| 207F03 |  | 207F03 | Portable Buildings | Acoustic Enclosures (GRP) | GRP acoustic enclosures for diesel engines. Typically up to 0.5MW | Custom designed to accommodate specified generator and location | Enclosures are available in a wide range of specifications. The rate may need to be adjusted to accommodate relevant specifications. | GRP acoustic enclosures are custom designed to ensure noise pollution is reduces at source on new or existing machinery relevant to the location requirements. | Considered Not Applicable at time of Publication | (BEAMS Note 1) The ERC for this item should be added to the total of the ERC of the other P&M items on the site and the Buildings ERC (where applicable) to enable the correct contract size adjustment to be made. ERC of P&M Items + ERC of Building Component’s = Total ERC (net figure rateable items only) to which contract size adjustment should be applied The 2023 Generic Contractors Test Spreadsheet has this facility built into the programme - it is recommended you undertake all contractors test valuations using this spreadsheet. (Details on the application of contract size adjustments can be found in the RCG 2023 Guidance notes). Where RV is calculated using the comparative method (rental method) the contract size adjustment should be made as follows: Select - SCAT code box ""P and M as an addition” within the 2023 Generic Contractors Test Spreadsheet facility. Or Where the spreadsheet is not used take the: Reciprocal of statutory de-capitalisation rate (i.e. 5% reciprocal = 20) multiply by rateable value of the buildings (before any overall end allowances are made and after making a notional deduction for the land value) and add to the ERC of P&M. Use resultant figure to calculate contract size adjustment. (Guidance Notes - Section 6) | Costs excludes settings or foundations which are costed separately. Cost also excludes costs associated with cooling and ventilation equipment. | Record age of the structure. Measure length, width and height internally as the rate is based on m3 | - | - | - | - | - | GRP enclosures | Photographs taken from CDB. | 10188 |  | m3 | - | 5 - UTILITIES, TRANSPORT & TELECOMS | Steve Webb | Mark Holliday | #N/A | Option 3 | ERROR | 0% | 285 | 224.1451 | 0% | 0% | 224.1451 | 0% | ERC Over-ridden | Stephen Jones | VOA_GPN_GOV_UK\7247521 | 2021-08-06 | Low | - | Medium | Cost based on limited detail from FoR submission. | Checked with PA | Valuer over-rider. See evidence tab. Assumed at TPI 329. 23/02/2021 - Indexing was being messed up by going through the Price Book Sheet. Used ERC over-ride instead. | NA | Supplier/Manufacturer | 1.56 | (BEAMS Note 1) The ERC for this item should be added to the total of the ERC of the other P&M items on the site and the Buildings ERC (where applicable) to enable the correct contract size adjustment to be made. ERC of P&M Items + ERC of Building Component’s = Total ERC (net figure rateable items only) to which contract size adjustment should be applied The 2021 Generic Contractors Test Spreadsheet has this facility built into the programme - it is recommended you undertake all contractors test valuations using this spreadsheet. (Details on the application of contract size adjustments can be found in the RCG 2021 Guidance notes). Where RV is calculated using the comparative method (rental method) the contract size adjustment should be made as follows: Select - SCAT code box "P and M as an addition” within the 2021 Generic Contractors Test Spreadsheet facility. Or Where the spreadsheet is not used take the: Reciprocal of statutory de-capitalisation rate (i.e. 5% reciprocal = 20) multiply by rateable value of the buildings (before any overall end allowances are made and after making a notional deduction for the land value) and add to the ERC of P&M. Use resultant figure to calculate contract size adjustment. (Guidance Notes - Section 6) | GRP enclosures | Photographs taken from CDB. | 1 | TRUE
| 207F04 |  | 207F04 | Portable buildings | Containerised switch room | Variable size depending upon on capacity, number of switches accommodated within the switchroom | Typically approximately 3m in height | - | Units commonly found on small electricity generation sites. Generally steel containerised purpose built switch room for high and low voltage electrical equipment. May also accommodate a control room area or boiler room. They are delivered in volumetric format (ie fully factory assembled) and are placed in position on concrete pads or similar hard-standing. Could be constructed in plastic-coated steel or GRP. Units can be raised above the ground or have ducts and access points to accommodate service entries and cable runs. | Considered Not Applicable at time of Publication | (BEAMS Note 2) The ERC for this item should be added to all other rateable items on the hereditament (except land). Therefore the total of the ERC of the other Building Items and the P&M ERC (where applicable) to enable the correct contract size adjustment to be made. ERC of Building Component + ERC of P&M = Total ERC to which contract size adjustment should be applied. The appropriate % adjustment should be made in accordance with the scale for contract size adjustment specified under section 6 of the RCG 2023 Guidance notes. The currency ERC rates are set at £4m (Four Million Pounds) @ 1st April 2021 (AVD) for the RCG 2023 Publication. | Costs include flooring, lighting, supports and access to the cabin | Measure length, width. | - | - | - | - | - | Containerised HV switchroom | - | - |  | m2 | - | 5 - UTILITIES, TRANSPORT & TELECOMS | Steve Webb | Mark Holliday | #N/A | Option 3 | ERROR | 0% | 1310.2775 | 1030.4994 | 0% | 0% | 1030.4994 | 0% | Price Book Data | Stephen Jones | VOA_GPN_GOV_UK\7247521 | 2021-04-14 | - | - | Medium | Costs based o limited information from FoR | - | Updated in line with RCG23 TPI | NA | Supplier/Manufacturer | 1.561 | (BEAMS Note 2) The ERC for this item should be added to all other rateable items on the hereditament (except land). Therefore the total of the ERC of the other Building Items and the P&M ERC (where applicable) to enable the correct contract size adjustment to be made. ERC of Building Component + ERC of P&M = Total ERC to which contract size adjustment should be applied. The appropriate % adjustment should be made in accordance with the scale for contract size adjustment specified under section 6 of the RCG 2021 Guidance notes. The currency ERC rates are set at £4m (Four Million Pounds) @ 1st April 2019 (AVD) for the RCG 2021 Publication. | Containerised HV switchroom | - | 2 | TRUE
4563 | 207F01 | 100009 | 207F01 | Portable Buildings | Acoustic Generator Enclosures (Steel) | For gas or diesel reciprocating engines. | Custom designed to accommodate gas or diesel generator and location. | Enclosures are available in a range of sizes and specifications and the rate may need to be adjusted to accommodate these variations. | Steel acoustic enclosures are custom designed to ensure noise pollution is reduced at source on new or existing machinery relevant to the location requirements. Diesel and gas generator enclosures are an effective shield from noise pollution originating from generator machinery. Acoustic doors, baffles and louvres are included in the overall volume and are designed to minimise noise pollution affecting nearby environment. | Considered Not Applicable at time of Publication | (BEAMS Note 1) The ERC for this item should be added to the total of the ERC of the other P&M items on the site and the Buildings ERC (where applicable) to enable the correct contract size adjustment to be made. ERC of P&M Items + ERC of Building Component’s = Total ERC (net figure rateable items only) to which contract size adjustment should be applied The 2023 Generic Contractors Test Spreadsheet has this facility built into the programme - it is recommended you undertake all contractors test valuations using this spreadsheet. (Details on the application of contract size adjustments can be found in the RCG 2023 Guidance notes). Where RV is calculated using the comparative method (rental method) the contract size adjustment should be made as follows: Select - SCAT code box ""P and M as an addition” within the 2023 Generic Contractors Test Spreadsheet facility. Or Where the spreadsheet is not used take the: Reciprocal of statutory de-capitalisation rate (i.e. 5% reciprocal = 20) multiply by rateable value of the buildings (before any overall end allowances are made and after making a notional deduction for the land value) and add to the ERC of P&M. Use resultant figure to calculate contract size adjustment. (Guidance Notes - Section 6) | Costs inclusive of access equipment e.g. ladders, steps, etc to the structure but excludes cooling and ventilation equipment, foundations and electrical service connections. | Record age of the structure. Measure length, width and height internally as the rate is based on m3. Inclusive of air intake and extraction. Exhausts and stacks should be recorded and costed separately. | - | - | - | Support frame to the cooling system which may be roof mounted or on a concrete pad adjacent to the enclosure should be recorded separately. | - | photographs of enclosure | Identifying exhausts, silencer and tail pipe, rooftop radiator | 10188 |  | m3 | - | 5 - UTILITIES, TRANSPORT & TELECOMS | Steve Webb | Mark Holliday | #N/A | Option 3 | ERROR | 0% | 540 | 424.696 | 0% | 0% | 424.696 | 0% | ERC Over-ridden | Stephen Jones | VOA_GPN_GOV_UK\7247521 | 2021-08-06 | Low | - | Medium | Costs have been agreed with MH so marked as amber as opposed to red but is based on limited evidence from a supplier. The ERC reflects the cost less non-rateable items however these are not fully scheduled, quantified and priced. Assumptions have been made and would need more robust information to defend. The breakdown of FoR evidence is appended but these are for complete genset units consisting of rateable items and generator plant which is not reflective of the non-rateable ERC | Checked with PA | ERC over-ridden by valuer request. Presumably TPI 329. 23/02/2021 - Indexing was being messed up by going through the Price Book Sheet. Used ERC over-ride instead. | NA | Supplier/Manufacturer | 1.56 | (BEAMS Note 1) The ERC for this item should be added to the total of the ERC of the other P&M items on the site and the Buildings ERC (where applicable) to enable the correct contract size adjustment to be made. ERC of P&M Items + ERC of Building Component’s = Total ERC (net figure rateable items only) to which contract size adjustment should be applied The 2021 Generic Contractors Test Spreadsheet has this facility built into the programme - it is recommended you undertake all contractors test valuations using this spreadsheet. (Details on the application of contract size adjustments can be found in the RCG 2021 Guidance notes). Where RV is calculated using the comparative method (rental method) the contract size adjustment should be made as follows: Select - SCAT code box "P and M as an addition” within the 2021 Generic Contractors Test Spreadsheet facility. Or Where the spreadsheet is not used take the: Reciprocal of statutory de-capitalisation rate (i.e. 5% reciprocal = 20) multiply by rateable value of the buildings (before any overall end allowances are made and after making a notional deduction for the land value) and add to the ERC of P&M. Use resultant figure to calculate contract size adjustment. (Guidance Notes - Section 6) | photographs of enclosure | Identifying exhausts, silencer and tail pipe, rooftop radiator | 1 | TRUE
| 207F02 |  | 207F02 | Portable buildings | Containerised welfare cabin | 6.401 x 2.743 | 2.36 internal height standard | 17.56m2 | Utility standard units used for temporary accommodation for visiting site staff to provide shelter and temporary welfare facilities. They are delivered in volumetric format (ie fully factory assembled) and are placed in position on concrete pads or similar hard-standing. Constructed of plastic-coated steel externally with polyester coated steel wall and ceiling linings internally. Doors are steel-faced and windows are aluminium single-glazed with polyester finish Costs include sheet vinyl floor covering, fluorescent lighting and socket outlets and electric convector heating units. Various optional extras are provided to suit individual requirements. No water service or tilet facilities. | Considered Not Applicable at time of Publication | (BEAMS Note 1) The ERC for this item should be added to the total of the ERC of the other P&M items on the site and the Buildings ERC (where applicable) to enable the correct contract size adjustment to be made. ERC of P&M Items + ERC of Building Component’s = Total ERC (net figure rateable items only) to which contract size adjustment should be applied The 2023 Generic Contractors Test Spreadsheet has this facility built into the programme - it is recommended you undertake all contractors test valuations using this spreadsheet. (Details on the application of contract size adjustments can be found in the RCG 2023 Guidance notes). Where RV is calculated using the comparative method (rental method) the contract size adjustment should be made as follows: Select - SCAT code box ""P and M as an addition” within the 2023 Generic Contractors Test Spreadsheet facility. Or Where the spreadsheet is not used take the: Reciprocal of statutory de-capitalisation rate (i.e. 5% reciprocal = 20) multiply by rateable value of the buildings (before any overall end allowances are made and after making a notional deduction for the land value) and add to the ERC of P&M. Use resultant figure to calculate contract size adjustment. (Guidance Notes - Section 6) | Costs exclude site works to include concrete bases, pads. Costs include for 3nr socket outlets, 2kw convector heater, 2nr 1.5m fluorescent lighting | Measure length, width. | - | - | - | - | - | No photograph available | - | - |  | m2 | - | 5 - UTILITIES, TRANSPORT & TELECOMS | Steve Webb | Mark Holliday | #N/A | Option 3 | ERROR | 0% | 177.0892 | 139.2761 | 0% | 0% | 139.2761 | 0% | Price Book Data | Stephen jones | VOA_GPN_GOV_UK\7247521 | 2021-02-23 | Low | - | Medium | Costs are based on basic specification and limited cost data. Where spec deviates for this the cost will need to be reviewed | Checked with PA | Indexing was being messed up by going through the Price Book Sheet. Used ERC over-ride instead. | NA | Supplier/Manufacturer | 1.561 | (BEAMS Note 1) The ERC for this item should be added to the total of the ERC of the other P&M items on the site and the Buildings ERC (where applicable) to enable the correct contract size adjustment to be made. ERC of P&M Items + ERC of Building Component’s = Total ERC (net figure rateable items only) to which contract size adjustment should be applied The 2021 Generic Contractors Test Spreadsheet has this facility built into the programme - it is recommended you undertake all contractors test valuations using this spreadsheet. (Details on the application of contract size adjustments can be found in the RCG 2021 Guidance notes). Where RV is calculated using the comparative method (rental method) the contract size adjustment should be made as follows: Select - SCAT code box "P and M as an addition” within the 2021 Generic Contractors Test Spreadsheet facility. Or Where the spreadsheet is not used take the: Reciprocal of statutory de-capitalisation rate (i.e. 5% reciprocal = 20) multiply by rateable value of the buildings (before any overall end allowances are made and after making a notional deduction for the land value) and add to the ERC of P&M. Use resultant figure to calculate contract size adjustment. (Guidance Notes - Section 6) | No photograph available | - | 1 | TRUE
4564 | 42U30X | 4416 | 42U30X | Portable buildings | Firesafe | High security units | 2.50m int height | 21.34m² | Fire resistant high security. Typically used for onsite storage of records or for personal use. Internal layouts can be designed to exact user requirements. They are delivered in volumetric format (i.e. fully factory assembled) and are placed in position on concrete pads or similar hard-standing. Constructed of insulated plastic-coated steel externally with polyester-coated steel ceiling and wall linings internally backed with plasterboard. Doors are insulated steel-faced and windows are hardwood, internally glazed, with galvanised steel guards. Single units may be linked and / or stacked to form larger complexes. Cost includes sheet vinyl floor covering, fluorescent lighting, socket outlets, electric convector heating units and mechanical extract ventilation. Various optional extras are provided to suit individual requirements, these would include various floor coverings, window options and air conditioning. | Considered Not Applicable at time of Publication | (BEAMS Note 2) The ERC for this item should be added to all other rateable items on the hereditament (except land). Therefore the total of the ERC of the other Building Items and the P&M ERC (where applicable) to enable the correct contract size adjustment to be made. ERC of Building Component + ERC of P&M = Total ERC to which contract size adjustment should be applied. The appropriate % adjustment should be made in accordance with the scale for contract size adjustment specified under section 6 of the RCG 2023 Guidance notes. The currency ERC rates are set at £4m (Four Million Pounds) @ 1st April 2021 (AVD) for the RCG 2023 Publication. | Costs include simple concrete pad foundations, sheet vinyl floor covering, fluorescent lights, 13 amp socket outlets, electric convector units and mechanical extract ventilation. | Record Age and Area to GIA. | - | - | - | - | Connection to site electrical power supply £550, Connection to site water supply £550, Timber staircase for double stacked units £900 and Metal staircase for double stacked units £2100. | - | - | 10306 |  | Each | - | NA | NA | NA | 14882.3161 | Option 3 | 17519.56 | 17.72% | 14614.1543 | 11493.6548 | -22.77% | -34.4% | 11493.6548 | -22.77% | Indexed | NA | VOA_GPN_GOV_UK\7246041 | 2019-08-30 | Low | - | Medium | Risk taken from previous CG | - | - | NA | Supplier/Manufacturer | NA | (BEAMS Note 2) The ERC for this item should be added to all other rateable items on the hereditament (except land). Therefore the total of the ERC of the other Building Items and the P&M ERC (where applicable) to enable the correct contract size adjustment to be made. ERC of Building Component + ERC of P&M = Total ERC to which contract size adjustment should be applied. The appropriate % adjustment should be made in accordance with the scale for contract size adjustment specified under section 6 of the RCG 2021 Guidance notes. The currency ERC rates are set at £4m (Four Million Pounds) @ 1st April 2019 (AVD) for the RCG 2021 Publication. | - | - | 2 | TRUE
4565 | 42Y30Y | 4433 | 42Y30Y | Portable buildings | Firesafe | High security units | 2.50m int height | 27.76m² | Fire resistant high security. Typically used for onsite storage of records or for personal use. Internal layouts can be designed to exact user requirements. They are delivered in volumetric format (i.e. fully factory assembled) and are placed in position on concrete pads or similar hard-standing. Constructed of insulated plastic-coated steel externally with polyester-coated steel ceiling and wall linings internally backed with plasterboard. Doors are insulated steel-faced and windows are hardwood, internally glazed, with galvanised steel guards. Single units may be linked and / or stacked to form larger complexes. Cost includes sheet vinyl floor covering, fluorescent lighting, socket outlets, electric convector heating units and mechanical extract ventilation. Various optional extras are provided to suit individual requirements, these would include various floor coverings, window options and air conditioning. | Considered Not Applicable at time of Publication | (BEAMS Note 2) The ERC for this item should be added to all other rateable items on the hereditament (except land). Therefore the total of the ERC of the other Building Items and the P&M ERC (where applicable) to enable the correct contract size adjustment to be made. ERC of Building Component + ERC of P&M = Total ERC to which contract size adjustment should be applied. The appropriate % adjustment should be made in accordance with the scale for contract size adjustment specified under section 6 of the RCG 2023 Guidance notes. The currency ERC rates are set at £4m (Four Million Pounds) @ 1st April 2021 (AVD) for the RCG 2023 Publication. | Costs include simple concrete pad foundations, sheet vinyl floor covering, flourecent lights, 13 amp socket outlets, electric convector units and mechanical extract ventilation. | Record Age and Area to GIA. | - | - | - | - | Connection to site electrical power supply £550, Connection to site water supply £550, Timber staircase for double stacked units £900 and Metal staircase for double stacked units £2100. | - | - | 10306 |  | Each | - | NA | NA | NA | 17353.5494 | Option 3 | 20428.712 | 17.72% | 17947.207 | 14115.0146 | -18.66% | -30.91% | 14115.0146 | -18.66% | Indexed | NA | VOA_GPN_GOV_UK\7246041 | 2019-08-30 | Low | - | Medium | Risk taken from previous CG | - | - | NA | Supplier/Manufacturer | NA | (BEAMS Note 2) The ERC for this item should be added to all other rateable items on the hereditament (except land). Therefore the total of the ERC of the other Building Items and the P&M ERC (where applicable) to enable the correct contract size adjustment to be made. ERC of Building Component + ERC of P&M = Total ERC to which contract size adjustment should be applied. The appropriate % adjustment should be made in accordance with the scale for contract size adjustment specified under section 6 of the RCG 2021 Guidance notes. The currency ERC rates are set at £4m (Four Million Pounds) @ 1st April 2019 (AVD) for the RCG 2021 Publication. | - | - | 2 | TRUE
4566 | 42U55B | 4430 | 42U55B | Portable buildings | Good quality | 12.10m x 3.70m | 2.50m int height | 44.77m² | Good quality standard units (such as Titan range) finished to a high standard and typically used for temporary school classrooms, medical facilities and offices. Internal layouts can be designed to exact user requirements. They are delivered in volumetric format (i.e. fully factory assembled) and are placed in position on concrete pads or similar hard-standing. Constructed of insulated plastic-coated steel externally with vinyl-faced plasterboard walls and polyester-coated steel ceiling internally. Doors are insulated steel-faced and windows are double-glazed. Single units may be linked and/or stacked to form larger complexes. Costs include sheet vinyl floor covering, basic internal partitions, fluorescent lighting, socket outlets and electric convector heating units. Various optional extras are provided to suit individual requirements, these would include various floor coverings, suspended ceilings, under-floor heating and air conditioning. | Considered Not Applicable at time of Publication | (BEAMS Note 2) The ERC for this item should be added to all other rateable items on the hereditament (except land). Therefore the total of the ERC of the other Building Items and the P&M ERC (where applicable) to enable the correct contract size adjustment to be made. ERC of Building Component + ERC of P&M = Total ERC to which contract size adjustment should be applied. The appropriate % adjustment should be made in accordance with the scale for contract size adjustment specified under section 6 of the RCG 2023 Guidance notes. The currency ERC rates are set at £4m (Four Million Pounds) @ 1st April 2021 (AVD) for the RCG 2023 Publication. | Costs include pad foundations (8nr x 1m x 1m x 1m) an electrical service connection, 20m trench allowed. All other external work is excluded from the rate e.g. gravel beneath the cabin or stairs / ramp and the like. Internally, sheet vinyl floor coverings, fluorescent strip lights and 13 amp socket outlets has been included in the price. The price is based on a Titan cabin reference TN124 which is 44.77m2 | Record Age and Area to GIA. | - | - | - | - | Connection to site electrical power supply £550, Connection to site water supply £550, Timber staircase for double stacked units £900 and Metal staircase for double stacked units £2100. | Photo 1 - Shows an example of a good quality Portable Building. | - | 10192 | 98H104, 98H105 | Each | - | NA | NA | NA | 24877.0819 | Option 3 | 29285.4638 | 17.72% | 37374.4972 | 29394.0765 | 18.16% | 0.3709% | 29394.0765 | 18.16% | Indexed | NA | VOA_GPN_GOV_UK\7246041 | 2019-08-30 | Low | - | Medium | Risk taken from previous CG | - | - | NA | Supplier/Manufacturer | NA | (BEAMS Note 2) The ERC for this item should be added to all other rateable items on the hereditament (except land). Therefore the total of the ERC of the other Building Items and the P&M ERC (where applicable) to enable the correct contract size adjustment to be made. ERC of Building Component + ERC of P&M = Total ERC to which contract size adjustment should be applied. The appropriate % adjustment should be made in accordance with the scale for contract size adjustment specified under section 6 of the RCG 2021 Guidance notes. The currency ERC rates are set at £4m (Four Million Pounds) @ 1st April 2019 (AVD) for the RCG 2021 Publication. | Photo 1 - Shows an example of a good quality Portable Building. | - | 2 | TRUE
4567 | 42U55C | 4431 | 42U55C | Portable buildings | Good quality | 14.50m x 3.70m | 2.50m int height | 53.65m² | Good quality standard units (such as Titan range) finished to a high standard and typically used for temporary school classrooms, medical facilities and offices. Internal layouts can be designed to exact user requirements. They are delivered in volumetric format (i.e. fully factory assembled) and are placed in position on concrete pads or similar hard-standing. Constructed of insulated plastic-coated steel externally with vinyl-faced plasterboard walls and polyester-coated steel ceiling internally. Doors are insulated steel-faced and windows are double-glazed. Single units may be linked and/or stacked to form larger complexes. Costs include sheet vinyl floor covering, basic internal partitions, fluorescent lighting, socket outlets and electric convector heating units. Various optional extras are provided to suit individual requirements, these would include various floor coverings, suspended ceilings, under-floor heating and air conditioning. | Considered Not Applicable at time of Publication | (BEAMS Note 2) The ERC for this item should be added to all other rateable items on the hereditament (except land). Therefore the total of the ERC of the other Building Items and the P&M ERC (where applicable) to enable the correct contract size adjustment to be made. ERC of Building Component + ERC of P&M = Total ERC to which contract size adjustment should be applied. The appropriate % adjustment should be made in accordance with the scale for contract size adjustment specified under section 6 of the RCG 2023 Guidance notes. The currency ERC rates are set at £4m (Four Million Pounds) @ 1st April 2021 (AVD) for the RCG 2023 Publication. | Costs include pad foundations (10nr x 1m x 1m x 1m) an electrical service connection, 20m trench allowed. All other external work is excluded from the rate e.g. gravel beneath the cabin or stairs / ramp and the like. Internally, sheet vinyl floor coverings, fluorescent strip lights and 13 amp socket outlets has been included in the price. The price is based on a Titan cabin reference TN154 which is 53.65m2. | Record Age and Area to GIA. Rate based on GIFA. | - | - | - | - | Connection to site electrical power supply £550, Connection to site water supply £550, Timber staircase for double stacked units £900 and Metal staircase for double stacked units £2100. | Photo 1 - Shows an example of a good quality Portable Building. | - | 10192 | 98H104, 98H105 | Each | - | NA | NA | NA | 29819.5485 | Option 3 | 35103.7678 | 17.72% | 42575.7738 | 33484.7461 | 12.29% | -4.612% | 33484.7461 | 12.29% | Indexed | NA | VOA_GPN_GOV_UK\7246041 | 2019-08-30 | Low | - | Medium | Risk taken from previous CG | - | - | NA | Supplier/Manufacturer | NA | (BEAMS Note 2) The ERC for this item should be added to all other rateable items on the hereditament (except land). Therefore the total of the ERC of the other Building Items and the P&M ERC (where applicable) to enable the correct contract size adjustment to be made. ERC of Building Component + ERC of P&M = Total ERC to which contract size adjustment should be applied. The appropriate % adjustment should be made in accordance with the scale for contract size adjustment specified under section 6 of the RCG 2021 Guidance notes. The currency ERC rates are set at £4m (Four Million Pounds) @ 1st April 2019 (AVD) for the RCG 2021 Publication. | Photo 1 - Shows an example of a good quality Portable Building. | - | 2 | TRUE
4568 | 42U55D | 4432 | 42U55D | Portable buildings | Good quality | 18.18m x 3.70m | 2.50m int height | 67.27m² | Good quality standard units (such as Titan range) finished to a high standard and typically used for temporary school classrooms, medical facilities and offices. Internal layouts can be designed to exact user requirements. They are delivered in volumetric format (i.e. fully factory assembled) and are placed in position on concrete pads or similar hard-standing. Constructed of insulated plastic-coated steel externally with vinyl-faced plasterboard walls and polyester-coated steel ceiling internally. Doors are insulated steel-faced and windows are double-glazed. Single units may be linked and/or stacked to form larger complexes. Costs include sheet vinyl floor covering, basic internal partitions, fluorescent lighting, socket outlets and electric convector heating units. Various optional extras are provided to suit individual requirements, these would include various floor coverings, suspended ceilings, under-floor heating and air conditioning. | Considered Not Applicable at time of Publication | (BEAMS Note 2) The ERC for this item should be added to all other rateable items on the hereditament (except land). Therefore the total of the ERC of the other Building Items and the P&M ERC (where applicable) to enable the correct contract size adjustment to be made. ERC of Building Component + ERC of P&M = Total ERC to which contract size adjustment should be applied. The appropriate % adjustment should be made in accordance with the scale for contract size adjustment specified under section 6 of the RCG 2023 Guidance notes. The currency ERC rates are set at £4m (Four Million Pounds) @ 1st April 2021 (AVD) for the RCG 2023 Publication. | Costs include pad foundations (12nr x 1m x 1m x 1m) an electrical service connection, 20m trench allowed. All other external work is excluded from the rate e.g. gravel beneath the cabin or stairs / ramp and the like. Internally, sheet vinyl floor coverings, fluorescent strip lights and 13 amp socket outlets has been included in the price. The price is based on a Titan cabin reference TN184 which is 67.27m2. | Record Age and Area to GIA. Rate based on GIFA. | - | - | - | - | Connection to site electrical power supply £550, Connection to site water supply £550, Timber staircase for double stacked units £900 and Metal staircase for double stacked units £2100. | Photo 1 - Shows an example of a good quality Portable Building. | - | 10192 | 98H104, 98H105 | Each | - | NA | NA | NA | 37068.4995 | Option 3 | 43637.2805 | 17.72% | 50777.8233 | 39935.4461 | 7.734% | -8.483% | 39935.4461 | 7.734% | Indexed | NA | VOA_GPN_GOV_UK\7246041 | 2019-08-30 | Low | - | Medium | Risk taken from previous CG | - | - | NA | Supplier/Manufacturer | NA | (BEAMS Note 2) The ERC for this item should be added to all other rateable items on the hereditament (except land). Therefore the total of the ERC of the other Building Items and the P&M ERC (where applicable) to enable the correct contract size adjustment to be made. ERC of Building Component + ERC of P&M = Total ERC to which contract size adjustment should be applied. The appropriate % adjustment should be made in accordance with the scale for contract size adjustment specified under section 6 of the RCG 2021 Guidance notes. The currency ERC rates are set at £4m (Four Million Pounds) @ 1st April 2019 (AVD) for the RCG 2021 Publication. | Photo 1 - Shows an example of a good quality Portable Building. | - | 2 | TRUE
4569 | 42U55A | 4429 | 42U55A | Portable buildings | Good quality | 9.70m x 3.70m | 2.50m int height | 35.89m² | Good quality standard units (such as Titan range) finished to a high standard and typically used for temporary school classrooms, medical facilities and offices. Internal layouts can be designed to exact user requirements. They are delivered in volumetric format (i.e. fully factory assembled) and are placed in position on concrete pads or similar hard-standing. Constructed of insulated plastic-coated steel externally with vinyl-faced plasterboard walls and polyester-coated steel ceiling internally. Doors are insulated steel-faced and windows are double-glazed. Single units may be linked and/or stacked to form larger complexes. Costs include sheet vinyl floor covering, basic internal partitions, fluorescent lighting, socket outlets and electric convector heating units. Various optional extras are provided to suit individual requirements, these would include various floor coverings, suspended ceilings, under-floor heating and air conditioning. | Considered Not Applicable at time of Publication | (BEAMS Note 2) The ERC for this item should be added to all other rateable items on the hereditament (except land). Therefore the total of the ERC of the other Building Items and the P&M ERC (where applicable) to enable the correct contract size adjustment to be made. ERC of Building Component + ERC of P&M = Total ERC to which contract size adjustment should be applied. The appropriate % adjustment should be made in accordance with the scale for contract size adjustment specified under section 6 of the RCG 2023 Guidance notes. The currency ERC rates are set at £4m (Four Million Pounds) @ 1st April 2021 (AVD) for the RCG 2023 Publication. | Costs include pad foundations (6nr x 1m x 1m x 1m) an electrical service connection, 20m trench allowed. All other external work is excluded from the rate e.g. gravel beneath the cabin or stairs / ramp and the like. Internally, sheet vinyl floor coverings, fluorescent strip lights and 13 amp socket outlets has been included in the price. The price is based on a Titan cabin reference TN104 which is 35.80m2. |  | - | - | - | - | Connection to site electrical power supply £550, Connection to site water supply £550, Timber staircase for double stacked units £900 and Metal staircase for double stacked units £2100. | Photo 1 - Shows an example of a good quality Portable Building. | - | 10192 | 98H104, 98H105 | Each | - | NA | NA | NA | 20538.6945 | Option 3 | 24178.2858 | 17.72% | 32008.8926 | 25174.1671 | 22.57% | 4.119% | 25174.1671 | 22.57% | Indexed | NA | VOA_GPN_GOV_UK\7246041 | 2019-08-30 | Low | - | Medium | Risk taken from previous CG | - | - | NA | Supplier/Manufacturer | NA | (BEAMS Note 2) The ERC for this item should be added to all other rateable items on the hereditament (except land). Therefore the total of the ERC of the other Building Items and the P&M ERC (where applicable) to enable the correct contract size adjustment to be made. ERC of Building Component + ERC of P&M = Total ERC to which contract size adjustment should be applied. The appropriate % adjustment should be made in accordance with the scale for contract size adjustment specified under section 6 of the RCG 2021 Guidance notes. The currency ERC rates are set at £4m (Four Million Pounds) @ 1st April 2019 (AVD) for the RCG 2021 Publication. | Photo 1 - Shows an example of a good quality Portable Building. | - | 2 | TRUE
4570 | 42U30A | 4411 | 42U30A | Portable buildings | GRP | Genesis GRP Kiosk excluding concrete base | 1.5m x 1.5m | 2.56m ht | Moulded glass reinforced plastic walls and roof. Stainless steel nuts, bolts and screws, lightweight and corrosion free. Including prepared concrete base. Larger units of the enclosed type may have internal bracing against deflection. Insulation may be added depending on the function of the unit. Additional cost will be incurred. | Considered Not Applicable at time of Publication | (BEAMS Note 2) The ERC for this item should be added to all other rateable items on the hereditament (except land). Therefore the total of the ERC of the other Building Items and the P&M ERC (where applicable) to enable the correct contract size adjustment to be made. ERC of Building Component + ERC of P&M = Total ERC to which contract size adjustment should be applied. The appropriate % adjustment should be made in accordance with the scale for contract size adjustment specified under section 6 of the RCG 2023 Guidance notes. The currency ERC rates are set at £4m (Four Million Pounds) @ 1st April 2021 (AVD) for the RCG 2023 Publication. | The cost is based on a price list from Glasden; Genesis GRP Kiosk, and includes a small allowance for delivery and offloading. The cost does not include any external works or base for the unit, nor does it allow for any service connections. A 12% preliminary cost allowance has been added to the base price which would be attributable to a main contractor procuring / managing the works. | Measure external dimensions. | Measure external dimensions for the unit | - | - | - | Connection to electrical supply £550 per unit and connection to water supply £550 per unit. | Photo 1 - GRP structure with double opening doors usually for housing fixed equipment: electronic controls, pumps, generators. Includes the cost of a base, typically 150mm concrete slab with mesh reinforcement on hardcore base. Steps are not included in costs. Photo 2 - GRP kiosk with windows. May have electronic controls - often used for site security. | - | 10186 |  | Each | - | NA | NA | NA | 4920.5001 | Option 2 | 5792.4449 | 17.72% | 10338.9451 | 8131.3132 | 65.25% | 40.38% | 8131.3132 | 65.25% | Indexed | NA | VOA_GPN_GOV_UK\7246041 | 2019-08-30 | Low | - | Medium | Risk taken from previous CG | - | - | NA | Supplier/Manufacturer | NA | (BEAMS Note 2) The ERC for this item should be added to all other rateable items on the hereditament (except land). Therefore the total of the ERC of the other Building Items and the P&M ERC (where applicable) to enable the correct contract size adjustment to be made. ERC of Building Component + ERC of P&M = Total ERC to which contract size adjustment should be applied. The appropriate % adjustment should be made in accordance with the scale for contract size adjustment specified under section 6 of the RCG 2021 Guidance notes. The currency ERC rates are set at £4m (Four Million Pounds) @ 1st April 2019 (AVD) for the RCG 2021 Publication. | Photo 1 - GRP structure with double opening doors usually for housing fixed equipment: electronic controls, pumps, generators. Includes the cost of a base, typically 150mm concrete slab with mesh reinforcement on hardcore base. Steps are not included in costs. Photo 2 - GRP kiosk with windows. May have electronic controls - often used for site security. | - | 2 | TRUE
4571 | 42U30F | 4412 | 42U30F | Portable buildings | GRP | Genesis GRP Kiosk excluding concrete base | 2.3m x 1.5m | 2.56m ht | Moulded glass reinforced plastic walls and roof. Stainless steel nuts, bolts and screws, lightweight and corrosion free. Larger units of the enclosed type may have internal bracing against deflection. Insulation may be added depending on the function of the unit. Additional cost will be incurred. | Considered Not Applicable at time of Publication | (BEAMS Note 2) The ERC for this item should be added to all other rateable items on the hereditament (except land). Therefore the total of the ERC of the other Building Items and the P&M ERC (where applicable) to enable the correct contract size adjustment to be made. ERC of Building Component + ERC of P&M = Total ERC to which contract size adjustment should be applied. The appropriate % adjustment should be made in accordance with the scale for contract size adjustment specified under section 6 of the RCG 2023 Guidance notes. The currency ERC rates are set at £4m (Four Million Pounds) @ 1st April 2021 (AVD) for the RCG 2023 Publication. | The cost is based on a price list from Glasden; Genesis GRP Kiosk, and includes a small allowance for delivery and offloading. The cost does not include any external works or base for the unit, nor does it allow for any service connections. A 12% preliminary cost allowance has been added to the base price which would be attributable to a main contractor procuring / managing the works. | Measure external dimensions. | - | - | - | - | Connection to electrical supply £550 per unit and connection to water supply £550 per unit. | Photo 1 - GRP structure with double opening doors usually for housing fixed equipment: electronic controls, pumps, generators. Includes the cost of a base, typically 150mm concrete slab with mesh reinforcement on hardcore base. Steps are not included in costs. Photo 2 - GRP kiosk with windows. May have electronic controls - often used for site security. | - | 10186 |  | Each | - | NA | NA | NA | 6204.4431 | Option 2 | 7303.911 | 17.72% | 11908.3308 | 9365.5945 | 50.95% | 28.23% | 9365.5945 | 50.95% | Indexed | NA | VOA_GPN_GOV_UK\7246041 | 2019-08-30 | Low | - | Medium | Risk taken from previous CG | - | - | NA | Supplier/Manufacturer | NA | (BEAMS Note 2) The ERC for this item should be added to all other rateable items on the hereditament (except land). Therefore the total of the ERC of the other Building Items and the P&M ERC (where applicable) to enable the correct contract size adjustment to be made. ERC of Building Component + ERC of P&M = Total ERC to which contract size adjustment should be applied. The appropriate % adjustment should be made in accordance with the scale for contract size adjustment specified under section 6 of the RCG 2021 Guidance notes. The currency ERC rates are set at £4m (Four Million Pounds) @ 1st April 2019 (AVD) for the RCG 2021 Publication. | Photo 1 - GRP structure with double opening doors usually for housing fixed equipment: electronic controls, pumps, generators. Includes the cost of a base, typically 150mm concrete slab with mesh reinforcement on hardcore base. Steps are not included in costs. Photo 2 - GRP kiosk with windows. May have electronic controls - often used for site security. | - | 2 | TRUE
4572 | 42U30K | 4413 | 42U30K | Portable buildings | GRP | Genesis GRP Kiosk excluding concrete base | 2.7m x 2.2m | 2.56m ht | Moulded glass reinforced plastic walls and roof. Stainless steel nuts, bolts and screws - lightweight and corrosion free. Including prepared concrete base. Larger units of the enclosed type may have internal bracing against deflection. Insulation may be added depending on the function of the unit. Additional cost will be incurred. | Considered Not Applicable at time of Publication | (BEAMS Note 2) The ERC for this item should be added to all other rateable items on the hereditament (except land). Therefore the total of the ERC of the other Building Items and the P&M ERC (where applicable) to enable the correct contract size adjustment to be made. ERC of Building Component + ERC of P&M = Total ERC to which contract size adjustment should be applied. The appropriate % adjustment should be made in accordance with the scale for contract size adjustment specified under section 6 of the RCG 2023 Guidance notes. The currency ERC rates are set at £4m (Four Million Pounds) @ 1st April 2021 (AVD) for the RCG 2023 Publication. | The cost is based on a price list from Glasden; Genesis GRP Kiosk, and includes a small allowance for delivery and offloading. The cost does not include any external works or base for the unit, nor does it allow for any service connections. A 12% preliminary cost allowance has been added to the base price which would be attributable to a main contractor procuring / managing the works. | Measure external dimensions. | - | - | - | - | Connection to electrical supply £550 per unit and connection to water supply £550 per unit. | Photo 1 - GRP structure with double opening doors usually for housing fixed equipment: electronic controls, pumps, generators. Includes the cost of a base, typically 150mm concrete slab with mesh reinforcement on hardcore base. Steps are not included in costs. Photo 2 - GRP kiosk with windows. May have electronic controls - often used for site security. | - | 10186 |  | Each | - | NA | NA | NA | 7419.1915 | Option 2 | 8733.9209 | 17.72% | 21077.1999 | 16576.6732 | 123.4% | 89.8% | 16576.6732 | 123.4% | Indexed | NA | VOA_GPN_GOV_UK\7246041 | 2019-08-30 | Low | - | Medium | Risk taken from previous CG | - | - | NA | Supplier/Manufacturer | NA | (BEAMS Note 2) The ERC for this item should be added to all other rateable items on the hereditament (except land). Therefore the total of the ERC of the other Building Items and the P&M ERC (where applicable) to enable the correct contract size adjustment to be made. ERC of Building Component + ERC of P&M = Total ERC to which contract size adjustment should be applied. The appropriate % adjustment should be made in accordance with the scale for contract size adjustment specified under section 6 of the RCG 2021 Guidance notes. The currency ERC rates are set at £4m (Four Million Pounds) @ 1st April 2019 (AVD) for the RCG 2021 Publication. | Photo 1 - GRP structure with double opening doors usually for housing fixed equipment: electronic controls, pumps, generators. Includes the cost of a base, typically 150mm concrete slab with mesh reinforcement on hardcore base. Steps are not included in costs. Photo 2 - GRP kiosk with windows. May have electronic controls - often used for site security. | - | 2 | TRUE
4573 | 42U55S | 5603 | 42U55S | Portable buildings | Prestige | Modular units | Very high quality finish | - | High quality standard units (such as Premier Interlink (Waco UK) Ltd) finished to a high standard and typically used for prestigious offices, marketing suites and similar applications. Internal layouts can be designed to exact user requirements. They are delivered in volumetric format (i.e. fully factory assembled) and are placed in position on concrete pads or similar hard-standing. Constructed of insulated plastic-coated steel externally with vinyl-faced plasterboard walls and polyester-coated steel ceiling internally. Doors are insulated steel-faced and windows are PVC-U, double-glazed with low energy glass. The system uses complete modules to construct buildings with unlimited floor area. Additional storeys may be added at any time (up to a maximum of four). Various optional extras are provided to suit individual requirements. These include various floor coverings, suspended ceilings, under-floor heating and air conditioning. | Considered Not Applicable at time of Publication | (BEAMS Note 2) The ERC for this item should be added to all other rateable items on the hereditament (except land). Therefore the total of the ERC of the other Building Items and the P&M ERC (where applicable) to enable the correct contract size adjustment to be made. ERC of Building Component + ERC of P&M = Total ERC to which contract size adjustment should be applied. The appropriate % adjustment should be made in accordance with the scale for contract size adjustment specified under section 6 of the RCG 2023 Guidance notes. The currency ERC rates are set at £4m (Four Million Pounds) @ 1st April 2021 (AVD) for the RCG 2023 Publication. | Additional Costs for external finishes to external walls: Wester Red Cedar Cladding 135m2; Siberian Larch 125m2; Render 90m2; Brickslip System 155m2, Rainscreen Panels 200m2 and Curtain Walling 500m2. | Record Age and Area to GIA. External Walls to be measured as per elevation. | - | - | - | - | - | - | - | 10309 | 98H104, 98H105 | M2 | - | NA | NA | NA | 1221.3384 | Option 3 | 1437.7676 | 17.72% | 1561.5291 | 1228.1023 | 0.5538% | -14.58% | 1228.1023 | 0.5538% | Indexed | NA | VOA_GPN_GOV_UK\7246041 | 2019-08-30 | Low | - | Medium | Risk taken from previous CG | - | - | NA | Supplier/Manufacturer | NA | (BEAMS Note 2) The ERC for this item should be added to all other rateable items on the hereditament (except land). Therefore the total of the ERC of the other Building Items and the P&M ERC (where applicable) to enable the correct contract size adjustment to be made. ERC of Building Component + ERC of P&M = Total ERC to which contract size adjustment should be applied. The appropriate % adjustment should be made in accordance with the scale for contract size adjustment specified under section 6 of the RCG 2021 Guidance notes. The currency ERC rates are set at £4m (Four Million Pounds) @ 1st April 2019 (AVD) for the RCG 2021 Publication. | - | - | 2 | TRUE
4574 | 42U45A | 4424 | 42U45A | Portable buildings | Rubb shelters | Galvanised steel framework | PVC covering | R.C slab and ring beam - 1000m² typical | Rubb prefabricated portable structures and buildings have two common features, a galvanised steel frame and a PVC impregnated polyester fabric cover which is tensioned over the frame to provide a tight fitting shell. Variations include provision of alternative materials such as steel cladding or aluminium frame members. Any length of Rubb structure is possible in single span width of between 3 metres to over 79 metres (gap between ribs 3m to 5m). Multispan options are also available to provide for even larger structures. Side and gable walls are vertical to provide maximum space utilization. These buildings are temporary structures although they have a reasonable life expectancy of over twenty years. Such buildings are frequently used for storage purposes and have minimum mechanical and electrical services. Foundations are a reinforced power-floated concrete slab and perimeter ring beam to which the steel frame is attached. Services include incoming electric service providing basic industrial lighting. | Considered Not Applicable at time of Publication | (BEAMS Note 2) The ERC for this item should be added to all other rateable items on the hereditament (except land). Therefore the total of the ERC of the other Building Items and the P&M ERC (where applicable) to enable the correct contract size adjustment to be made. ERC of Building Component + ERC of P&M = Total ERC to which contract size adjustment should be applied. The appropriate % adjustment should be made in accordance with the scale for contract size adjustment specified under section 6 of the RCG 2023 Guidance notes. The currency ERC rates are set at £4m (Four Million Pounds) @ 1st April 2021 (AVD) for the RCG 2023 Publication. | Rate Includes a perimeter ring foundation (29m x 0.3m x 0.3m) with a 50mm gravel top to hide anchor connections. There is an allowance for topsoil removal, 150mm type 1 stone and a 250mm slab reinforced with A393 mesh (1 layer). No external perimeter walls are included within the cost. All other external works and service connections are excluded. Although lighting and electrics can be added to the structure, none is allowed within the rate. | Record Age and Area. Rate based on GIFA with a rate generated from a quotation based on a building 9m x 6m x 3m high (54m2). As the building becomes larger, the rate is likely to reduce as the foundation will be less per m2. | - | - | - | - | - | Photo 1 - Shows cutaway of the structure of a typical Rubb Shelter. | - | 10308 |  | M2 | - | NA | NA | NA | 291.0564 | Option 3 | 342.6335 | 17.72% | 280.9783 | 220.9821 | -24.08% | -35.5% | 220.9821 | -24.08% | Indexed | NA | VOA_GPN_GOV_UK\7246041 | 2021-10-08 | Low | - | Medium | Risk taken from previous CG | - | - | NA | Supplier/Manufacturer | NA | (BEAMS Note 2) The ERC for this item should be added to all other rateable items on the hereditament (except land). Therefore the total of the ERC of the other Building Items and the P&M ERC (where applicable) to enable the correct contract size adjustment to be made. ERC of Building Component + ERC of P&M = Total ERC to which contract size adjustment should be applied. The appropriate % adjustment should be made in accordance with the scale for contract size adjustment specified under section 6 of the RCG 2021 Guidance notes. The currency ERC rates are set at £4m (Four Million Pounds) @ 1st April 2019 (AVD) for the RCG 2021 Publication. | Photo 1 - Shows cutaway of the structure of a typical Rubb Shelter. | - | 2 | TRUE
4575 | 42U30U | 4415 | 42U30U | Portable buildings | Secure storage containers | 2.44m x 12.19m | 2.59m int height | 29.74m² | Second hand standard ISO shipping container of all steel construction typically used for secure site storage. Available in standard sizes. | Considered Not Applicable at time of Publication | (BEAMS Note 2) The ERC for this item should be added to all other rateable items on the hereditament (except land). Therefore the total of the ERC of the other Building Items and the P&M ERC (where applicable) to enable the correct contract size adjustment to be made. ERC of Building Component + ERC of P&M = Total ERC to which contract size adjustment should be applied. The appropriate % adjustment should be made in accordance with the scale for contract size adjustment specified under section 6 of the RCG 2023 Guidance notes. The currency ERC rates are set at £4m (Four Million Pounds) @ 1st April 2021 (AVD) for the RCG 2023 Publication. | Cost excludes any foundations or external works. Second hand container prices vary considerably thus the figures quoted are indicative based costs obtained around the 2015 AVD date. Main contractors prelims / overhead recovery included in figure. Figures based upon a 40ft x 8 ft container. | Record Age and Area. | - | - | - | - | - | Photo 1 - Shows second hand standard ISO shipping container of all steel construction typically used for secure site storage. Available in standard size | - | 10305 |  | Each | - | NA | NA | NA | 1372.9074 | Option 3 | 1616.1956 | 17.72% | 2714.9851 | 2135.2656 | 55.53% | 32.12% | 2135.2656 | 55.53% | Indexed | NA | VOA_GPN_GOV_UK\7246041 | 2022-02-25 | Low | - | Medium | Risk taken from previous CG | - | - | NA | Supplier/Manufacturer | NA | (BEAMS Note 2) The ERC for this item should be added to all other rateable items on the hereditament (except land). Therefore the total of the ERC of the other Building Items and the P&M ERC (where applicable) to enable the correct contract size adjustment to be made. ERC of Building Component + ERC of P&M = Total ERC to which contract size adjustment should be applied. The appropriate % adjustment should be made in accordance with the scale for contract size adjustment specified under section 6 of the RCG 2021 Guidance notes. The currency ERC rates are set at £4m (Four Million Pounds) @ 1st April 2019 (AVD) for the RCG 2021 Publication. | Photo 1 - Shows second hand standard ISO shipping container of all steel construction typically used for secure site storage. Available in standard size | - | 2 | TRUE
4576 | 42U30P | 4414 | 42U30P | Portable buildings | Secure storage containers | 2.44m x 6.10m | 2.59m int height | 14.88m² | Second hand standard ISO shipping container of all steel construction typically used for secure site storage. Available in standard sizes. | Considered Not Applicable at time of Publication | (BEAMS Note 2) The ERC for this item should be added to all other rateable items on the hereditament (except land). Therefore the total of the ERC of the other Building Items and the P&M ERC (where applicable) to enable the correct contract size adjustment to be made. ERC of Building Component + ERC of P&M = Total ERC to which contract size adjustment should be applied. The appropriate % adjustment should be made in accordance with the scale for contract size adjustment specified under section 6 of the RCG 2023 Guidance notes. The currency ERC rates are set at £4m (Four Million Pounds) @ 1st April 2021 (AVD) for the RCG 2023 Publication. | Cost excludes any foundations or external works. Second hand container prices vary considerably thus the figures quoted are indicative based costs obtained around the 2015 AVD date. Main contractors prelims / overhead recovery included in figure. Figures based upon a 20ft x 8ft container. | Record Age and Area. | - | - | - | - | - | Photo 1 - Shows second hand standard ISO shipping container of all steel construction typically used for secure site storage. Available in standard size | - | 10305 |  | Each | - | NA | NA | NA | 1098.3259 | Option 3 | 1292.9565 | 17.72% | 1829.0426 | 1438.4948 | 30.97% | 11.26% | 1438.4948 | 30.97% | Indexed | NA | VOA_GPN_GOV_UK\7246041 | 2022-02-25 | Low | - | Medium | Risk taken from previous CG | - | - | NA | Supplier/Manufacturer | NA | (BEAMS Note 2) The ERC for this item should be added to all other rateable items on the hereditament (except land). Therefore the total of the ERC of the other Building Items and the P&M ERC (where applicable) to enable the correct contract size adjustment to be made. ERC of Building Component + ERC of P&M = Total ERC to which contract size adjustment should be applied. The appropriate % adjustment should be made in accordance with the scale for contract size adjustment specified under section 6 of the RCG 2021 Guidance notes. The currency ERC rates are set at £4m (Four Million Pounds) @ 1st April 2019 (AVD) for the RCG 2021 Publication. | Photo 1 - Shows second hand standard ISO shipping container of all steel construction typically used for secure site storage. Available in standard size | - | 2 | TRUE
4577 | 42U40A | 4417 | 42U40A | Portable buildings | Utility shelters | Metal clad | Excluding base cost | 2.00m x 2.00m x 2.42m ht | Profiled galvanised steel panels with exterior plastic coating and protective paint finish internally. Single glazed toughened glass window and double skin steel doors with foam core, hinges and deadlock. They are delivered in kit form for on site assembly by the purchaser. | Considered Not Applicable at time of Publication | (BEAMS Note 2) The ERC for this item should be added to all other rateable items on the hereditament (except land). Therefore the total of the ERC of the other Building Items and the P&M ERC (where applicable) to enable the correct contract size adjustment to be made. ERC of Building Component + ERC of P&M = Total ERC to which contract size adjustment should be applied. The appropriate % adjustment should be made in accordance with the scale for contract size adjustment specified under section 6 of the RCG 2023 Guidance notes. The currency ERC rates are set at £4m (Four Million Pounds) @ 1st April 2021 (AVD) for the RCG 2023 Publication. | No external works / foundations or service connections have been included in the rate. Labour to erect the kit to form the unit has been included. An allowance for main contractors overhead and profits has also been included since cost guide is based on a £5m contract value. Rate based on Glasdon model H223L (Size 2.00m x 2.00m). | Record Age and Area. | - | - | - | - | - | Photo 1 - Shows an example of a good quality Portable Building. | - | 10307 |  | Each | - | NA | NA | NA | 3042.3628 | Option 3 | 3581.4894 | 17.72% | 5706.47 | 4487.9912 | 47.52% | 25.31% | 4487.9912 | 47.52% | Indexed | NA | VOA_GPN_GOV_UK\7246041 | 2019-08-30 | Low | - | Medium | Risk taken from previous CG | - | - | NA | Supplier/Manufacturer | NA | (BEAMS Note 2) The ERC for this item should be added to all other rateable items on the hereditament (except land). Therefore the total of the ERC of the other Building Items and the P&M ERC (where applicable) to enable the correct contract size adjustment to be made. ERC of Building Component + ERC of P&M = Total ERC to which contract size adjustment should be applied. The appropriate % adjustment should be made in accordance with the scale for contract size adjustment specified under section 6 of the RCG 2021 Guidance notes. The currency ERC rates are set at £4m (Four Million Pounds) @ 1st April 2019 (AVD) for the RCG 2021 Publication. | Photo 1 - Shows an example of a good quality Portable Building. | - | 2 | TRUE
4578 | 42U40D | 4418 | 42U40D | Portable buildings | Utility shelters | Metal clad | Excluding base cost | 3.00m x 2.00m x 2.42m ht | Profiled galvanised steel panels with exterior plastic coating and protective paint finish internally. Single glazed toughened glass window and double skin steel doors with foam core, hinges and deadlock. They are delivered in kit form for on site assembly by the purchaser. | Considered Not Applicable at time of Publication | (BEAMS Note 2) The ERC for this item should be added to all other rateable items on the hereditament (except land). Therefore the total of the ERC of the other Building Items and the P&M ERC (where applicable) to enable the correct contract size adjustment to be made. ERC of Building Component + ERC of P&M = Total ERC to which contract size adjustment should be applied. The appropriate % adjustment should be made in accordance with the scale for contract size adjustment specified under section 6 of the RCG 2023 Guidance notes. The currency ERC rates are set at £4m (Four Million Pounds) @ 1st April 2021 (AVD) for the RCG 2023 Publication. | No external works / foundations or service connections have been included in the rate. Labour to erect the kit to form the unit has been included. An allowance for main contractors overhead and profits has also been included since cost guide is based on a £5m contract value. Rate based on Glasdon model H323L (Size 3.00m x 2.00m). | Record Age and Area. | - | - | - | - | - | Photo 1 - Shows an example of a good quality Portable Building. | - | 10307 |  | Each | - | NA | NA | NA | 3899.057 | Option 3 | 4589.9954 | 17.72% | 7125.1688 | 5603.7612 | 43.72% | 22.09% | 5603.7612 | 43.72% | Indexed | NA | VOA_GPN_GOV_UK\7246041 | 2019-08-30 | Low | - | Medium | Risk taken from previous CG | - | - | NA | Supplier/Manufacturer | NA | (BEAMS Note 2) The ERC for this item should be added to all other rateable items on the hereditament (except land). Therefore the total of the ERC of the other Building Items and the P&M ERC (where applicable) to enable the correct contract size adjustment to be made. ERC of Building Component + ERC of P&M = Total ERC to which contract size adjustment should be applied. The appropriate % adjustment should be made in accordance with the scale for contract size adjustment specified under section 6 of the RCG 2021 Guidance notes. The currency ERC rates are set at £4m (Four Million Pounds) @ 1st April 2019 (AVD) for the RCG 2021 Publication. | Photo 1 - Shows an example of a good quality Portable Building. | - | 2 | TRUE
4579 | 42U40G | 4419 | 42U40G | Portable buildings | Utility shelters | Metal clad | Excluding base cost | 3.00m x 3.00m x 2.51m ht | Profiled galvanised steel panels with exterior plastic coating and protective paint finish internally. Single glazed toughened glass window and double skin steel doors with foam core, hinges and deadlock. They are delivered in kit form for on site assembly by the purchaser. | Considered Not Applicable at time of Publication | (BEAMS Note 2) The ERC for this item should be added to all other rateable items on the hereditament (except land). Therefore the total of the ERC of the other Building Items and the P&M ERC (where applicable) to enable the correct contract size adjustment to be made. ERC of Building Component + ERC of P&M = Total ERC to which contract size adjustment should be applied. The appropriate % adjustment should be made in accordance with the scale for contract size adjustment specified under section 6 of the RCG 2023 Guidance notes. The currency ERC rates are set at £4m (Four Million Pounds) @ 1st April 2021 (AVD) for the RCG 2023 Publication. | No external works / foundations or service connections have been included in the rate. Labour to erect the kit to form the unit has been included. An allowance for main contractors overhead and profits has also been included since cost guide is based on a £5m contract value. Rate based on Glasdon model H333M (Size 3.00m x 3.00m). | Record Age and Area. | - | - | - | - | - | Photo 1 - Shows an example of a good quality Portable Building. | - | 10307 |  | Each | - | NA | NA | NA | 4393.3036 | Option 3 | 5171.8258 | 17.72% | 7755.3311 | 6099.3676 | 38.83% | 17.93% | 6099.3676 | 38.83% | Indexed | NA | VOA_GPN_GOV_UK\7246041 | 2019-08-30 | Low | - | Medium | Risk taken from previous CG | - | - | NA | Supplier/Manufacturer | NA | (BEAMS Note 2) The ERC for this item should be added to all other rateable items on the hereditament (except land). Therefore the total of the ERC of the other Building Items and the P&M ERC (where applicable) to enable the correct contract size adjustment to be made. ERC of Building Component + ERC of P&M = Total ERC to which contract size adjustment should be applied. The appropriate % adjustment should be made in accordance with the scale for contract size adjustment specified under section 6 of the RCG 2021 Guidance notes. The currency ERC rates are set at £4m (Four Million Pounds) @ 1st April 2019 (AVD) for the RCG 2021 Publication. | Photo 1 - Shows an example of a good quality Portable Building. | - | 2 | TRUE
4580 | 42U40M | 4422 | 42U40M | Portable buildings | Utility shelters | Metal clad | Excluding base cost | 4.00m x 3.00m x 2.51m ht | Profiled galvanised steel panels with exterior plastic coating and protective paint finish internally. Single glazed toughened glass window and double skin steel doors with foam core, hinges and deadlock. They are delivered in kit form for on site assembly by the purchaser. | Considered Not Applicable at time of Publication | (BEAMS Note 2) The ERC for this item should be added to all other rateable items on the hereditament (except land). Therefore the total of the ERC of the other Building Items and the P&M ERC (where applicable) to enable the correct contract size adjustment to be made. ERC of Building Component + ERC of P&M = Total ERC to which contract size adjustment should be applied. The appropriate % adjustment should be made in accordance with the scale for contract size adjustment specified under section 6 of the RCG 2023 Guidance notes. The currency ERC rates are set at £4m (Four Million Pounds) @ 1st April 2021 (AVD) for the RCG 2023 Publication. | No external works / foundations or service connections have been included in the rate. Labour to erect the kit to form the unit has been included. An allowance for main contractors overhead and profits has also been included since cost guide is based on a £5m contract value. Rate based on Glasdon model H443 (Size 4.00m x 3.00m). | Record Age and Area. | - | - | - | - | - | Photo 1 - Shows an example of a good quality Portable Building. | - | 10307 |  | Each | - | NA | NA | NA | 5491.6296 | Option 3 | 6464.7823 | 17.72% | 9469.106 | 7447.2072 | 35.61% | 15.2% | 7447.2072 | 35.61% | Indexed | NA | VOA_GPN_GOV_UK\7246041 | 2019-08-30 | Low | - | Medium | Risk taken from previous CG | - | - | NA | Supplier/Manufacturer | NA | (BEAMS Note 2) The ERC for this item should be added to all other rateable items on the hereditament (except land). Therefore the total of the ERC of the other Building Items and the P&M ERC (where applicable) to enable the correct contract size adjustment to be made. ERC of Building Component + ERC of P&M = Total ERC to which contract size adjustment should be applied. The appropriate % adjustment should be made in accordance with the scale for contract size adjustment specified under section 6 of the RCG 2021 Guidance notes. The currency ERC rates are set at £4m (Four Million Pounds) @ 1st April 2019 (AVD) for the RCG 2021 Publication. | Photo 1 - Shows an example of a good quality Portable Building. | - | 2 | TRUE
4581 | 42U40P | 4423 | 42U40P | Portable buildings | Utility shelters | Metal clad | Excluding base cost | 5.00m x 3.00m x 2.51m ht | Profiled galvanised steel panels with exterior plastic coating and protective paint finish internally. Single glazed toughened glass window and double skin steel doors with foam core, hinges and deadlock. They are delivered in kit form for on site assembly by the purchaser. | Considered Not Applicable at time of Publication | (BEAMS Note 2) The ERC for this item should be added to all other rateable items on the hereditament (except land). Therefore the total of the ERC of the other Building Items and the P&M ERC (where applicable) to enable the correct contract size adjustment to be made. ERC of Building Component + ERC of P&M = Total ERC to which contract size adjustment should be applied. The appropriate % adjustment should be made in accordance with the scale for contract size adjustment specified under section 6 of the RCG 2023 Guidance notes. The currency ERC rates are set at £4m (Four Million Pounds) @ 1st April 2021 (AVD) for the RCG 2023 Publication. | No external works / foundations or service connections have been included in the rate. Labour to erect the kit to form the unit has been included. An allowance for main contractors overhead and profits has also been included since cost guide is based on a £5m contract value. Rate based on Glasdon model H532E (Size 5.00m x 3.00m). | Record Age and Area. | - | - | - | - | - | Photo 1 - Shows an example of a good quality Portable Building. | - | 10307 |  | Each | - | NA | NA | NA | 6040.7925 | Option 3 | 7111.2605 | 17.72% | 10404.3469 | 8182.75 | 35.46% | 15.07% | 8182.75 | 35.46% | Indexed | NA | VOA_GPN_GOV_UK\7246041 | 2019-08-30 | Low | - | Medium | Risk taken from previous CG | - | - | NA | Supplier/Manufacturer | NA | (BEAMS Note 2) The ERC for this item should be added to all other rateable items on the hereditament (except land). Therefore the total of the ERC of the other Building Items and the P&M ERC (where applicable) to enable the correct contract size adjustment to be made. ERC of Building Component + ERC of P&M = Total ERC to which contract size adjustment should be applied. The appropriate % adjustment should be made in accordance with the scale for contract size adjustment specified under section 6 of the RCG 2021 Guidance notes. The currency ERC rates are set at £4m (Four Million Pounds) @ 1st April 2019 (AVD) for the RCG 2021 Publication. | Photo 1 - Shows an example of a good quality Portable Building. | - | 2 | TRUE
4582 | 42U00V | 4409 | 42U00V | Portable buildings | Utility standard | 10m x 2.96m | 2.8m int height | 29.60m² | Utility standard units (such as Pacemaker range) finished to a good standard and typically used for temporary offices, canteens and changing rooms. Internal layouts can be designed to exact user requirements. They are delivered in volumetric format (i.e. fully factory assembled) and are placed in position on concrete pads or similar hard-standing. Constructed of insulated plastic-coated steel externally with polyester coated steel wall and ceiling linings internally. Doors are insulated steel-faced and windows are aluminium single-glazed with polyester finish. Single units may be linked and/or stacked to form larger complexes. Costs include sheet vinyl floor covering, fluorescent lighting, socket outlets and electric convector heating units. Various optional extras are provided to suit individual requirements; these include internal partitions, various floor coverings, external staircases and air conditioning. | Considered Not Applicable at time of Publication | (BEAMS Note 2) The ERC for this item should be added to all other rateable items on the hereditament (except land). Therefore the total of the ERC of the other Building Items and the P&M ERC (where applicable) to enable the correct contract size adjustment to be made. ERC of Building Component + ERC of P&M = Total ERC to which contract size adjustment should be applied. The appropriate % adjustment should be made in accordance with the scale for contract size adjustment specified under section 6 of the RCG 2023 Guidance notes. The currency ERC rates are set at £4m (Four Million Pounds) @ 1st April 2021 (AVD) for the RCG 2023 Publication. | Costs include pad foundations (6nr x 1m x 1m x 1m) an electrical service connection with a 20m trench allowed. All other external work is excluded from the rate e.g. gravel beneath the cabin or stairs / ramp and the like. Internally, sheet vinyl floor coverings, fluorescent strip lights and 13 amp socket outlets have been included in the price. The price is based on a Solus SL102 (10m x 2.96m) which is 29.60m2. | Record age and area to GIA. Rate based on GIFA. | - | - | - | - | Connection to site electrical power supply £550, Connection to site water supply £550, Timber staircase for double stacked units £900 and Metal staircase for double stacked units £2100. | Photo 1 - Shows multiple linked Utility Standard Portable Buildings. | - | 10188 |  | Each | - | NA | NA | NA | 16529.805 | Option 3 | 19458.9947 | 17.72% | 22173.5018 | 17438.8863 | 5.5% | -10.38% | 17438.8863 | 5.5% | Indexed | NA | VOA_GPN_GOV_UK\7246041 | 2019-08-30 | Low | - | Medium | Risk taken from previous CG | - | - | NA | Supplier/Manufacturer | NA | (BEAMS Note 2) The ERC for this item should be added to all other rateable items on the hereditament (except land). Therefore the total of the ERC of the other Building Items and the P&M ERC (where applicable) to enable the correct contract size adjustment to be made. ERC of Building Component + ERC of P&M = Total ERC to which contract size adjustment should be applied. The appropriate % adjustment should be made in accordance with the scale for contract size adjustment specified under section 6 of the RCG 2021 Guidance notes. The currency ERC rates are set at £4m (Four Million Pounds) @ 1st April 2019 (AVD) for the RCG 2021 Publication. | Photo 1 - Shows multiple linked Utility Standard Portable Buildings. | - | 2 | TRUE
4583 | 42U00X | 4410 | 42U00X | Portable buildings | Utility standard | 11.94m x 2.97m | 2.8m int height | 35.52m² | Utility standard units (such as Pacemaker range) finished to a good standard and typically used for temporary offices, canteens and changing rooms. Internal layouts can be designed to exact user requirements. They are delivered in volumetric format (i.e. fully factory assembled) and are placed in position on concrete pads or similar hard-standing. Constructed of insulated plastic-coated steel externally with polyester coated steel wall and ceiling linings internally. Doors are insulated steel-faced and windows are aluminium single-glazed with polyester finish. Single units may be linked and/or stacked to form larger complexes. Costs include sheet vinyl floor covering, fluorescent lighting, socket outlets and electric convector heating units. Various optional extras are provided to suit individual requirements; these include internal partitions, various floor coverings, external staircases and air conditioning. | Considered Not Applicable at time of Publication | (BEAMS Note 2) The ERC for this item should be added to all other rateable items on the hereditament (except land). Therefore the total of the ERC of the other Building Items and the P&M ERC (where applicable) to enable the correct contract size adjustment to be made. ERC of Building Component + ERC of P&M = Total ERC to which contract size adjustment should be applied. The appropriate % adjustment should be made in accordance with the scale for contract size adjustment specified under section 6 of the RCG 2023 Guidance notes. The currency ERC rates are set at £4m (Four Million Pounds) @ 1st April 2021 (AVD) for the RCG 2023 Publication. | Costs include pad foundations (8nr x 1m x 1m x 1m) an electrical service connection with a 20m trench allowed. All other external work is excluded from the rate e.g. gravel beneath the cabin or stairs / ramp and the like. Internally, sheet vinyl floor coverings, fluorescent strip lights and 13 amp socket outlets have been included in the price. The price is based on a Solus SL122 (12.0m x 2.96m) which is 35.52m2. | Record age and area to GIA. Rate based on GIFA. | - | - | - | - | Connection to site electrical power supply £550, Connection to site water supply £550, Timber staircase for double stacked units £900 and Metal staircase for double stacked units £2100. | Photo 1 - Shows multiple linked Utility Standard Portable Buildings. | - | 10188 |  | Each | - | NA | NA | NA | 19934.6153 | Option 3 | 23467.1597 | 17.72% | 25064.1832 | 19712.3325 | -1.115% | -16% | 19712.3325 | -1.115% | Indexed | NA | VOA_GPN_GOV_UK\7246041 | 2019-08-30 | Low | - | Medium | Risk taken from previous CG | - | - | NA | Supplier/Manufacturer | NA | (BEAMS Note 2) The ERC for this item should be added to all other rateable items on the hereditament (except land). Therefore the total of the ERC of the other Building Items and the P&M ERC (where applicable) to enable the correct contract size adjustment to be made. ERC of Building Component + ERC of P&M = Total ERC to which contract size adjustment should be applied. The appropriate % adjustment should be made in accordance with the scale for contract size adjustment specified under section 6 of the RCG 2021 Guidance notes. The currency ERC rates are set at £4m (Four Million Pounds) @ 1st April 2019 (AVD) for the RCG 2021 Publication. | Photo 1 - Shows multiple linked Utility Standard Portable Buildings. | - | 2 | TRUE
4584 | 42U00A | 4400 | 42U00A | Portable buildings | Utility standard | 2.81m x 2.59m | 2.8m int height | 7.28m² | Utility standard units (such as Solus Range from portacabin) finished to a good standard and typically used for temporary offices, canteens and changing rooms. Internal layouts can be designed to exact user requirements. They are delivered in volumetric format (i.e. fully factory assembled) and are placed in position on concrete pads or similar hard-standings. Constructed of insulated plastic-coated steel externally with polyester coated steel wall and ceiling linings internally. Doors are insulated steel-faced and windows are aluminium single glazed with polyester finish. Single units may be linked and / or stacked to form larger complexes. Costs include sheet vinyl floor covering, fluorescent lighting and socket outlets and convector heating units. Various optional extras are provided to suit individual requirements, these include internal partitions, various floor coverings, external staircases and air conditioning. | Considered Not Applicable at time of Publication | (BEAMS Note 2) The ERC for this item should be added to all other rateable items on the hereditament (except land). Therefore the total of the ERC of the other Building Items and the P&M ERC (where applicable) to enable the correct contract size adjustment to be made. ERC of Building Component + ERC of P&M = Total ERC to which contract size adjustment should be applied. The appropriate % adjustment should be made in accordance with the scale for contract size adjustment specified under section 6 of the RCG 2023 Guidance notes. The currency ERC rates are set at £4m (Four Million Pounds) @ 1st April 2021 (AVD) for the RCG 2023 Publication. | Costs include pad foundations (4nr x 1m x 1m x 1m) an electrical service connection, 20m trench allowed. All other external work is excluded from the rate e.g. gravel beneath the cabin or stairs / ramp and the like. Internally, sheet vinyl floor coverings, fluorescent strip lights and 13 amp socket outlets has been included in the price. The price is based on a Solus SL031 (2.81m x 2.59m) which is 7.28m2. | Record age and area to GIA. Rate based on GIFA. | - | - | - | - | Connection to site electrical power supply £550, Connection to site water supply £550, Timber staircase for double stacked units £900, Metal staircase for double stacked units £2100. | Photo 1 - Shows multiple linked Utility Standard Portable Buildings. | - | 10188 |  | Each | - | NA | NA | NA | 5217.0481 | Option 3 | 6141.5432 | 17.72% | 12029.3091 | 9460.7408 | 81.34% | 54.05% | 9460.7408 | 81.34% | Indexed | NA | VOA_GPN_GOV_UK\7246041 | 2019-08-30 | Low | - | Medium | Risk taken from previous CG | - | - | NA | Supplier/Manufacturer | NA | (BEAMS Note 2) The ERC for this item should be added to all other rateable items on the hereditament (except land). Therefore the total of the ERC of the other Building Items and the P&M ERC (where applicable) to enable the correct contract size adjustment to be made. ERC of Building Component + ERC of P&M = Total ERC to which contract size adjustment should be applied. The appropriate % adjustment should be made in accordance with the scale for contract size adjustment specified under section 6 of the RCG 2021 Guidance notes. The currency ERC rates are set at £4m (Four Million Pounds) @ 1st April 2019 (AVD) for the RCG 2021 Publication. | Photo 1 - Shows multiple linked Utility Standard Portable Buildings. | - | 2 | TRUE
4585 | 42U00D | 4404 | 42U00D | Portable buildings | Utility standard | 4.81m x 2.59m | 2.8m int height | 12.46m² | Utility standard units (such as Pacemaker range) finished to a good standard and typically used for temporary offices, canteens and changing rooms. Internal layouts can be designed to exact user requirements. They are delivered in volumetric format (i.e. fully factory assembled) and are placed in position on concrete pads or similar hard-standing. Constructed of insulated plastic-coated steel externally with polyester coated steel wall and ceiling linings internally. Doors are insulated steel-faced and windows are aluminium single-glazed with polyester finish. Single units may be linked and/or stacked to form larger complexes. Costs include sheet vinyl floor covering, fluorescent lighting, socket outlets and electric convector heating units. Various optional extras are provided to suit individual requirements; these include internal partitions, various floor coverings, external staircases and air conditioning. | Considered Not Applicable at time of Publication | (BEAMS Note 2) The ERC for this item should be added to all other rateable items on the hereditament (except land). Therefore the total of the ERC of the other Building Items and the P&M ERC (where applicable) to enable the correct contract size adjustment to be made. ERC of Building Component + ERC of P&M = Total ERC to which contract size adjustment should be applied. The appropriate % adjustment should be made in accordance with the scale for contract size adjustment specified under section 6 of the RCG 2023 Guidance notes. The currency ERC rates are set at £4m (Four Million Pounds) @ 1st April 2021 (AVD) for the RCG 2023 Publication. | Costs include pad foundations (4nr x 1m x 1m x 1m) an electrical service connection, 20m trench allowed. All other external work is excluded from the rate e.g. gravel beneath the cabin or stairs / ramp and the like. Internally, sheet vinyl floor coverings, fluorescent strip lights and 13 amp socket outlets has been included in the price. The price is based on a Solus SL051 (4.81m x 2.59m) which is 12.46m2 | Record age and area to GIA. Rate based on GIFA. | - | - | - | - | Connection to site electrical power supply £550, Connection to site water supply £550, Timber staircase for double stacked units £900 and Metal staircase for double stacked units £2100. | Photo 1 - Shows multiple linked Utility Standard Portable Buildings. | - | 10188 |  | Each | - | NA | NA | NA | 8182.528 | Option 3 | 9632.5256 | 17.72% | 14730.0048 | 11584.7682 | 41.58% | 20.27% | 11584.7682 | 41.58% | Indexed | NA | VOA_GPN_GOV_UK\7246041 | 2019-08-30 | Low | - | Medium | Risk taken from previous CG | - | - | NA | Supplier/Manufacturer | NA | (BEAMS Note 2) The ERC for this item should be added to all other rateable items on the hereditament (except land). Therefore the total of the ERC of the other Building Items and the P&M ERC (where applicable) to enable the correct contract size adjustment to be made. ERC of Building Component + ERC of P&M = Total ERC to which contract size adjustment should be applied. The appropriate % adjustment should be made in accordance with the scale for contract size adjustment specified under section 6 of the RCG 2021 Guidance notes. The currency ERC rates are set at £4m (Four Million Pounds) @ 1st April 2019 (AVD) for the RCG 2021 Publication. | Photo 1 - Shows multiple linked Utility Standard Portable Buildings. | - | 2 | TRUE
4586 | 42U00F | 4405 | 42U00F | Portable buildings | Utility standard | 5.81m x 2.90m | 2.8m int height | 17.18m² | Utility standard units (such as Pacemaker range) finished to a good standard and typically used for temporary offices, canteens and changing rooms. Internal layouts can be designed to exact user requirements. They are delivered in volumetric format (i.e. fully factory assembled) and are placed in position on concrete pads or similar hard-standing. Constructed of insulated plastic-coated steel externally with polyester coated steel wall and ceiling linings internally. Doors are insulated steel-faced and windows are aluminium single-glazed with polyester finish. Single units may be linked and/or stacked to form larger complexes. Costs include sheet vinyl floor covering, fluorescent lighting, socket outlets and electric convector heating units. Various optional extras are provided to suit individual requirements; these include internal partitions, various floor coverings, external staircases and air conditioning. | Considered Not Applicable at time of Publication | (BEAMS Note 2) The ERC for this item should be added to all other rateable items on the hereditament (except land). Therefore the total of the ERC of the other Building Items and the P&M ERC (where applicable) to enable the correct contract size adjustment to be made. ERC of Building Component + ERC of P&M = Total ERC to which contract size adjustment should be applied. The appropriate % adjustment should be made in accordance with the scale for contract size adjustment specified under section 6 of the RCG 2023 Guidance notes. The currency ERC rates are set at £4m (Four Million Pounds) @ 1st April 2021 (AVD) for the RCG 2023 Publication. | Costs include pad foundations (4nr x 1m x 1m x 1m) an electrical service connection with a 20m trench allowed. All other external work is excluded from the rate e.g. gravel beneath the cabin or stairs / ramp and the like. Internally, sheet vinyl floor coverings, fluorescent strip lights and 13 amp socket outlets has been included in the price. The price is based on a Solus SL062 (5.81m x 2.90m) which is 17.18m2. | Record age and area to GIA. Rate based on GIFA. | - | - | - | - | Connection to site electrical power supply £550, Connection to site water supply £550, Timber staircase for double stacked units £900 and Metal staircase for double stacked units £2100. | Photo 1 - Shows multiple linked Utility Standard Portable Buildings. | - | 10188 |  | Each | - | NA | NA | NA | 10983.2591 | Option 3 | 12929.5646 | 17.72% | 15715.9731 | 12360.2068 | 12.54% | -4.404% | 12360.2068 | 12.54% | Indexed | NA | VOA_GPN_GOV_UK\7246041 | 2019-08-30 | Low | - | Medium | Risk taken from previous CG | - | - | NA | Supplier/Manufacturer | NA | (BEAMS Note 2) The ERC for this item should be added to all other rateable items on the hereditament (except land). Therefore the total of the ERC of the other Building Items and the P&M ERC (where applicable) to enable the correct contract size adjustment to be made. ERC of Building Component + ERC of P&M = Total ERC to which contract size adjustment should be applied. The appropriate % adjustment should be made in accordance with the scale for contract size adjustment specified under section 6 of the RCG 2021 Guidance notes. The currency ERC rates are set at £4m (Four Million Pounds) @ 1st April 2019 (AVD) for the RCG 2021 Publication. | Photo 1 - Shows multiple linked Utility Standard Portable Buildings. | - | 2 | TRUE
4587 | 42U00H | 4406 | 42U00H | Portable buildings | Utility standard | 7.21m x 2.59m | 2.8m int height | 18.68m² | Utility standard units (such as Pacemaker range) finished to a good standard and typically used for temporary offices, canteens and changing rooms. Internal layouts can be designed to exact user requirements. They are delivered in volumetric format (i.e. fully factory assembled) and are placed in position on concrete pads or similar hard-standing. Constructed of insulated plastic-coated steel externally with polyester coated steel wall and ceiling linings internally. Doors are insulated steel-faced and windows are aluminium single-glazed with polyester finish. Single units may be linked and/or stacked to form larger complexes. Costs include sheet vinyl floor covering, fluorescent lighting, socket outlets and electric convector heating units. Various optional extras are provided to suit individual requirements; these include internal partitions, various floor coverings, external staircases and air conditioning. | Considered Not Applicable at time of Publication | (BEAMS Note 2) The ERC for this item should be added to all other rateable items on the hereditament (except land). Therefore the total of the ERC of the other Building Items and the P&M ERC (where applicable) to enable the correct contract size adjustment to be made. ERC of Building Component + ERC of P&M = Total ERC to which contract size adjustment should be applied. The appropriate % adjustment should be made in accordance with the scale for contract size adjustment specified under section 6 of the RCG 2023 Guidance notes. The currency ERC rates are set at £4m (Four Million Pounds) @ 1st April 2021 (AVD) for the RCG 2023 Publication. | Costs include pad foundations (4nr x 1m x 1m x 1m) an electrical service connection with a 20m trench allowed. All other external work is excluded from the rate e.g. gravel beneath the cabin or stairs / ramp and the like. Internally, sheet vinyl floor coverings, fluorescent strip lights and 13 amp socket outlets have been included in the price. The price is based on a Solus SL071 (7.21m x 2.59m) which is 18.68m2. | Record age and area to GIA. Rate based on GIFA. | - | - | - | - | Connection to site electrical power supply £550, Connection to site water supply £550, Timber staircase for double stacked units £900 and Metal staircase for double stacked units £2100. | Photo 1 - Shows multiple linked Utility Standard Portable Buildings. | - | 10188 |  | Each | - | NA | NA | NA | 11697.171 | Option 3 | 13769.9863 | 17.72% | 17219.3685 | 13542.5884 | 15.78% | -1.651% | 13542.5884 | 15.78% | Indexed | NA | VOA_GPN_GOV_UK\7246041 | 2019-08-30 | Low | - | Medium | Risk taken from previous CG | - | - | NA | Supplier/Manufacturer | NA | (BEAMS Note 2) The ERC for this item should be added to all other rateable items on the hereditament (except land). Therefore the total of the ERC of the other Building Items and the P&M ERC (where applicable) to enable the correct contract size adjustment to be made. ERC of Building Component + ERC of P&M = Total ERC to which contract size adjustment should be applied. The appropriate % adjustment should be made in accordance with the scale for contract size adjustment specified under section 6 of the RCG 2021 Guidance notes. The currency ERC rates are set at £4m (Four Million Pounds) @ 1st April 2019 (AVD) for the RCG 2021 Publication. | Photo 1 - Shows multiple linked Utility Standard Portable Buildings. | - | 2 | TRUE
4588 | 42U00L | 4407 | 42U00L | Portable buildings | Utility standard | 7.21m x 2.96m | 2.8m int height | 21.32m² | Utility standard units (such as Pacemaker range) finished to a good standard and typically used for temporary offices, canteens and changing rooms. Internal layouts can be designed to exact user requirements. They are delivered in volumetric format (i.e. fully factory assembled) and are placed in position on concrete pads or similar hard-standing. Constructed of insulated plastic-coated steel externally with polyester coated steel wall and ceiling linings internally. Doors are insulated steel-faced and windows are aluminium single-glazed with polyester finish. Single units may be linked and/or stacked to form larger complexes. Costs include sheet vinyl floor covering, fluorescent lighting, socket outlets and electric convector heating units. Various optional extras are provided to suit individual requirements; these include internal partitions, various floor coverings, external staircases and air conditioning. | Considered Not Applicable at time of Publication | (BEAMS Note 2) The ERC for this item should be added to all other rateable items on the hereditament (except land). Therefore the total of the ERC of the other Building Items and the P&M ERC (where applicable) to enable the correct contract size adjustment to be made. ERC of Building Component + ERC of P&M = Total ERC to which contract size adjustment should be applied. The appropriate % adjustment should be made in accordance with the scale for contract size adjustment specified under section 6 of the RCG 2023 Guidance notes. The currency ERC rates are set at £4m (Four Million Pounds) @ 1st April 2021 (AVD) for the RCG 2023 Publication. | Costs include pad foundations (6nr x 1m x 1m x 1m) an electrical service connection with a 20m trench allowed. All other external work is excluded from the rate e.g. gravel beneath the cabin or stairs / ramp and the like. Internally, sheet vinyl floor coverings, fluorescent strip lights and 13 amp socket outlets have been included in the price. The price is based on a Solus SL072 (7.21m x 2.96m) which is 21.32m2. | Record age and area to GIA. Rate based on GIFA. | - | - | - | - | Connection to site electrical power supply £550, Connection to site water supply £550, Timber staircase for double stacked units £900 and Metal staircase for double stacked units £2100. | Photo 1 - Shows multiple linked Utility Standard Portable Buildings. | - | 10188 |  | Each | - | NA | NA | NA | 12795.4969 | Option 3 | 15062.9427 | 17.72% | 17990.9958 | 14149.4534 | 10.58% | -6.064% | 14149.4534 | 10.58% | Indexed | NA | VOA_GPN_GOV_UK\7246041 | 2019-08-30 | Low | - | Medium | Risk taken from previous CG | - | - | NA | Supplier/Manufacturer | NA | (BEAMS Note 2) The ERC for this item should be added to all other rateable items on the hereditament (except land). Therefore the total of the ERC of the other Building Items and the P&M ERC (where applicable) to enable the correct contract size adjustment to be made. ERC of Building Component + ERC of P&M = Total ERC to which contract size adjustment should be applied. The appropriate % adjustment should be made in accordance with the scale for contract size adjustment specified under section 6 of the RCG 2021 Guidance notes. The currency ERC rates are set at £4m (Four Million Pounds) @ 1st April 2019 (AVD) for the RCG 2021 Publication. | Photo 1 - Shows multiple linked Utility Standard Portable Buildings. | - | 2 | TRUE
4589 | 42U00T | 4408 | 42U00T | Portable buildings | Utility standard | 8.41m x 2.96m | 2.8m int height | 24.87m² | Utility standard units (such as Pacemaker range) finished to a good standard and typically used for temporary offices, canteens and changing rooms. Internal layouts can be designed to exact user requirements. They are delivered in volumetric format (i.e. fully factory assembled) and are placed in position on concrete pads or similar hard-standing. Constructed of insulated plastic-coated steel externally with polyester coated steel wall and ceiling linings internally. Doors are insulated steel-faced and windows are aluminium single-glazed with polyester finish. Single units may be linked and/or stacked to form larger complexes. Costs include sheet vinyl floor covering, fluorescent lighting, socket outlets and electric convector heating units. Various optional extras are provided to suit individual requirements; these include internal partitions, various floor coverings, external staircases and air conditioning. | Considered Not Applicable at time of Publication | (BEAMS Note 2) The ERC for this item should be added to all other rateable items on the hereditament (except land). Therefore the total of the ERC of the other Building Items and the P&M ERC (where applicable) to enable the correct contract size adjustment to be made. ERC of Building Component + ERC of P&M = Total ERC to which contract size adjustment should be applied. The appropriate % adjustment should be made in accordance with the scale for contract size adjustment specified under section 6 of the RCG 2023 Guidance notes. The currency ERC rates are set at £4m (Four Million Pounds) @ 1st April 2021 (AVD) for the RCG 2023 Publication. | Costs include pad foundations (4nr x 1m x 1m x 1m) an electrical service connection with a 20m trench allowed. All other external work is excluded from the rate e.g. gravel beneath the cabin or stairs / ramp and the like. Internally, sheet vinyl floor coverings, fluorescent strip lights and 13 amp socket outlets have been included in the price. The price is based on a Solus SL082 (8.41m x 2.96m) which is 24.87m2. | Record age and area to GIA. Rate based on GIFA. | - | - | - | - | Connection to site electrical power supply £550, Connection to site water supply £550, Timber staircase for double stacked units £900 and Metal staircase for double stacked units £2100. | Photo 1 - Shows multiple linked Utility Standard Portable Buildings. | - | 10188 |  | Each | - | NA | NA | NA | 14388.0694 | Option 3 | 16937.7296 | 17.72% | 19854.333 | 15614.9199 | 8.527% | -7.81% | 15614.9199 | 8.527% | Indexed | NA | VOA_GPN_GOV_UK\7246041 | 2019-08-30 | Low | - | Medium | Risk taken from previous CG | - | - | NA | Supplier/Manufacturer | NA | (BEAMS Note 2) The ERC for this item should be added to all other rateable items on the hereditament (except land). Therefore the total of the ERC of the other Building Items and the P&M ERC (where applicable) to enable the correct contract size adjustment to be made. ERC of Building Component + ERC of P&M = Total ERC to which contract size adjustment should be applied. The appropriate % adjustment should be made in accordance with the scale for contract size adjustment specified under section 6 of the RCG 2021 Guidance notes. The currency ERC rates are set at £4m (Four Million Pounds) @ 1st April 2019 (AVD) for the RCG 2021 Publication. | Photo 1 - Shows multiple linked Utility Standard Portable Buildings. | - | 2 | TRUE
2861 | STS016 | 3679 | STS016 | Primary Health Care | Health centres/group practice surgeries | 3 storey health and wellbeing centre providing out-patient children and adolescent mental health services | See BEAMS for Bespoke Costings | - | Typical building specification includes small meeting rooms, group rooms, treatment rooms, waiting area and cafe to the ground floor; larger group and meeting spaces to the first floor; and support areas for clinical accommodation, general office and administration areas, library and storage on the second floor. Strip foundations. Steel frame. Concrete upper floors. Flat clad steel roof. Block cavity rendered, metal and stone clad external walls. Aluminium windows and doors. Partitions. Wall, floor and ceiling finishes. Fittings. Sanitary ware. Cafe equipment. Gas heating. Comfort cooling. Ventilation. Lifts. BMS. | Location Adjustment Applicable (See Guidance Notes) - ERC = UK mean of 1.00 | (BEAMS Note 2) The ERC for this item should be added to all other rateable items on the hereditament (except land). Therefore the total of the ERC of the other Building Items and the P&M ERC (where applicable) to enable the correct contract size adjustment to be made. ERC of Building Component + ERC of P&M = Total ERC to which contract size adjustment should be applied. The appropriate % adjustment should be made in accordance with the scale for contract size adjustment specified under section 6 of the RCG 2023 Guidance notes. The currency ERC rates are set at £4m (Four Million Pounds) @ 1st April 2021 (AVD) for the RCG 2023 Publication. | ERC is an average of five general practice type surgeries, contructed within the last seven years. | - | - | As this ERC is an average and not specific beacon, a standard deduction of 50% FFE and 10% of services has been made. | - | - | - | photo missing | photo missing | 77777 |  | m2 | - | 4 - HEALTHCARE, EDUCATION & Miscellaneous | Nathan Place | Steve Nettleton | #DIV/0! | Option 1 | ERROR | 0% | 0 | 0 | 0% | 0% | 0 | 0% | Redirected | Ryan Hobbs | VOA_GPN_GOV_UK\7246041 | 2020-10-27 | Low | - | Low | STS so £0 until CG2021, at which point it was costed. Not sure why, or how this differs from the other codes in this category and having reviewed the usage figures this wasn't used in CG2021 anyway. Possibly surplus to requirements but until this can be confirmed i've simply updated TPI using same properties used previously. 17/08/20 Update - agreed with Steve Nettleton that this code is surplus to requirements. Samples 1-3 moved to 98H305, samples 4 & 5 excluded due to age. | - | - | NA | BCIS | NA | (BEAMS Note 2) The ERC for this item should be added to all other rateable items on the hereditament (except land). Therefore the total of the ERC of the other Building Items and the P&M ERC (where applicable) to enable the correct contract size adjustment to be made. ERC of Building Component + ERC of P&M = Total ERC to which contract size adjustment should be applied. The appropriate % adjustment should be made in accordance with the scale for contract size adjustment specified under section 6 of the RCG 2021 Guidance notes. The currency ERC rates are set at £4m (Four Million Pounds) @ 1st April 2019 (AVD) for the RCG 2021 Publication. | photo missing | photo missing | 2 | TRUE
4594 | 98H305 | 10969 | 98H305 | Primary Health Care | Health Centres/Group Practice Surgeries - Integrated Pharmacy | Generally a merger of GP surgeries, Consulting rooms, general reception and waiting areas, minor operations room. | GIA < 2650 m2 | - | Typical Construction: 2 storey medical centre. Concrete strip foundations. Steel windposts and isolated steel members. Beam and block upper floors. Stairs. Timber pitched artificial slated roof. Facing brick and rendered / clad block external walls. Double glazed aluminium windows. Roller shutters. Metal stud and block internal walls. Timber internal doors. Plaster, plasterboard and plastic wall finishes. Vinyl and carpet floor finishes. Suspended ceilings. Fittings, furniture and equipment. Sanitary ware. Space heating. Ventilation. Electric power and light. Fire and lightning protection. Communication, security and medical installations. | Location Adjustment Applicable (See Guidance Notes) - ERC = UK mean of 1.00 | (BEAMS Note 2) The ERC for this item should be added to all other rateable items on the hereditament (except land). Therefore the total of the ERC of the other Building Items and the P&M ERC (where applicable) to enable the correct contract size adjustment to be made. ERC of Building Component + ERC of P&M = Total ERC to which contract size adjustment should be applied. The appropriate % adjustment should be made in accordance with the scale for contract size adjustment specified under section 6 of the RCG 2023 Guidance notes. The currency ERC rates are set at £4m (Four Million Pounds) @ 1st April 2021 (AVD) for the RCG 2023 Publication. | ERC is an average of eight general practice type surgeries, contructed within the last five years. | - | - | As this ERC is an average and not specific beacon, a standard deduction of 50% FFE and 10% of services has been made. | - | - | - | photo 1: 2 storey surgery building, with part facing, part rendered façade, pitched tiled roof with solar PV. | photo in evidence | - | 98H301, 98H302, 98H303, STS016 | m2 | - | 4 - HEALTHCARE, EDUCATION & Miscellaneous | Nathan Place | Steve Nettleton | #N/A | Option 1 | ERROR | 0% | 1830 | 1367.2853 | 0% | 0% | 1367.2853 | 0% | VP4 ERC | Ryan Hobbs | VOA_GPN_GOV_UK\7246041 | 2021-08-12 | Low | - | Low | Discussed with Steve Nettleton, have merged evidence from another surplus code. Now have 10 analyses, producing an ERC higher than indexing alone would produce, but Steve's happy with this and there's sufficient evidence to defend this cost. | - | VP4 s/s ERC with their own proposal. 14/01/21 - Copied to latest DCS. During copying noticed 2 samples were duplicated so removed from average, reducing samples to 8. | NA | BCIS | 1.56 | (BEAMS Note 2) The ERC for this item should be added to all other rateable items on the hereditament (except land). Therefore the total of the ERC of the other Building Items and the P&M ERC (where applicable) to enable the correct contract size adjustment to be made. ERC of Building Component + ERC of P&M = Total ERC to which contract size adjustment should be applied. The appropriate % adjustment should be made in accordance with the scale for contract size adjustment specified under section 6 of the RCG 2021 Guidance notes. The currency ERC rates are set at £4m (Four Million Pounds) @ 1st April 2019 (AVD) for the RCG 2021 Publication. | photo 1: 2 storey surgery building, with part facing, part rendered façade, pitched tiled roof with solar PV. | photo in evidence | 2 | TRUE
4595 | 98H306 | 10970 | 98H306 | Primary Health Care | Health Centres/Group Practice Surgeries - Integrated Pharmacy | GP Surgeries with consulting rooms, a range of associated ancillary support facilities / services, often with a community health support permanent presence, generally a merger of several GP practices and referred to as a Medical Centre. | GIA > 2650 m2 | - | Typical Construction: 2 storey medical centre. Concrete strip foundations. Steel windposts and isolated steel members. Beam and block upper floors. Stairs. Timber pitched artificial slated roof. Facing brick and rendered / clad block external walls. Double glazed aluminium windows. Roller shutters. Metal stud and block internal walls. Timber internal doors. Plaster, plasterboard and plastic wall finishes. Vinyl and carpet floor finishes. Suspended ceilings. Fittings, furniture and equipment. Sanitary ware. Space heating. Ventilation. Electric power and light. Fire and lightning protection. Communication, security and medical installations. | Location Adjustment Applicable (See Guidance Notes) - ERC = UK mean of 1.00 | (BEAMS Note 2) The ERC for this item should be added to all other rateable items on the hereditament (except land). Therefore the total of the ERC of the other Building Items and the P&M ERC (where applicable) to enable the correct contract size adjustment to be made. ERC of Building Component + ERC of P&M = Total ERC to which contract size adjustment should be applied. The appropriate % adjustment should be made in accordance with the scale for contract size adjustment specified under section 6 of the RCG 2023 Guidance notes. The currency ERC rates are set at £4m (Four Million Pounds) @ 1st April 2021 (AVD) for the RCG 2023 Publication. | - | - | - | As this ERC is an average and not specific beacon, a standard deduction of 50% FFE and 10% of services has been made. | - | - | - | photo missing | photo missing | - | 98H304 | m2 | - | 4 - HEALTHCARE, EDUCATION & Miscellaneous | Nathan Place | Steve Nettleton | #N/A | Option 1 | ERROR | 0% | 2751.375 | 2055.6911 | 0% | 0% | 2055.6911 | 0% | VP4 ERC | Ryan Hobbs | VOA_GPN_GOV_UK\7246041 | 2021-08-12 | Low | - | Low | Only supported by one piece of evidence, which is technically for a hospital but due to valuer knowledge we know it's suitable. Costs represent a 15% increase of 2021 rates, but 98H305 (which is supported by 10 pieces of evidence) represents a 17% increase so this figure is at least in the ball park. | - | VP4 s/s ERC with their own proposal. 14/01/21 - Copied to latest DCS | NA | BCIS | 1.56 | (BEAMS Note 2) The ERC for this item should be added to all other rateable items on the hereditament (except land). Therefore the total of the ERC of the other Building Items and the P&M ERC (where applicable) to enable the correct contract size adjustment to be made. ERC of Building Component + ERC of P&M = Total ERC to which contract size adjustment should be applied. The appropriate % adjustment should be made in accordance with the scale for contract size adjustment specified under section 6 of the RCG 2021 Guidance notes. The currency ERC rates are set at £4m (Four Million Pounds) @ 1st April 2019 (AVD) for the RCG 2021 Publication. | photo missing | photo missing | 2 | TRUE
4590 | 98H301 | 9876 | 98H301 | Primary Health Care - Health Centres/Group Practice Surgeries | Traditional 2 Storey Construction | Basic GP Surgery, Consulting rooms, general reception and waiting areas, minor operations room, | GIA up to 500m2. | - | Traditional construction 2 storey, standard foundations, primarily brick cavity external walls, some feature panels in different materials; pitched roof slate/tile coverings; aluminium double glazed windows and doors; plastered walls, tiled in wet areas, carpets, vinyl and anti-infection flooring, suspended ceiling, sound proof doors to consulting rooms, general reception and waiting areas, minor operations room, (Meant to apply to the likes of small basic pure GP surgery with no ancillary support facilities, generally under 500m2). GIA up to 500m2. | Location Adjustment Applicable (See Guidance Notes) - ERC = UK mean of 1.00 | (BEAMS Note 2) The ERC for this item should be added to all other rateable items on the hereditament (except land). Therefore the total of the ERC of the other Building Items and the P&M ERC (where applicable) to enable the correct contract size adjustment to be made. ERC of Building Component + ERC of P&M = Total ERC to which contract size adjustment should be applied. The appropriate % adjustment should be made in accordance with the scale for contract size adjustment specified under section 6 of the RCG 2023 Guidance notes. The currency ERC rates are set at £4m (Four Million Pounds) @ 1st April 2021 (AVD) for the RCG 2023 Publication. | This category / description is guidance and irrespective of actual size of the subject surgery, it is the provision of service and function of that surgery that will be the deciding factor for the rate applied. | - | - | - | - | - | - | - | - | - |  | M2 | - | NA | NA | NA | #N/A | Option 1 | ERROR | 0% | 0 | 0 | 0% | 0% | 0 | 0% | Redirected | NA | VOA_GPN_GOV_UK\7246041 | 2019-08-30 | Low | - | High | Risk taken from previous CG | - | - | NA | BCIS | NA | (BEAMS Note 2) The ERC for this item should be added to all other rateable items on the hereditament (except land). Therefore the total of the ERC of the other Building Items and the P&M ERC (where applicable) to enable the correct contract size adjustment to be made. ERC of Building Component + ERC of P&M = Total ERC to which contract size adjustment should be applied. The appropriate % adjustment should be made in accordance with the scale for contract size adjustment specified under section 6 of the RCG 2021 Guidance notes. The currency ERC rates are set at £4m (Four Million Pounds) @ 1st April 2019 (AVD) for the RCG 2021 Publication. | - | - | 2 | TRUE
4591 | 98H302 | 9877 | 98H302 | Primary Health Care - Health Centres/Group Practice Surgeries | Traditional 2 Storey Construction | Generally a merger of GP surgeries, Consulting rooms, general reception and waiting areas, minor operations room, | GIA up to 501 - 1000m2. | - | Traditional construction 2 storey, standard foundations, primarily brick cavity external walls, some feature panels in different materials; pitched roof slate/tile coverings; aluminium double glazed windows and doors; plastered walls, tiled in wet areas, carpets, vinyl and anti-infection flooring, suspended ceiling, sound proof doors to consulting rooms, general reception and waiting areas, minor operations room, clean dirty linen, drugs stores, Lift; associated mechanical and electrical installations; nurse call buttons, CCTV, security shutters. (Meant to apply to GP Surgeries with Consulting rooms but, limited associated support facilities / services (may not have a Minor Operations room) generally a merger of GP practices and probably referred to as a Medical Centre). GIA 501m2 - 1,000m2. | Location Adjustment Applicable (See Guidance Notes) - ERC = UK mean of 1.00 | (BEAMS Note 2) The ERC for this item should be added to all other rateable items on the hereditament (except land). Therefore the total of the ERC of the other Building Items and the P&M ERC (where applicable) to enable the correct contract size adjustment to be made. ERC of Building Component + ERC of P&M = Total ERC to which contract size adjustment should be applied. The appropriate % adjustment should be made in accordance with the scale for contract size adjustment specified under section 6 of the RCG 2023 Guidance notes. The currency ERC rates are set at £4m (Four Million Pounds) @ 1st April 2021 (AVD) for the RCG 2023 Publication. | This category / description is guidance and irrespective of actual size of the subject surgery, it is the provision of service and function of that surgery that will be the deciding factor for the rate applied. | - | - | - | - | - | - | - | - | - |  | M2 | - | NA | NA | NA | #N/A | Option 1 | ERROR | 0% | 0 | 0 | 0% | 0% | 0 | 0% | Redirected | NA | VOA_GPN_GOV_UK\7246041 | 2019-08-30 | Low | - | High | Risk taken from previous CG | - | - | NA | BCIS | NA | (BEAMS Note 2) The ERC for this item should be added to all other rateable items on the hereditament (except land). Therefore the total of the ERC of the other Building Items and the P&M ERC (where applicable) to enable the correct contract size adjustment to be made. ERC of Building Component + ERC of P&M = Total ERC to which contract size adjustment should be applied. The appropriate % adjustment should be made in accordance with the scale for contract size adjustment specified under section 6 of the RCG 2021 Guidance notes. The currency ERC rates are set at £4m (Four Million Pounds) @ 1st April 2019 (AVD) for the RCG 2021 Publication. | - | - | 2 | TRUE
4592 | 98H303 | 9878 | 98H303 | Primary Health Care - Health Centres/Group Practice Surgeries | Traditional 2 Storey Construction | Generally a merger of GP surgeries, Consulting rooms, general reception and waiting areas, minor operations room, | GIA up to 1001 m2 upwards | - | Traditional construction 2 storey, (maybe 3 Storey) standard foundations, primarily brick cavity external walls, some feature panels in different materials; pitched roof slate/tile coverings; aluminium double glazed windows and doors; plastered walls, tiled in wet areas, carpets, vinyl and anti-infection flooring, suspended ceiling, sound proof doors to consulting rooms, general reception and waiting areas, minor operations room, clean dirty linen, drugs stores; Lift and associate mechanical and electrical installations; nurse call buttons, CCTV, security shutters. (Meant to apply to GP Surgeries with consulting rooms but, limited associated ancillary support facilities / services (may not have a Minor Operations room) generally a merger of serval GP practices and referred to as a medical centre). GIA over 1,001m2. | Location Adjustment Applicable (See Guidance Notes) - ERC = UK mean of 1.00 | (BEAMS Note 2) The ERC for this item should be added to all other rateable items on the hereditament (except land). Therefore the total of the ERC of the other Building Items and the P&M ERC (where applicable) to enable the correct contract size adjustment to be made. ERC of Building Component + ERC of P&M = Total ERC to which contract size adjustment should be applied. The appropriate % adjustment should be made in accordance with the scale for contract size adjustment specified under section 6 of the RCG 2023 Guidance notes. The currency ERC rates are set at £4m (Four Million Pounds) @ 1st April 2021 (AVD) for the RCG 2023 Publication. | This category / description is guidance and irrespective of actual size of the subject surgery, it is the provision of service and function of that surgery that will be the deciding factor for the rate applied. | - | - | - | - | - | - | - | - | - |  | M2 | - | NA | NA | NA | #N/A | Option 1 | ERROR | 0% | 0 | 0 | 0% | 0% | 0 | 0% | Redirected | NA | VOA_GPN_GOV_UK\7246041 | 2019-08-30 | Low | - | High | Risk taken from previous CG | - | - | NA | BCIS | NA | (BEAMS Note 2) The ERC for this item should be added to all other rateable items on the hereditament (except land). Therefore the total of the ERC of the other Building Items and the P&M ERC (where applicable) to enable the correct contract size adjustment to be made. ERC of Building Component + ERC of P&M = Total ERC to which contract size adjustment should be applied. The appropriate % adjustment should be made in accordance with the scale for contract size adjustment specified under section 6 of the RCG 2021 Guidance notes. The currency ERC rates are set at £4m (Four Million Pounds) @ 1st April 2019 (AVD) for the RCG 2021 Publication. | - | - | 2 | TRUE
4593 | 98H304 | 9879 | 98H304 | Primary Health Care - Health Centres/Group Practice Surgeries - Integrated Pharmacy | Traditional 2 Storey Construction | BREEAM rated. (Meant to apply to GP Surgeries with consulting rooms, a range of associated ancillary support facilities / services, often with a community health support permanent presence, generally a merger of several GP practices and referred to as a Medical Centre) | GIA range 2,500 - 3000m2, sometimes larger. | - | Traditional construction 2 storey, (maybe 3 storey), standard foundations, architectural designed external walls, with features and glazing; pitched roof slate/tile coverings (or sustainable green roof); aluminium double glazed windows and doors; plastered walls, tiled in wet areas, carpets, vinyl and anti-infection flooring, suspended ceiling, sound proof doors to consulting rooms, feature general reception and waiting areas, minor operations room (possibly more intrusive operations), clean and dirty linen, drugs stores; lift , associated mechanical and electrical installations; nurse call buttons, CCTV, security shutters; sustainable provisions and BREEAM rated. (Meant to apply to GP Surgeries with consulting rooms, a range of associated ancillary support facilities / services, often with a community health support permanent presence, generally a merger of several GP practices and referred to as a Medical Centre). GIA range 2,500 - 3000m2, sometimes larger. | Location Adjustment Applicable (See Guidance Notes) - ERC = UK mean of 1.00 | (BEAMS Note 2) The ERC for this item should be added to all other rateable items on the hereditament (except land). Therefore the total of the ERC of the other Building Items and the P&M ERC (where applicable) to enable the correct contract size adjustment to be made. ERC of Building Component + ERC of P&M = Total ERC to which contract size adjustment should be applied. The appropriate % adjustment should be made in accordance with the scale for contract size adjustment specified under section 6 of the RCG 2023 Guidance notes. The currency ERC rates are set at £4m (Four Million Pounds) @ 1st April 2021 (AVD) for the RCG 2023 Publication. | This category/ description is guidance and irrespective of actual size of the subject surgery, it is the provision of services and function of the surgery that will be the deciding factor for the rate applied. Many of these embellished surgeries are focused on particular specialism, rather than a range of provision and thus it is a judgement call between this and the previous categories. | - | - | - | - | - | - | - | - | - |  | M2 | - | NA | NA | NA | #N/A | Option 1 | ERROR | 0% | 0 | 0 | 0% | 0% | 0 | 0% | Redirected | NA | VOA_GPN_GOV_UK\7246041 | 2019-08-30 | Low | - | High | Risk taken from previous CG | - | - | NA | BCIS | NA | (BEAMS Note 2) The ERC for this item should be added to all other rateable items on the hereditament (except land). Therefore the total of the ERC of the other Building Items and the P&M ERC (where applicable) to enable the correct contract size adjustment to be made. ERC of Building Component + ERC of P&M = Total ERC to which contract size adjustment should be applied. The appropriate % adjustment should be made in accordance with the scale for contract size adjustment specified under section 6 of the RCG 2021 Guidance notes. The currency ERC rates are set at £4m (Four Million Pounds) @ 1st April 2019 (AVD) for the RCG 2021 Publication. | - | - | 2 | TRUE
4596 | ST4042 | 9440 | ST4042 | Probation / Register Offices | Probation / Register Offices | The General Register Office is part of Her Majesty's Passport Office and oversees civil registration in England and Wales. The Hereditament will include an archive library of all births, marriages and deaths, Office space, WC/Rest Room and a ceremony room for marriages (does not include external works or site preparation, car parking, access roads, footpaths, landscaping, walls, drainage, incoming services and external lighting. Bin store) | Single Storey | Part Steel Frame - See Description | Notes for MEA - Single storey register office. Concrete foundations and ground slab. Part steel frame. Facing brick and aluminium curtain walling. Clad timber trussed roof; PCC flat roof to strong room. Aluminium windows; roller shutters. Block and cubicle partitions. Flush doors. Plaster, plasterboard, paper, tiles and hardwood to walls; rubber and carpet flooring; plasterboard and suspended ceilings. | Location Adjustment Applicable (See Guidance Notes) - ERC = UK mean of 1.00 | (BEAMS Note 2) The ERC for this item should be added to all other rateable items on the hereditament (except land). Therefore the total of the ERC of the other Building Items and the P&M ERC (where applicable) to enable the correct contract size adjustment to be made. ERC of Building Component + ERC of P&M = Total ERC to which contract size adjustment should be applied. The appropriate % adjustment should be made in accordance with the scale for contract size adjustment specified under section 6 of the RCG 2023 Guidance notes. The currency ERC rates are set at £4m (Four Million Pounds) @ 1st April 2021 (AVD) for the RCG 2023 Publication. | Rates based on 2Q 2019 ; rebased to a location Indices of 100. | - | - | - | - | - | - | - | - | NA |  | M2 | m2 | NA | NA | NA | #N/A | Option 1 | ERROR | 0% | 0 | 0 | 0% | 0% | 0 | 0% | Indexed | NA | VOA_GPN_GOV_UK\7246041 | 2019-08-30 | Low | - | High | Risk taken from previous CG | - | - | NA | BCIS | NA | (BEAMS Note 2) The ERC for this item should be added to all other rateable items on the hereditament (except land). Therefore the total of the ERC of the other Building Items and the P&M ERC (where applicable) to enable the correct contract size adjustment to be made. ERC of Building Component + ERC of P&M = Total ERC to which contract size adjustment should be applied. The appropriate % adjustment should be made in accordance with the scale for contract size adjustment specified under section 6 of the RCG 2021 Guidance notes. The currency ERC rates are set at £4m (Four Million Pounds) @ 1st April 2019 (AVD) for the RCG 2021 Publication. | - | - | 2 | TRUE
4597 | 98C001 | 100014 | 98C001 | Provender Mills | Electrical Installation | TBC | TBC | TBC | Basic electrical installation as an addition to uppper floor costs | Location Adjustment Applicable (See Guidance Notes) - ERC = UK mean of 1.00 | (BEAMS Note 2) The ERC for this item should be added to all other rateable items on the hereditament (except land). Therefore the total of the ERC of the other Building Items and the P&M ERC (where applicable) to enable the correct contract size adjustment to be made. ERC of Building Component + ERC of P&M = Total ERC to which contract size adjustment should be applied. The appropriate % adjustment should be made in accordance with the scale for contract size adjustment specified under section 6 of the RCG 2023 Guidance notes. The currency ERC rates are set at £4m (Four Million Pounds) @ 1st April 2021 (AVD) for the RCG 2023 Publication. | TBC | TBC | TBC | TBC | TBC | TBC | TBC | TBC | TBC | TBC |  | M2 | m2 | NA | NA | NA | #N/A | Option 2 | ERROR | 0% | 56.3121 | 42.5587 | 0% | 0% | 42.5587 | 0% | Indexed | NA | VOA_GPN_GOV_UK\7246041 | 2019-08-30 | Low | - | High | Risk taken from previous CG | - | - | NA | SPONS A&B | NA | TBC | TBC | TBC | 2 | TRUE
4598 | 98C103 | 100016 | 98C103 | Provender Mills | Floor Paint | TBC | TBC | TBC | Altro UVR chemically resistance hygienic floor paint (measured the surface area of the treated floor) | Location Adjustment Applicable (See Guidance Notes) - ERC = UK mean of 1.00 | (BEAMS Note 2) The ERC for this item should be added to all other rateable items on the hereditament (except land). Therefore the total of the ERC of the other Building Items and the P&M ERC (where applicable) to enable the correct contract size adjustment to be made. ERC of Building Component + ERC of P&M = Total ERC to which contract size adjustment should be applied. The appropriate % adjustment should be made in accordance with the scale for contract size adjustment specified under section 6 of the RCG 2023 Guidance notes. The currency ERC rates are set at £4m (Four Million Pounds) @ 1st April 2021 (AVD) for the RCG 2023 Publication. | TBC | TBC | TBC | TBC | TBC | TBC | TBC | TBC | TBC | TBC |  | M2 | m2 | NA | NA | NA | #N/A | Option 2 | ERROR | 0% | 15.9283 | 12.038 | 0% | 0% | 12.038 | 0% | Indexed | NA | VOA_GPN_GOV_UK\7246041 | 2019-08-30 | Low | - | High | Risk taken from previous CG | - | - | NA | SPONS A&B | NA | (BEAMS Note 2) The ERC for this item should be added to all other rateable items on the hereditament (except land). Therefore the total of the ERC of the other Building Items and the P&M ERC (where applicable) to enable the correct contract size adjustment to be made. ERC of Building Component + ERC of P&M = Total ERC to which contract size adjustment should be applied. The appropriate % adjustment should be made in accordance with the scale for contract size adjustment specified under section 6 of the RCG 2021 Guidance notes. The currency ERC rates are set at £4m (Four Million Pounds) @ 1st April 2019 (AVD) for the RCG 2021 Publication. | TBC | TBC | 2 | TRUE
4599 | 98C105 | 100018 | 98C105 | Provender Mills | Flour Outload | Add/deduct for each 2m variation in height. | TBC | TBC | TBC | Location Adjustment Applicable (See Guidance Notes) - ERC = UK mean of 1.00 | (BEAMS Note 2) The ERC for this item should be added to all other rateable items on the hereditament (except land). Therefore the total of the ERC of the other Building Items and the P&M ERC (where applicable) to enable the correct contract size adjustment to be made. ERC of Building Component + ERC of P&M = Total ERC to which contract size adjustment should be applied. The appropriate % adjustment should be made in accordance with the scale for contract size adjustment specified under section 6 of the RCG 2023 Guidance notes. The currency ERC rates are set at £4m (Four Million Pounds) @ 1st April 2021 (AVD) for the RCG 2023 Publication. | TBC | TBC | TBC | TBC | TBC | TBC | TBC | TBC | TBC | TBC |  | M2 | m2 | NA | NA | NA | #N/A | Option 2 | ERROR | 0% | 109.1765 | 82.5117 | 0% | 0% | 82.5117 | 0% | Indexed | NA | VOA_GPN_GOV_UK\7246041 | 2019-08-30 | Low | - | High | Risk taken from previous CG | - | - | NA | SPONS A&B | NA | (BEAMS Note 2) The ERC for this item should be added to all other rateable items on the hereditament (except land). Therefore the total of the ERC of the other Building Items and the P&M ERC (where applicable) to enable the correct contract size adjustment to be made. ERC of Building Component + ERC of P&M = Total ERC to which contract size adjustment should be applied. The appropriate % adjustment should be made in accordance with the scale for contract size adjustment specified under section 6 of the RCG 2021 Guidance notes. The currency ERC rates are set at £4m (Four Million Pounds) @ 1st April 2019 (AVD) for the RCG 2021 Publication. | TBC | TBC | 2 | TRUE
4600 | 98C104 | 100017 | 98C104 | Provender Mills | Flour Outload | TBC | TBC | TBC | Outloading and Storage System. Piled with pile caps and ground beams Steel Reinforced concrete ground floor 225mm thick. Upper floors, steel access areas over hoppers. Open fronted at ground level for lorry access. Remainder single skin profiled protected metal cladding fixed to horizontal steel rails. Single skin profiled; protected metal roof covering fixed to steel purlins. Translucent sheet roof lights. Rainwater goods, downpipes and drainage. Electric lighting and power. | Location Adjustment Applicable (See Guidance Notes) - ERC = UK mean of 1.00 | (BEAMS Note 2) The ERC for this item should be added to all other rateable items on the hereditament (except land). Therefore the total of the ERC of the other Building Items and the P&M ERC (where applicable) to enable the correct contract size adjustment to be made. ERC of Building Component + ERC of P&M = Total ERC to which contract size adjustment should be applied. The appropriate % adjustment should be made in accordance with the scale for contract size adjustment specified under section 6 of the RCG 2023 Guidance notes. The currency ERC rates are set at £4m (Four Million Pounds) @ 1st April 2021 (AVD) for the RCG 2023 Publication. | TBC | TBC | TBC | TBC | TBC | TBC | TBC | TBC | TBC | TBC |  | M2 | m2 | NA | NA | NA | #N/A | Option 2 | ERROR | 0% | 1489.3978 | 1125.6337 | 0% | 0% | 1125.6337 | 0% | Indexed | NA | VOA_GPN_GOV_UK\7246041 | 2019-08-30 | Low | - | High | Risk taken from previous CG | - | - | NA | SPONS A&B | NA | (BEAMS Note 2) The ERC for this item should be added to all other rateable items on the hereditament (except land). Therefore the total of the ERC of the other Building Items and the P&M ERC (where applicable) to enable the correct contract size adjustment to be made. ERC of Building Component + ERC of P&M = Total ERC to which contract size adjustment should be applied. The appropriate % adjustment should be made in accordance with the scale for contract size adjustment specified under section 6 of the RCG 2021 Guidance notes. The currency ERC rates are set at £4m (Four Million Pounds) @ 1st April 2019 (AVD) for the RCG 2021 Publication. | TBC | TBC | 2 | TRUE
4601 | STS050 | 8765 | STS050 | Provender mills | Storage facility for raw products | Based on 12m Eaves height | > 1,000m2 | - | - | Location Adjustment Applicable (See Guidance Notes) - ERC = UK mean of 1.00 | (BEAMS Note 2) The ERC for this item should be added to all other rateable items on the hereditament (except land). Therefore the total of the ERC of the other Building Items and the P&M ERC (where applicable) to enable the correct contract size adjustment to be made. ERC of Building Component + ERC of P&M = Total ERC to which contract size adjustment should be applied. The appropriate % adjustment should be made in accordance with the scale for contract size adjustment specified under section 6 of the RCG 2023 Guidance notes. The currency ERC rates are set at £4m (Four Million Pounds) @ 1st April 2021 (AVD) for the RCG 2023 Publication. | - | - | - | - | - | - | - | - | - | 77777 |  | STS | m2 | NA | NA | NA | #DIV/0! | Option 1 | ERROR | 0% | 0 | 0 | 0% | 0% | 0 | 0% | Indexed | NA | VOA_GPN_GOV_UK\7246041 | 2019-08-30 | Low | - | - | Risk taken from previous CG | - | - | NA | BCIS | NA | (BEAMS Note 2) The ERC for this item should be added to all other rateable items on the hereditament (except land). Therefore the total of the ERC of the other Building Items and the P&M ERC (where applicable) to enable the correct contract size adjustment to be made. ERC of Building Component + ERC of P&M = Total ERC to which contract size adjustment should be applied. The appropriate % adjustment should be made in accordance with the scale for contract size adjustment specified under section 6 of the RCG 2021 Guidance notes. The currency ERC rates are set at £4m (Four Million Pounds) @ 1st April 2019 (AVD) for the RCG 2021 Publication. | - | - | 2 | TRUE
4602 | 98C002 | 100015 | 98C002 | Provender Mills | Wall Lining | TBC | TBC | TBC | White Roc type hygene lining (measure the surface area of the lining) | Location Adjustment Applicable (See Guidance Notes) - ERC = UK mean of 1.00 | (BEAMS Note 2) The ERC for this item should be added to all other rateable items on the hereditament (except land). Therefore the total of the ERC of the other Building Items and the P&M ERC (where applicable) to enable the correct contract size adjustment to be made. ERC of Building Component + ERC of P&M = Total ERC to which contract size adjustment should be applied. The appropriate % adjustment should be made in accordance with the scale for contract size adjustment specified under section 6 of the RCG 2023 Guidance notes. The currency ERC rates are set at £4m (Four Million Pounds) @ 1st April 2021 (AVD) for the RCG 2023 Publication. | TBC | TBC | TBC | TBC | TBC | TBC | TBC | TBC | TBC | TBC |  | M2 | m2 | NA | NA | NA | #N/A | Option 2 | ERROR | 0% | 36.6833 | 27.7239 | 0% | 0% | 27.7239 | 0% | Indexed | NA | VOA_GPN_GOV_UK\7246041 | 2019-08-30 | Low | - | High | Risk taken from previous CG | - | - | NA | SPONS A&B | NA | (BEAMS Note 2) The ERC for this item should be added to all other rateable items on the hereditament (except land). Therefore the total of the ERC of the other Building Items and the P&M ERC (where applicable) to enable the correct contract size adjustment to be made. ERC of Building Component + ERC of P&M = Total ERC to which contract size adjustment should be applied. The appropriate % adjustment should be made in accordance with the scale for contract size adjustment specified under section 6 of the RCG 2021 Guidance notes. The currency ERC rates are set at £4m (Four Million Pounds) @ 1st April 2019 (AVD) for the RCG 2021 Publication. | TBC | TBC | 2 | TRUE
4603 | STS042 | 8745 | STS042 | Public and Concert Halls | Single Storey Village Hall | Single storey village hall comprising, main hall (suitable for 100 seated guests), committee room (15/20 people), bar, catering standard kitchen, store, toilets, entrance hall and control room. | > 500m2 (up to 2000m2) | See BEAMS for Bespoke Advice | Construction Comprising - Steel frame and pitched roof with coloured metal cladding and photovoltaic panels. Block cavity walls with render and larch boarding external finish. Double glazed uPVC windows. Block partitions. Internal doors. Timber sprung floor to main hall, vinyl flooring. Plasterboard ceilings. Fittings. Sanitary ware. Underfloor heating, electrics, ventilation, hearing loop. | Location Adjustment Applicable (See Guidance Notes) - ERC = UK mean of 1.00 | (BEAMS Note 2) The ERC for this item should be added to all other rateable items on the hereditament (except land). Therefore the total of the ERC of the other Building Items and the P&M ERC (where applicable) to enable the correct contract size adjustment to be made. ERC of Building Component + ERC of P&M = Total ERC to which contract size adjustment should be applied. The appropriate % adjustment should be made in accordance with the scale for contract size adjustment specified under section 6 of the RCG 2023 Guidance notes. The currency ERC rates are set at £4m (Four Million Pounds) @ 1st April 2021 (AVD) for the RCG 2023 Publication. | - | - | - | - | - | - | - | - | - | 77777 |  | M2 | m2 | NA | NA | NA | #DIV/0! | Option 1 | ERROR | 0% | 0 | 0 | 0% | 0% | 0 | 0% | Indexed | NA | VOA_GPN_GOV_UK\7246041 | 2019-08-30 | Low | - | - | Risk taken from previous CG | - | - | NA | BCIS | NA | (BEAMS Note 2) The ERC for this item should be added to all other rateable items on the hereditament (except land). Therefore the total of the ERC of the other Building Items and the P&M ERC (where applicable) to enable the correct contract size adjustment to be made. ERC of Building Component + ERC of P&M = Total ERC to which contract size adjustment should be applied. The appropriate % adjustment should be made in accordance with the scale for contract size adjustment specified under section 6 of the RCG 2021 Guidance notes. The currency ERC rates are set at £4m (Four Million Pounds) @ 1st April 2019 (AVD) for the RCG 2021 Publication. | - | - | 2 | TRUE
4604 | 63F00C | 9342 | 63F00C | Public conveniences | Automated | Type 1,2,5 and 6 | - | - | Type 1,2, 5 and 6. Standalone units, highly vandal resistant, operates 24/7, self cleansing toilet. | Location Adjustment Applicable (See Guidance Notes) - ERC = UK mean of 1.00 | (BEAMS Note 2) The ERC for this item should be added to all other rateable items on the hereditament (except land). Therefore the total of the ERC of the other Building Items and the P&M ERC (where applicable) to enable the correct contract size adjustment to be made. ERC of Building Component + ERC of P&M = Total ERC to which contract size adjustment should be applied. The appropriate % adjustment should be made in accordance with the scale for contract size adjustment specified under section 6 of the RCG 2023 Guidance notes. The currency ERC rates are set at £4m (Four Million Pounds) @ 1st April 2021 (AVD) for the RCG 2023 Publication. | - | - | - | - | - | - | - | - | - | - |  | Each | - | NA | NA | NA | #N/A | Option 3 | ERROR | 0% | 81922.2852 | 64429.7607 | 0% | 0% | 64429.7607 | 0% | Indexed | NA | VOA_GPN_GOV_UK\7246041 | 2019-08-30 | Low | - | Medium | Risk taken from previous CG | - | - | NA | FOR | NA | (BEAMS Note 2) The ERC for this item should be added to all other rateable items on the hereditament (except land). Therefore the total of the ERC of the other Building Items and the P&M ERC (where applicable) to enable the correct contract size adjustment to be made. ERC of Building Component + ERC of P&M = Total ERC to which contract size adjustment should be applied. The appropriate % adjustment should be made in accordance with the scale for contract size adjustment specified under section 6 of the RCG 2021 Guidance notes. The currency ERC rates are set at £4m (Four Million Pounds) @ 1st April 2019 (AVD) for the RCG 2021 Publication. | - | - | 2 | TRUE
4605 | 63F02F | 9906 | 63F02F | Public conveniences | Automated | Type 3 and 7 | - | - | Type 3 and 7 Standalone units, highly vandal resistant, operates 24/7, self cleansing toilet. | Considered Not Applicable at time of Publication | (BEAMS Note 2) The ERC for this item should be added to all other rateable items on the hereditament (except land). Therefore the total of the ERC of the other Building Items and the P&M ERC (where applicable) to enable the correct contract size adjustment to be made. ERC of Building Component + ERC of P&M = Total ERC to which contract size adjustment should be applied. The appropriate % adjustment should be made in accordance with the scale for contract size adjustment specified under section 6 of the RCG 2023 Guidance notes. The currency ERC rates are set at £4m (Four Million Pounds) @ 1st April 2021 (AVD) for the RCG 2023 Publication. | Costs for inbuilt cubicles exclude the cost of the structure in which they are housed. For inbuilt cubicles add 650 per m2 GIA* to include an average faced brick building. | - | - | - | - | - | - | - | - | - |  | Each | - | NA | NA | NA | #N/A | Option 3 | ERROR | 0% | 68736.582 | 54059.5459 | 0% | 0% | 54059.5459 | 0% | Indexed | NA | VOA_GPN_GOV_UK\7246041 | 2019-08-30 | Low | - | Medium | Risk taken from previous CG | - | - | NA | FOR | NA | (BEAMS Note 2) The ERC for this item should be added to all other rateable items on the hereditament (except land). Therefore the total of the ERC of the other Building Items and the P&M ERC (where applicable) to enable the correct contract size adjustment to be made. ERC of Building Component + ERC of P&M = Total ERC to which contract size adjustment should be applied. The appropriate % adjustment should be made in accordance with the scale for contract size adjustment specified under section 6 of the RCG 2021 Guidance notes. The currency ERC rates are set at £4m (Four Million Pounds) @ 1st April 2019 (AVD) for the RCG 2021 Publication. | - | - | 2 | TRUE
4606 | 63F00A | 9219 | 63F00A | Public conveniences | Automated | Type 4 | - | - | Type 4. Standalone unit, highly vandal resistant, operates 24/7, self cleansing toilet. | Location Adjustment Applicable (See Guidance Notes) - ERC = UK mean of 1.00 | (BEAMS Note 2) The ERC for this item should be added to all other rateable items on the hereditament (except land). Therefore the total of the ERC of the other Building Items and the P&M ERC (where applicable) to enable the correct contract size adjustment to be made. ERC of Building Component + ERC of P&M = Total ERC to which contract size adjustment should be applied. The appropriate % adjustment should be made in accordance with the scale for contract size adjustment specified under section 6 of the RCG 2023 Guidance notes. The currency ERC rates are set at £4m (Four Million Pounds) @ 1st April 2021 (AVD) for the RCG 2023 Publication. | - | - | - | - | - | - | - | Type 4 | - | - |  | Each | - | NA | NA | NA | #N/A | Option 3 | ERROR | 0% | 61411.1914 | 48298.3154 | 0% | 0% | 48298.3154 | 0% | Indexed | NA | VOA_GPN_GOV_UK\7246041 | 2019-08-30 | Low | - | Medium | Risk taken from previous CG | - | - | NA | FOR | NA | (BEAMS Note 2) The ERC for this item should be added to all other rateable items on the hereditament (except land). Therefore the total of the ERC of the other Building Items and the P&M ERC (where applicable) to enable the correct contract size adjustment to be made. ERC of Building Component + ERC of P&M = Total ERC to which contract size adjustment should be applied. The appropriate % adjustment should be made in accordance with the scale for contract size adjustment specified under section 6 of the RCG 2021 Guidance notes. The currency ERC rates are set at £4m (Four Million Pounds) @ 1st April 2019 (AVD) for the RCG 2021 Publication. | Type 4 | - | 2 | TRUE
4607 | 63F00B | 9341 | 63F00B | Public conveniences | Automated | Type 8 and 9 | - | - | Type 8 and 9 Standalone unit, highly vandal resistant, operates 24/7, self cleansing toilet. | Location Adjustment Applicable (See Guidance Notes) - ERC = UK mean of 1.00 | (BEAMS Note 2) The ERC for this item should be added to all other rateable items on the hereditament (except land). Therefore the total of the ERC of the other Building Items and the P&M ERC (where applicable) to enable the correct contract size adjustment to be made. ERC of Building Component + ERC of P&M = Total ERC to which contract size adjustment should be applied. The appropriate % adjustment should be made in accordance with the scale for contract size adjustment specified under section 6 of the RCG 2023 Guidance notes. The currency ERC rates are set at £4m (Four Million Pounds) @ 1st April 2021 (AVD) for the RCG 2023 Publication. | - | - | - | - | - | - | - | - | - | - |  | Each | - | NA | NA | NA | #N/A | Option 3 | ERROR | 0% | 34307.2461 | 26981.7627 | 0% | 0% | 26981.7627 | 0% | Indexed | NA | VOA_GPN_GOV_UK\7246041 | 2019-08-30 | Low | - | Medium | Risk taken from previous CG | - | - | NA | FOR | NA | (BEAMS Note 2) The ERC for this item should be added to all other rateable items on the hereditament (except land). Therefore the total of the ERC of the other Building Items and the P&M ERC (where applicable) to enable the correct contract size adjustment to be made. ERC of Building Component + ERC of P&M = Total ERC to which contract size adjustment should be applied. The appropriate % adjustment should be made in accordance with the scale for contract size adjustment specified under section 6 of the RCG 2021 Guidance notes. The currency ERC rates are set at £4m (Four Million Pounds) @ 1st April 2019 (AVD) for the RCG 2021 Publication. | - | - | 2 | TRUE
4608 | 63F00L | 9349 | 63F00L | Public conveniences | Conventional | Average Quality over 110m2 | - | - | Pitched roof with tile finish, facing brick or blockwork (with or without rendering) cavity external walls with blockwork inner and a plaster and basic ceramic tile finish. Vinyl floor finish, basic (aesthetic style) lighting and electric provision, mechanical ventilation, hot and cold water. | Location Adjustment Applicable (See Guidance Notes) - ERC = UK mean of 1.00 | (BEAMS Note 2) The ERC for this item should be added to all other rateable items on the hereditament (except land). Therefore the total of the ERC of the other Building Items and the P&M ERC (where applicable) to enable the correct contract size adjustment to be made. ERC of Building Component + ERC of P&M = Total ERC to which contract size adjustment should be applied. The appropriate % adjustment should be made in accordance with the scale for contract size adjustment specified under section 6 of the RCG 2023 Guidance notes. The currency ERC rates are set at £4m (Four Million Pounds) @ 1st April 2021 (AVD) for the RCG 2023 Publication. | Rate excludes external works and professional fees. Please note: No contract size adjustment should be applied. | This rate should be used where hereditaments exceed 110m2 GIFA. | - | - | - | - | - | - | - | - |  | M2 | - | NA | NA | NA | #N/A | Option 1 | ERROR | 0% | 1976.9956 | 1477.1132 | 0% | 0% | 1477.1132 | 0% | Indexed | NA | VOA_GPN_GOV_UK\7246041 | 2019-08-30 | Low | - | Medium | Risk taken from previous CG | - | - | NA | FOR | NA | (BEAMS Note 2) The ERC for this item should be added to all other rateable items on the hereditament (except land). Therefore the total of the ERC of the other Building Items and the P&M ERC (where applicable) to enable the correct contract size adjustment to be made. ERC of Building Component + ERC of P&M = Total ERC to which contract size adjustment should be applied. The appropriate % adjustment should be made in accordance with the scale for contract size adjustment specified under section 6 of the RCG 2021 Guidance notes. The currency ERC rates are set at £4m (Four Million Pounds) @ 1st April 2019 (AVD) for the RCG 2021 Publication. | - | - | 2 | TRUE
4609 | 63F00J | 9347 | 63F00J | Public conveniences | Conventional | Average Quality up to 100m2 | - | - | Pitched roof with tile finish, facing brick or blockwork (with or without rendering) cavity external walls with blockwork inner and a plaster and basic ceramic tile finish. Vinyl floor finish, basic (aesthetic style) lighting and electric provision, mechanical ventilation, hot and cold water. | Location Adjustment Applicable (See Guidance Notes) - ERC = UK mean of 1.00 | (BEAMS Note 2) The ERC for this item should be added to all other rateable items on the hereditament (except land). Therefore the total of the ERC of the other Building Items and the P&M ERC (where applicable) to enable the correct contract size adjustment to be made. ERC of Building Component + ERC of P&M = Total ERC to which contract size adjustment should be applied. The appropriate % adjustment should be made in accordance with the scale for contract size adjustment specified under section 6 of the RCG 2023 Guidance notes. The currency ERC rates are set at £4m (Four Million Pounds) @ 1st April 2021 (AVD) for the RCG 2023 Publication. | Rate excludes external works and professional fees. Please note : No contract size adjustment to be applied. | This rate should be used where hereditaments exceed 90m2 but not 100m2 GIFA. | - | - | - | - | - | - | - | - |  | M2 | - | NA | NA | NA | #N/A | Option 1 | ERROR | 0% | 2043.9925 | 1527.1699 | 0% | 0% | 1527.1699 | 0% | Indexed | NA | VOA_GPN_GOV_UK\7246041 | 2019-08-30 | Low | - | Medium | Risk taken from previous CG | - | - | NA | FOR | NA | (BEAMS Note 2) The ERC for this item should be added to all other rateable items on the hereditament (except land). Therefore the total of the ERC of the other Building Items and the P&M ERC (where applicable) to enable the correct contract size adjustment to be made. ERC of Building Component + ERC of P&M = Total ERC to which contract size adjustment should be applied. The appropriate % adjustment should be made in accordance with the scale for contract size adjustment specified under section 6 of the RCG 2021 Guidance notes. The currency ERC rates are set at £4m (Four Million Pounds) @ 1st April 2019 (AVD) for the RCG 2021 Publication. | - | - | 2 | TRUE
4610 | 63F00K | 9348 | 63F00K | Public conveniences | Conventional | Average Quality up to 110m2 | - | - | Pitched roof with tile finish, facing brick or blockwork (with or without rendering) cavity external walls with blockwork inner and a plaster and basic ceramic tile finish, vinyl floor finish, basic (aesthetic style) lighting and electric provision, mechanical ventilation, hot and cold water. | Location Adjustment Applicable (See Guidance Notes) - ERC = UK mean of 1.00 | (BEAMS Note 2) The ERC for this item should be added to all other rateable items on the hereditament (except land). Therefore the total of the ERC of the other Building Items and the P&M ERC (where applicable) to enable the correct contract size adjustment to be made. ERC of Building Component + ERC of P&M = Total ERC to which contract size adjustment should be applied. The appropriate % adjustment should be made in accordance with the scale for contract size adjustment specified under section 6 of the RCG 2023 Guidance notes. The currency ERC rates are set at £4m (Four Million Pounds) @ 1st April 2021 (AVD) for the RCG 2023 Publication. | Rate excludes external works and professional fees. Please note : No contract size adjustment to be applied. | This rate should be used where hereditaments exceed 100m2 but not 110m2 GIFA. | - | - | - | - | - | - | - | - |  | M2 | - | NA | NA | NA | #N/A | Option 1 | ERROR | 0% | 1992.2756 | 1488.5296 | 0% | 0% | 1488.5296 | 0% | Indexed | NA | VOA_GPN_GOV_UK\7246041 | 2019-08-30 | Low | - | Medium | Risk taken from previous CG | - | - | NA | FOR | NA | (BEAMS Note 2) The ERC for this item should be added to all other rateable items on the hereditament (except land). Therefore the total of the ERC of the other Building Items and the P&M ERC (where applicable) to enable the correct contract size adjustment to be made. ERC of Building Component + ERC of P&M = Total ERC to which contract size adjustment should be applied. The appropriate % adjustment should be made in accordance with the scale for contract size adjustment specified under section 6 of the RCG 2021 Guidance notes. The currency ERC rates are set at £4m (Four Million Pounds) @ 1st April 2019 (AVD) for the RCG 2021 Publication. | - | - | 2 | TRUE
4611 | 63F00D | 9911 | 63F00D | Public conveniences | Conventional | Average quality up to 40m2 | - | - | Pitched roof with tile finish, facing brick or blockwork (with or without rendering) cavity external walls, with blockwork inner and a plaster and basic ceramic tile finish, vinyl floor finish, basic (aesthetic style) lighting and electric provision, mechanical ventilation, hot and cold water. | Location Adjustment Applicable (See Guidance Notes) - ERC = UK mean of 1.00 | (BEAMS Note 2) The ERC for this item should be added to all other rateable items on the hereditament (except land). Therefore the total of the ERC of the other Building Items and the P&M ERC (where applicable) to enable the correct contract size adjustment to be made. ERC of Building Component + ERC of P&M = Total ERC to which contract size adjustment should be applied. The appropriate % adjustment should be made in accordance with the scale for contract size adjustment specified under section 6 of the RCG 2023 Guidance notes. The currency ERC rates are set at £4m (Four Million Pounds) @ 1st April 2021 (AVD) for the RCG 2023 Publication. | The rate excludes external works and professional fees. Please note, no contract sum adjustment should be applied. | This rate should be used where hereditaments do not exceed 40m2 GIFA. | - | - | - | - | - | - | - | - |  | M2 | - | NA | NA | NA | #N/A | Option 1 | ERROR | 0% | 2883.2165 | 2154.1966 | 0% | 0% | 2154.1966 | 0% | Indexed | NA | VOA_GPN_GOV_UK\7246041 | 2019-08-30 | Low | - | Medium | Risk taken from previous CG | - | - | NA | FOR | NA | (BEAMS Note 2) The ERC for this item should be added to all other rateable items on the hereditament (except land). Therefore the total of the ERC of the other Building Items and the P&M ERC (where applicable) to enable the correct contract size adjustment to be made. ERC of Building Component + ERC of P&M = Total ERC to which contract size adjustment should be applied. The appropriate % adjustment should be made in accordance with the scale for contract size adjustment specified under section 6 of the RCG 2021 Guidance notes. The currency ERC rates are set at £4m (Four Million Pounds) @ 1st April 2019 (AVD) for the RCG 2021 Publication. | - | - | 2 | TRUE
4612 | 63F00E | 9912 | 63F00E | Public conveniences | Conventional | Average quality up to 50m2 | - | - | Pitched roof with tile finish, facing brick or blockwork (with or without rendering) cavity external walls, with blockwork inner and a plaster and basic ceramic tile finish, vinyl floor finish, basic (aesthetic style) lighting and electric provision, mechanical ventilation, hot and cold water. | Location Adjustment Applicable (See Guidance Notes) - ERC = UK mean of 1.00 | (BEAMS Note 2) The ERC for this item should be added to all other rateable items on the hereditament (except land). Therefore the total of the ERC of the other Building Items and the P&M ERC (where applicable) to enable the correct contract size adjustment to be made. ERC of Building Component + ERC of P&M = Total ERC to which contract size adjustment should be applied. The appropriate % adjustment should be made in accordance with the scale for contract size adjustment specified under section 6 of the RCG 2023 Guidance notes. The currency ERC rates are set at £4m (Four Million Pounds) @ 1st April 2021 (AVD) for the RCG 2023 Publication. | The rate excludes external works and professional fees. Please note, no contract sum adjustment should be applied. | This rate should be used where hereditaments exceed 40m2 but not 50m2 GIFA. | - | - | - | - | - | - | - | - |  | M2 | - | NA | NA | NA | #N/A | Option 1 | ERROR | 0% | 2542.3552 | 1899.5219 | 0% | 0% | 1899.5219 | 0% | Indexed | NA | VOA_GPN_GOV_UK\7246041 | 2019-08-30 | Low | - | Medium | Risk taken from previous CG | - | - | NA | FOR | NA | (BEAMS Note 2) The ERC for this item should be added to all other rateable items on the hereditament (except land). Therefore the total of the ERC of the other Building Items and the P&M ERC (where applicable) to enable the correct contract size adjustment to be made. ERC of Building Component + ERC of P&M = Total ERC to which contract size adjustment should be applied. The appropriate % adjustment should be made in accordance with the scale for contract size adjustment specified under section 6 of the RCG 2021 Guidance notes. The currency ERC rates are set at £4m (Four Million Pounds) @ 1st April 2019 (AVD) for the RCG 2021 Publication. | - | - | 2 | TRUE
4613 | 63F00F | 9913 | 63F00F | Public conveniences | Conventional | Average quality up to 60m2 | - | - | Pitched roof with tile finish, facing brick or blockwork (with or without rendering) cavity external walls, with blockwork inner and a plaster and basic ceramic tile finish, vinyl floor finish, basic (aesthetic style) lighting and electric provision, mechanical ventilation, hot and cold water. | Location Adjustment Applicable (See Guidance Notes) - ERC = UK mean of 1.00 | (BEAMS Note 2) The ERC for this item should be added to all other rateable items on the hereditament (except land). Therefore the total of the ERC of the other Building Items and the P&M ERC (where applicable) to enable the correct contract size adjustment to be made. ERC of Building Component + ERC of P&M = Total ERC to which contract size adjustment should be applied. The appropriate % adjustment should be made in accordance with the scale for contract size adjustment specified under section 6 of the RCG 2023 Guidance notes. The currency ERC rates are set at £4m (Four Million Pounds) @ 1st April 2021 (AVD) for the RCG 2023 Publication. | The rate excludes external works and professional fees. Please note, no contract sum adjustment should be applied. | This rate should be used where hereditaments exceed 50m2 but not 60m2 GIFA. | - | - | - | - | - | - | - | - |  | M2 | - | NA | NA | NA | #N/A | Option 1 | ERROR | 0% | 2380.1523 | 1778.3319 | 0% | 0% | 1778.3319 | 0% | Indexed | NA | VOA_GPN_GOV_UK\7246041 | 2019-08-30 | Low | - | Medium | Risk taken from previous CG | - | - | NA | FOR | NA | (BEAMS Note 2) The ERC for this item should be added to all other rateable items on the hereditament (except land). Therefore the total of the ERC of the other Building Items and the P&M ERC (where applicable) to enable the correct contract size adjustment to be made. ERC of Building Component + ERC of P&M = Total ERC to which contract size adjustment should be applied. The appropriate % adjustment should be made in accordance with the scale for contract size adjustment specified under section 6 of the RCG 2021 Guidance notes. The currency ERC rates are set at £4m (Four Million Pounds) @ 1st April 2019 (AVD) for the RCG 2021 Publication. | - | - | 2 | TRUE
4614 | 63F00G | 9344 | 63F00G | Public conveniences | Conventional | Average quality up to 70m2 | - | - | Pitched roof with tile finish, facing brick or blockwork (with or without rendering) cavity external walls, with blockwork inner and a plaster and basic ceramic tile finish, vinyl floor finish, basic (aesthetic style) lighting and electric provision, mechanical ventilation, hot and cold water. | Location Adjustment Applicable (See Guidance Notes) - ERC = UK mean of 1.00 | (BEAMS Note 2) The ERC for this item should be added to all other rateable items on the hereditament (except land). Therefore the total of the ERC of the other Building Items and the P&M ERC (where applicable) to enable the correct contract size adjustment to be made. ERC of Building Component + ERC of P&M = Total ERC to which contract size adjustment should be applied. The appropriate % adjustment should be made in accordance with the scale for contract size adjustment specified under section 6 of the RCG 2023 Guidance notes. The currency ERC rates are set at £4m (Four Million Pounds) @ 1st April 2021 (AVD) for the RCG 2023 Publication. | The rate excludes external works and professional fees. Please note, no contract sixe adjustment should be applied. | This rate should be used where hereditaments exceed 60m2 but not 70m2 GIFA. | - | - | - | - | - | - | - | - |  | M2 | - | NA | NA | NA | #N/A | Option 1 | ERROR | 0% | 2283.7708 | 1706.3204 | 0% | 0% | 1706.3204 | 0% | Indexed | NA | VOA_GPN_GOV_UK\7246041 | 2019-08-30 | Low | - | Medium | Risk taken from previous CG | - | - | NA | FOR | NA | (BEAMS Note 2) The ERC for this item should be added to all other rateable items on the hereditament (except land). Therefore the total of the ERC of the other Building Items and the P&M ERC (where applicable) to enable the correct contract size adjustment to be made. ERC of Building Component + ERC of P&M = Total ERC to which contract size adjustment should be applied. The appropriate % adjustment should be made in accordance with the scale for contract size adjustment specified under section 6 of the RCG 2021 Guidance notes. The currency ERC rates are set at £4m (Four Million Pounds) @ 1st April 2019 (AVD) for the RCG 2021 Publication. | - | - | 2 | TRUE
4615 | 63F00H | 9345 | 63F00H | Public conveniences | Conventional | Average Quality up to 80m2 | - | - | Pitched roof with tile finish, facing brick or blockwork (with or without rendering) cavity external walls with blockwork inner and a plaster and basic ceramic tile finish. Vinyl floor finish, basic (aesthetic style) lighting and electric provision, mechanical ventilation, hot and cold water. | Location Adjustment Applicable (See Guidance Notes) - ERC = UK mean of 1.00 | (BEAMS Note 2) The ERC for this item should be added to all other rateable items on the hereditament (except land). Therefore the total of the ERC of the other Building Items and the P&M ERC (where applicable) to enable the correct contract size adjustment to be made. ERC of Building Component + ERC of P&M = Total ERC to which contract size adjustment should be applied. The appropriate % adjustment should be made in accordance with the scale for contract size adjustment specified under section 6 of the RCG 2023 Guidance notes. The currency ERC rates are set at £4m (Four Million Pounds) @ 1st April 2021 (AVD) for the RCG 2023 Publication. | The rate excludes external works and professional fees. Please note, no contract size adjustment should be applied. | This rate should be used where hereditaments exceed 70m2 but not 80m2 GIFA. | - | - | - | - | - | - | - | - |  | M2 | - | NA | NA | NA | #N/A | Option 1 | ERROR | 0% | 2208.5462 | 1650.1163 | 0% | 0% | 1650.1163 | 0% | Indexed | NA | VOA_GPN_GOV_UK\7246041 | 2019-08-30 | Low | - | Medium | Risk taken from previous CG | - | - | NA | FOR | NA | (BEAMS Note 2) The ERC for this item should be added to all other rateable items on the hereditament (except land). Therefore the total of the ERC of the other Building Items and the P&M ERC (where applicable) to enable the correct contract size adjustment to be made. ERC of Building Component + ERC of P&M = Total ERC to which contract size adjustment should be applied. The appropriate % adjustment should be made in accordance with the scale for contract size adjustment specified under section 6 of the RCG 2021 Guidance notes. The currency ERC rates are set at £4m (Four Million Pounds) @ 1st April 2019 (AVD) for the RCG 2021 Publication. | - | - | 2 | TRUE
4616 | 63F00I | 9346 | 63F00I | Public conveniences | Conventional | Average quality up to 90m2 | - | - | Pitched roof with a tile finish, facing brick or blockwork (with or without rendering) cavity external walls. Blockwork inner has plaster and basic ceramic tile finish. Vinyl floor finish, basic (aesthetic style) lighting and electric provision, mechanical ventilation, hot cold water. | Location Adjustment Applicable (See Guidance Notes) - ERC = UK mean of 1.00 | (BEAMS Note 2) The ERC for this item should be added to all other rateable items on the hereditament (except land). Therefore the total of the ERC of the other Building Items and the P&M ERC (where applicable) to enable the correct contract size adjustment to be made. ERC of Building Component + ERC of P&M = Total ERC to which contract size adjustment should be applied. The appropriate % adjustment should be made in accordance with the scale for contract size adjustment specified under section 6 of the RCG 2023 Guidance notes. The currency ERC rates are set at £4m (Four Million Pounds) @ 1st April 2021 (AVD) for the RCG 2023 Publication. | Rate excludes external works and professional fees. No contract size adjustment to be applied. | This rate should be used where hereditaments exceed 80m2 but not 90m2 GIFA. | - | - | - | - | - | - | - | - |  | M2 | - | NA | NA | NA | #N/A | Option 1 | ERROR | 0% | 2130.9709 | 1592.1559 | 0% | 0% | 1592.1559 | 0% | Indexed | NA | VOA_GPN_GOV_UK\7246041 | 2019-08-30 | Low | - | Medium | Risk taken from previous CG | - | - | NA | FOR | NA | (BEAMS Note 2) The ERC for this item should be added to all other rateable items on the hereditament (except land). Therefore the total of the ERC of the other Building Items and the P&M ERC (where applicable) to enable the correct contract size adjustment to be made. ERC of Building Component + ERC of P&M = Total ERC to which contract size adjustment should be applied. The appropriate % adjustment should be made in accordance with the scale for contract size adjustment specified under section 6 of the RCG 2021 Guidance notes. The currency ERC rates are set at £4m (Four Million Pounds) @ 1st April 2019 (AVD) for the RCG 2021 Publication. | - | - | 2 | TRUE
4617 | 63F00X | 9910 | 63F00X | Public conveniences | Conventional | Basic quality over 110m2 | - | - | Flat felt roof on marine ply with roof chippings and associated UPVC rain water goods. Rendered on outer leaf. Cavity Blockwork. Inner leaf is fair faced blockwork with a cleanable painted sealant finish. Basic lighting and electric provision. Hot and cold water. | Location Adjustment Applicable (See Guidance Notes) - ERC = UK mean of 1.00 | (BEAMS Note 2) The ERC for this item should be added to all other rateable items on the hereditament (except land). Therefore the total of the ERC of the other Building Items and the P&M ERC (where applicable) to enable the correct contract size adjustment to be made. ERC of Building Component + ERC of P&M = Total ERC to which contract size adjustment should be applied. The appropriate % adjustment should be made in accordance with the scale for contract size adjustment specified under section 6 of the RCG 2023 Guidance notes. The currency ERC rates are set at £4m (Four Million Pounds) @ 1st April 2021 (AVD) for the RCG 2023 Publication. | Rate excludes external works and professional fees. No contract sum adjustments applicable. | This rate should be used where hereditaments are larger than 110m2 GIFA | - | - | - | - | - | - | - | - |  | M2 | - | NA | NA | NA | #N/A | Option 1 | ERROR | 0% | 1535.0513 | 1146.9143 | 0% | 0% | 1146.9143 | 0% | Indexed | NA | VOA_GPN_GOV_UK\7246041 | 2019-08-30 | Low | - | Medium | Risk taken from previous CG | - | - | NA | FOR | NA | (BEAMS Note 2) The ERC for this item should be added to all other rateable items on the hereditament (except land). Therefore the total of the ERC of the other Building Items and the P&M ERC (where applicable) to enable the correct contract size adjustment to be made. ERC of Building Component + ERC of P&M = Total ERC to which contract size adjustment should be applied. The appropriate % adjustment should be made in accordance with the scale for contract size adjustment specified under section 6 of the RCG 2021 Guidance notes. The currency ERC rates are set at £4m (Four Million Pounds) @ 1st April 2019 (AVD) for the RCG 2021 Publication. | - | - | 2 | TRUE
4618 | 63F00T | 9357 | 63F00T | Public conveniences | Conventional | Basic quality up to 100m2 | - | - | Flat felt roof on marine ply with roof chippings and associated UPVC rainwater goods. Rendered to outer face. Cavity blockwork to both leaves. Inner leaf is fair faced blockwork, with a cleanable painted / sealant finish. Basic lighting and electric provision. Hot and cold water. | Location Adjustment Applicable (See Guidance Notes) - ERC = UK mean of 1.00 | (BEAMS Note 2) The ERC for this item should be added to all other rateable items on the hereditament (except land). Therefore the total of the ERC of the other Building Items and the P&M ERC (where applicable) to enable the correct contract size adjustment to be made. ERC of Building Component + ERC of P&M = Total ERC to which contract size adjustment should be applied. The appropriate % adjustment should be made in accordance with the scale for contract size adjustment specified under section 6 of the RCG 2023 Guidance notes. The currency ERC rates are set at £4m (Four Million Pounds) @ 1st April 2021 (AVD) for the RCG 2023 Publication. | The rate excludes external works and professional fees. No contract size adjustment should be applied. | This rate should be applied to hereditaments which exceed 90m2 but not 100m2 GIFA | - | - | - | - | - | - | - | - |  | M2 | - | NA | NA | NA | #N/A | Option 1 | ERROR | 0% | 1598.522 | 1194.3365 | 0% | 0% | 1194.3365 | 0% | Indexed | NA | VOA_GPN_GOV_UK\7246041 | 2019-08-30 | Low | - | Medium | Risk taken from previous CG | - | - | NA | FOR | NA | (BEAMS Note 2) The ERC for this item should be added to all other rateable items on the hereditament (except land). Therefore the total of the ERC of the other Building Items and the P&M ERC (where applicable) to enable the correct contract size adjustment to be made. ERC of Building Component + ERC of P&M = Total ERC to which contract size adjustment should be applied. The appropriate % adjustment should be made in accordance with the scale for contract size adjustment specified under section 6 of the RCG 2021 Guidance notes. The currency ERC rates are set at £4m (Four Million Pounds) @ 1st April 2019 (AVD) for the RCG 2021 Publication. | - | - | 2 | TRUE
4619 | 63F00U | 9358 | 63F00U | Public conveniences | Conventional | Basic quality up to 110m2 | - | - | Flat felt roof on marine ply with roof chippings and associated UPVC rainwater goods. Rendered to outer face. Cavity blockwork. Inner leaf to be fair finished blockwork, with a cleanable painted / sealant finish. Basic lighting and electric provision. Hot Cold water. | Location Adjustment Applicable (See Guidance Notes) - ERC = UK mean of 1.00 | (BEAMS Note 2) The ERC for this item should be added to all other rateable items on the hereditament (except land). Therefore the total of the ERC of the other Building Items and the P&M ERC (where applicable) to enable the correct contract size adjustment to be made. ERC of Building Component + ERC of P&M = Total ERC to which contract size adjustment should be applied. The appropriate % adjustment should be made in accordance with the scale for contract size adjustment specified under section 6 of the RCG 2023 Guidance notes. The currency ERC rates are set at £4m (Four Million Pounds) @ 1st April 2021 (AVD) for the RCG 2023 Publication. | Rate excludes external works and professional fees. No contract size adjustment required. | This rate should be used where a hereditament exceeds 100m2 but not 110m2 GIFA | - | - | - | - | - | - | - | - |  | M2 | - | NA | NA | NA | #N/A | Option 1 | ERROR | 0% | 1553.8574 | 1160.9653 | 0% | 0% | 1160.9653 | 0% | Indexed | NA | VOA_GPN_GOV_UK\7246041 | 2019-08-30 | Low | - | Medium | Risk taken from previous CG | - | - | NA | FOR | NA | (BEAMS Note 2) The ERC for this item should be added to all other rateable items on the hereditament (except land). Therefore the total of the ERC of the other Building Items and the P&M ERC (where applicable) to enable the correct contract size adjustment to be made. ERC of Building Component + ERC of P&M = Total ERC to which contract size adjustment should be applied. The appropriate % adjustment should be made in accordance with the scale for contract size adjustment specified under section 6 of the RCG 2021 Guidance notes. The currency ERC rates are set at £4m (Four Million Pounds) @ 1st April 2019 (AVD) for the RCG 2021 Publication. | - | - | 2 | TRUE
4620 | 63F00M | 9907 | 63F00M | Public conveniences | Conventional | Basic quality up to 40m2 | - | - | Flat felt roof on marine ply with roof chippings and associated UPVC rainwater goods. Rendered to outer face. Cavity blockwork. The inner leaf is fair faced blockwork, with a cleanable paint / sealant finish. Basic lighting and electric provision, hot cold water. | Location Adjustment Applicable (See Guidance Notes) - ERC = UK mean of 1.00 | (BEAMS Note 2) The ERC for this item should be added to all other rateable items on the hereditament (except land). Therefore the total of the ERC of the other Building Items and the P&M ERC (where applicable) to enable the correct contract size adjustment to be made. ERC of Building Component + ERC of P&M = Total ERC to which contract size adjustment should be applied. The appropriate % adjustment should be made in accordance with the scale for contract size adjustment specified under section 6 of the RCG 2023 Guidance notes. The currency ERC rates are set at £4m (Four Million Pounds) @ 1st April 2021 (AVD) for the RCG 2023 Publication. | Rate excludes external works and professional fees. Please note, no contract size adjustment should be applied. | For use on hereditaments unto but not exceeding 40m2 GIFA. | - | - | - | - | - | - | - | - |  | M2 | - | NA | NA | NA | #N/A | Option 1 | ERROR | 0% | 2172.1093 | 1622.8925 | 0% | 0% | 1622.8925 | 0% | Indexed | NA | VOA_GPN_GOV_UK\7246041 | 2019-08-30 | Low | - | Medium | Risk taken from previous CG | - | - | NA | FOR | NA | (BEAMS Note 2) The ERC for this item should be added to all other rateable items on the hereditament (except land). Therefore the total of the ERC of the other Building Items and the P&M ERC (where applicable) to enable the correct contract size adjustment to be made. ERC of Building Component + ERC of P&M = Total ERC to which contract size adjustment should be applied. The appropriate % adjustment should be made in accordance with the scale for contract size adjustment specified under section 6 of the RCG 2021 Guidance notes. The currency ERC rates are set at £4m (Four Million Pounds) @ 1st April 2019 (AVD) for the RCG 2021 Publication. | - | - | 2 | TRUE
4621 | 63F00N | 9908 | 63F00N | Public conveniences | Conventional | Basic quality up to 50m2 | - | - | Flat felt roof on marine ply with roof chippings and associated UPVC rainwater goods. Rendered to outer face. Cavity blockwork. The inner leaf is fair faced blockwork, with a cleanable paint / sealant finish. Basic lighting and electric provision, hot cold water. | Location Adjustment Applicable (See Guidance Notes) - ERC = UK mean of 1.00 | (BEAMS Note 2) The ERC for this item should be added to all other rateable items on the hereditament (except land). Therefore the total of the ERC of the other Building Items and the P&M ERC (where applicable) to enable the correct contract size adjustment to be made. ERC of Building Component + ERC of P&M = Total ERC to which contract size adjustment should be applied. The appropriate % adjustment should be made in accordance with the scale for contract size adjustment specified under section 6 of the RCG 2023 Guidance notes. The currency ERC rates are set at £4m (Four Million Pounds) @ 1st April 2021 (AVD) for the RCG 2023 Publication. | Rate excludes external works and professional fees. Please note, no contract size adjustment should be applied. | For use on hereditaments larger than40m2 but not exceeding50m2 GIFA. | - | - | - | - | - | - | - | - |  | M2 | - | NA | NA | NA | #N/A | Option 1 | ERROR | 0% | 1958.1895 | 1463.0622 | 0% | 0% | 1463.0622 | 0% | Indexed | NA | VOA_GPN_GOV_UK\7246041 | 2019-08-30 | Low | - | Medium | Risk taken from previous CG | - | - | NA | FOR | NA | (BEAMS Note 2) The ERC for this item should be added to all other rateable items on the hereditament (except land). Therefore the total of the ERC of the other Building Items and the P&M ERC (where applicable) to enable the correct contract size adjustment to be made. ERC of Building Component + ERC of P&M = Total ERC to which contract size adjustment should be applied. The appropriate % adjustment should be made in accordance with the scale for contract size adjustment specified under section 6 of the RCG 2021 Guidance notes. The currency ERC rates are set at £4m (Four Million Pounds) @ 1st April 2019 (AVD) for the RCG 2021 Publication. | - | - | 2 | TRUE
4622 | 63F00P | 9909 | 63F00P | Public conveniences | Conventional | Basic quality up to 60m2 | - | - | Flat felt roof on marine ply with roof chippings and associated UPVC rainwater goods. Rendered to outer face. Cavity blockwork. The inner leaf is fair faced blockwork, with a cleanable paint / sealant finish. Basic lighting and electric provision, hot cold water. | Location Adjustment Applicable (See Guidance Notes) - ERC = UK mean of 1.00 | (BEAMS Note 2) The ERC for this item should be added to all other rateable items on the hereditament (except land). Therefore the total of the ERC of the other Building Items and the P&M ERC (where applicable) to enable the correct contract size adjustment to be made. ERC of Building Component + ERC of P&M = Total ERC to which contract size adjustment should be applied. The appropriate % adjustment should be made in accordance with the scale for contract size adjustment specified under section 6 of the RCG 2023 Guidance notes. The currency ERC rates are set at £4m (Four Million Pounds) @ 1st April 2021 (AVD) for the RCG 2023 Publication. | Rate excludes external works and professional fees. Please note, no contract size adjustment should be applied. | For use on hereditaments which exceed 50m2 but are smaller than 60m2 GIFA. | - | - | - | - | - | - | - | - |  | M2 | - | NA | NA | NA | #N/A | Option 1 | ERROR | 0% | 1814.7926 | 1355.9232 | 0% | 0% | 1355.9232 | 0% | Indexed | NA | VOA_GPN_GOV_UK\7246041 | 2019-08-30 | Low | - | Medium | Risk taken from previous CG | - | - | NA | FOR | NA | (BEAMS Note 2) The ERC for this item should be added to all other rateable items on the hereditament (except land). Therefore the total of the ERC of the other Building Items and the P&M ERC (where applicable) to enable the correct contract size adjustment to be made. ERC of Building Component + ERC of P&M = Total ERC to which contract size adjustment should be applied. The appropriate % adjustment should be made in accordance with the scale for contract size adjustment specified under section 6 of the RCG 2021 Guidance notes. The currency ERC rates are set at £4m (Four Million Pounds) @ 1st April 2019 (AVD) for the RCG 2021 Publication. | - | - | 2 | TRUE
4623 | 63F00Q | 9354 | 63F00Q | Public conveniences | Conventional | Basic quality up to 70m2 | - | - | Flat felt roof on marine ply with roof chippings and associated UPVC rainwater goods. Rendered to outer face. Cavity blockwork. The inner leaf is fair faced blockwork, with a cleanable paint / sealant finish. Basic lighting and electric provision, hot cold water. | Location Adjustment Applicable (See Guidance Notes) - ERC = UK mean of 1.00 | (BEAMS Note 2) The ERC for this item should be added to all other rateable items on the hereditament (except land). Therefore the total of the ERC of the other Building Items and the P&M ERC (where applicable) to enable the correct contract size adjustment to be made. ERC of Building Component + ERC of P&M = Total ERC to which contract size adjustment should be applied. The appropriate % adjustment should be made in accordance with the scale for contract size adjustment specified under section 6 of the RCG 2023 Guidance notes. The currency ERC rates are set at £4m (Four Million Pounds) @ 1st April 2021 (AVD) for the RCG 2023 Publication. | The rate excludes external works and professional fees. Please note: no contract size adjustment should be applied. | This rate should be applied to a hereditament which exceeds 60m2 but not 70m2 GIFA. | - | - | - | - | - | - | - | - |  | M2 | - | NA | NA | NA | #N/A | Option 1 | ERROR | 0% | 1740.7435 | 1300.5973 | 0% | 0% | 1300.5973 | 0% | Indexed | NA | VOA_GPN_GOV_UK\7246041 | 2019-08-30 | Low | - | Medium | Risk taken from previous CG | - | - | NA | FOR | NA | (BEAMS Note 2) The ERC for this item should be added to all other rateable items on the hereditament (except land). Therefore the total of the ERC of the other Building Items and the P&M ERC (where applicable) to enable the correct contract size adjustment to be made. ERC of Building Component + ERC of P&M = Total ERC to which contract size adjustment should be applied. The appropriate % adjustment should be made in accordance with the scale for contract size adjustment specified under section 6 of the RCG 2021 Guidance notes. The currency ERC rates are set at £4m (Four Million Pounds) @ 1st April 2019 (AVD) for the RCG 2021 Publication. | - | - | 2 | TRUE
4624 | 63F00R | 9355 | 63F00R | Public conveniences | Conventional | Basic quality up to 80m2 | - | - | Flat felt roof on marine ply with roof chippings and associated UPVC rainwater goods. Rendered to outer face. Cavity blockwork. Inner leaf is fair faced blockwork, with a cleanable paint / sealant finish. Basic lighting an electric provision, hot and cold water. | Location Adjustment Applicable (See Guidance Notes) - ERC = UK mean of 1.00 | (BEAMS Note 2) The ERC for this item should be added to all other rateable items on the hereditament (except land). Therefore the total of the ERC of the other Building Items and the P&M ERC (where applicable) to enable the correct contract size adjustment to be made. ERC of Building Component + ERC of P&M = Total ERC to which contract size adjustment should be applied. The appropriate % adjustment should be made in accordance with the scale for contract size adjustment specified under section 6 of the RCG 2023 Guidance notes. The currency ERC rates are set at £4m (Four Million Pounds) @ 1st April 2021 (AVD) for the RCG 2023 Publication. | The above rate excludes external works and professional fees. No contract sum adjustment should be applied. | This rate should be applied to hereditaments which exceed 70m2 but not 80m2 GIFA. | - | - | - | - | - | - | - | - |  | M2 | - | NA | NA | NA | #N/A | Option 1 | ERROR | 0% | 1679.6235 | 1254.9315 | 0% | 0% | 1254.9315 | 0% | Indexed | NA | VOA_GPN_GOV_UK\7246041 | 2019-08-30 | Low | - | Medium | Risk taken from previous CG | - | - | NA | FOR | NA | (BEAMS Note 2) The ERC for this item should be added to all other rateable items on the hereditament (except land). Therefore the total of the ERC of the other Building Items and the P&M ERC (where applicable) to enable the correct contract size adjustment to be made. ERC of Building Component + ERC of P&M = Total ERC to which contract size adjustment should be applied. The appropriate % adjustment should be made in accordance with the scale for contract size adjustment specified under section 6 of the RCG 2021 Guidance notes. The currency ERC rates are set at £4m (Four Million Pounds) @ 1st April 2019 (AVD) for the RCG 2021 Publication. | - | - | 2 | TRUE
4625 | 63F00S | 9356 | 63F00S | Public conveniences | Conventional | Basic quality up to 90m2 | - | - | Flat felt roof on marine ply with roof chippings and associated UPVC rainwater goods. Rendered to outer face. Cavity blockwork. Inner leaf is fair faced blockwork, with a cleanable painted / sealant finish. Basic lighting and electric provision. Hot Cold Water. | Location Adjustment Applicable (See Guidance Notes) - ERC = UK mean of 1.00 | (BEAMS Note 2) The ERC for this item should be added to all other rateable items on the hereditament (except land). Therefore the total of the ERC of the other Building Items and the P&M ERC (where applicable) to enable the correct contract size adjustment to be made. ERC of Building Component + ERC of P&M = Total ERC to which contract size adjustment should be applied. The appropriate % adjustment should be made in accordance with the scale for contract size adjustment specified under section 6 of the RCG 2023 Guidance notes. The currency ERC rates are set at £4m (Four Million Pounds) @ 1st April 2021 (AVD) for the RCG 2023 Publication. | The rates exclude external works and professional fees. No contract size adjustment should be applied. | This rate should be applied to hereditaments which exceed 80m2 but not 90m2. | - | - | - | - | - | - | - | - |  | M2 | - | NA | NA | NA | #N/A | Option 1 | ERROR | 0% | 1636.1343 | 1222.4385 | 0% | 0% | 1222.4385 | 0% | Indexed | NA | VOA_GPN_GOV_UK\7246041 | 2019-08-30 | Low | - | Medium | Risk taken from previous CG | - | - | NA | FOR | NA | (BEAMS Note 2) The ERC for this item should be added to all other rateable items on the hereditament (except land). Therefore the total of the ERC of the other Building Items and the P&M ERC (where applicable) to enable the correct contract size adjustment to be made. ERC of Building Component + ERC of P&M = Total ERC to which contract size adjustment should be applied. The appropriate % adjustment should be made in accordance with the scale for contract size adjustment specified under section 6 of the RCG 2021 Guidance notes. The currency ERC rates are set at £4m (Four Million Pounds) @ 1st April 2019 (AVD) for the RCG 2021 Publication. | - | - | 2 | TRUE
4626 | 63F01E | 9368 | 63F01E | Public conveniences | Conventional | Superior Quality over 110m2 | - | - | External walls of superior facing brick or stone. Pitched roof. Plastered walls with full height tiling. Concrete floor with terrazzo or tile. Good quality lighting, concealed toilet fittings, mechanical ventilation. Hot and Cold Water. | Location Adjustment Applicable (See Guidance Notes) - ERC = UK mean of 1.00 | (BEAMS Note 2) The ERC for this item should be added to all other rateable items on the hereditament (except land). Therefore the total of the ERC of the other Building Items and the P&M ERC (where applicable) to enable the correct contract size adjustment to be made. ERC of Building Component + ERC of P&M = Total ERC to which contract size adjustment should be applied. The appropriate % adjustment should be made in accordance with the scale for contract size adjustment specified under section 6 of the RCG 2023 Guidance notes. The currency ERC rates are set at £4m (Four Million Pounds) @ 1st April 2021 (AVD) for the RCG 2023 Publication. | The rate excludes external works and professional fees. Please note : no contract size adjustment should be applied. | This rate should be used where GIFA exceeds 110m2. | - | - | - | - | - | - | - | - |  | M2 | - | NA | NA | NA | #N/A | Option 1 | ERROR | 0% | 2309.6292 | 1725.6405 | 0% | 0% | 1725.6405 | 0% | Indexed | NA | VOA_GPN_GOV_UK\7246041 | 2019-08-30 | Low | - | Medium | Risk taken from previous CG | - | - | NA | FOR | NA | (BEAMS Note 2) The ERC for this item should be added to all other rateable items on the hereditament (except land). Therefore the total of the ERC of the other Building Items and the P&M ERC (where applicable) to enable the correct contract size adjustment to be made. ERC of Building Component + ERC of P&M = Total ERC to which contract size adjustment should be applied. The appropriate % adjustment should be made in accordance with the scale for contract size adjustment specified under section 6 of the RCG 2021 Guidance notes. The currency ERC rates are set at £4m (Four Million Pounds) @ 1st April 2019 (AVD) for the RCG 2021 Publication. | - | - | 2 | TRUE
4627 | 63F00V | 9914 | 63F00V | Public conveniences | Conventional | Superior Quality unto 40m2 | - | - | External walls of superior facing brick or stone. Pitched roof. Plastered walls with full height tiling. Concrete floor with terrazzo or tile. Good quality lightening, concealed toilet fittings mechanical ventilation. Hot and Cold Water. | Location Adjustment Applicable (See Guidance Notes) - ERC = UK mean of 1.00 | (BEAMS Note 2) The ERC for this item should be added to all other rateable items on the hereditament (except land). Therefore the total of the ERC of the other Building Items and the P&M ERC (where applicable) to enable the correct contract size adjustment to be made. ERC of Building Component + ERC of P&M = Total ERC to which contract size adjustment should be applied. The appropriate % adjustment should be made in accordance with the scale for contract size adjustment specified under section 6 of the RCG 2023 Guidance notes. The currency ERC rates are set at £4m (Four Million Pounds) @ 1st April 2021 (AVD) for the RCG 2023 Publication. | The rate excludes external works and professional fees. Please note : no contract size adjustment should be applied. | This rate should be used where hereditaments do not exceed 40m2 GIFA. | - | - | - | - | - | - | - | - |  | M2 | - | NA | NA | NA | #N/A | Option 1 | ERROR | 0% | 3387.4562 | 2530.9395 | 0% | 0% | 2530.9395 | 0% | Indexed | NA | VOA_GPN_GOV_UK\7246041 | 2019-08-30 | Low | - | Medium | Risk taken from previous CG | - | - | NA | FOR | NA | (BEAMS Note 2) The ERC for this item should be added to all other rateable items on the hereditament (except land). Therefore the total of the ERC of the other Building Items and the P&M ERC (where applicable) to enable the correct contract size adjustment to be made. ERC of Building Component + ERC of P&M = Total ERC to which contract size adjustment should be applied. The appropriate % adjustment should be made in accordance with the scale for contract size adjustment specified under section 6 of the RCG 2021 Guidance notes. The currency ERC rates are set at £4m (Four Million Pounds) @ 1st April 2019 (AVD) for the RCG 2021 Publication. | - | - | 2 | TRUE
4628 | 63F00W | 9904 | 63F00W | Public conveniences | Conventional | Superior Quality unto 50m2 | - | - | External walls of superior facing brick or stone. Pitched roof. Plastered walls with full height tiling. Concrete floor with terrazzo or tile. Good quality lightning, concealed toilet fittings mechanical ventilation. Hot and Cold Water. | Location Adjustment Applicable (See Guidance Notes) - ERC = UK mean of 1.00 | (BEAMS Note 2) The ERC for this item should be added to all other rateable items on the hereditament (except land). Therefore the total of the ERC of the other Building Items and the P&M ERC (where applicable) to enable the correct contract size adjustment to be made. ERC of Building Component + ERC of P&M = Total ERC to which contract size adjustment should be applied. The appropriate % adjustment should be made in accordance with the scale for contract size adjustment specified under section 6 of the RCG 2023 Guidance notes. The currency ERC rates are set at £4m (Four Million Pounds) @ 1st April 2021 (AVD) for the RCG 2023 Publication. | The rate excludes external works and professional fees. Please note : no contract size adjustment should be applied. | This rate should be used where hereditaments exceed 40m2 but not 50m2 GIFA. | - | - | - | - | - | - | - | - |  | M2 | - | NA | NA | NA | #N/A | Option 1 | ERROR | 0% | 2981.9488 | 2227.9644 | 0% | 0% | 2227.9644 | 0% | Indexed | NA | VOA_GPN_GOV_UK\7246041 | 2019-08-30 | Low | - | Medium | Risk taken from previous CG | - | - | NA | FOR | NA | (BEAMS Note 2) The ERC for this item should be added to all other rateable items on the hereditament (except land). Therefore the total of the ERC of the other Building Items and the P&M ERC (where applicable) to enable the correct contract size adjustment to be made. ERC of Building Component + ERC of P&M = Total ERC to which contract size adjustment should be applied. The appropriate % adjustment should be made in accordance with the scale for contract size adjustment specified under section 6 of the RCG 2021 Guidance notes. The currency ERC rates are set at £4m (Four Million Pounds) @ 1st April 2019 (AVD) for the RCG 2021 Publication. | - | - | 2 | TRUE
4629 | 63F00Y | 9905 | 63F00Y | Public conveniences | Conventional | Superior Quality unto 60m2 | - | - | External walls of superior facing brick or stone. Pitched roof. Plastered walls with full height tiling. Concrete floor with terrazzo or tile. Good quality lighting, concealed toilet fittings mechanical ventilation. Hot and Cold Water. | Location Adjustment Applicable (See Guidance Notes) - ERC = UK mean of 1.00 | (BEAMS Note 2) The ERC for this item should be added to all other rateable items on the hereditament (except land). Therefore the total of the ERC of the other Building Items and the P&M ERC (where applicable) to enable the correct contract size adjustment to be made. ERC of Building Component + ERC of P&M = Total ERC to which contract size adjustment should be applied. The appropriate % adjustment should be made in accordance with the scale for contract size adjustment specified under section 6 of the RCG 2023 Guidance notes. The currency ERC rates are set at £4m (Four Million Pounds) @ 1st April 2021 (AVD) for the RCG 2023 Publication. | The rate excludes external works and professional fees. Please note : no contract size adjustment should be applied. | This rate should be used where hereditaments exceed 50m2 but not 60m2 GIFA. | - | - | - | - | - | - | - | - |  | M2 | - | NA | NA | NA | #N/A | Option 1 | ERROR | 0% | 2833.8504 | 2117.3126 | 0% | 0% | 2117.3126 | 0% | Indexed | NA | VOA_GPN_GOV_UK\7246041 | 2019-08-30 | Low | - | Medium | Risk taken from previous CG | - | - | NA | FOR | NA | (BEAMS Note 2) The ERC for this item should be added to all other rateable items on the hereditament (except land). Therefore the total of the ERC of the other Building Items and the P&M ERC (where applicable) to enable the correct contract size adjustment to be made. ERC of Building Component + ERC of P&M = Total ERC to which contract size adjustment should be applied. The appropriate % adjustment should be made in accordance with the scale for contract size adjustment specified under section 6 of the RCG 2021 Guidance notes. The currency ERC rates are set at £4m (Four Million Pounds) @ 1st April 2019 (AVD) for the RCG 2021 Publication. | - | - | 2 | TRUE
4630 | 63F01C | 9366 | 63F01C | Public conveniences | Conventional | Superior Quality up to 100m2 | - | - | External walls of superior facing brick or stone. Pitched roof. Plastered walls with full height tiling. Concrete floor with terrazzo or tile. Good quality lighting, concealed toilet fittings, mechanical ventilation. Hot and Cold Water. | Location Adjustment Applicable (See Guidance Notes) - ERC = UK mean of 1.00 | (BEAMS Note 2) The ERC for this item should be added to all other rateable items on the hereditament (except land). Therefore the total of the ERC of the other Building Items and the P&M ERC (where applicable) to enable the correct contract size adjustment to be made. ERC of Building Component + ERC of P&M = Total ERC to which contract size adjustment should be applied. The appropriate % adjustment should be made in accordance with the scale for contract size adjustment specified under section 6 of the RCG 2023 Guidance notes. The currency ERC rates are set at £4m (Four Million Pounds) @ 1st April 2021 (AVD) for the RCG 2023 Publication. | Rate excludes external works and professional fees. Please note: No contract size adjustment should be applied. | This rate should be applied where hereditaments exceed 90m2 but not 100m2 GIFA. | - | - | - | - | - | - | - | - |  | M2 | - | NA | NA | NA | #N/A | Option 1 | ERROR | 0% | 2393.0815 | 1787.9919 | 0% | 0% | 1787.9919 | 0% | Indexed | NA | VOA_GPN_GOV_UK\7246041 | 2019-08-30 | Low | - | Medium | Risk taken from previous CG | - | - | NA | FOR | NA | (BEAMS Note 2) The ERC for this item should be added to all other rateable items on the hereditament (except land). Therefore the total of the ERC of the other Building Items and the P&M ERC (where applicable) to enable the correct contract size adjustment to be made. ERC of Building Component + ERC of P&M = Total ERC to which contract size adjustment should be applied. The appropriate % adjustment should be made in accordance with the scale for contract size adjustment specified under section 6 of the RCG 2021 Guidance notes. The currency ERC rates are set at £4m (Four Million Pounds) @ 1st April 2019 (AVD) for the RCG 2021 Publication. | - | - | 2 | TRUE
4631 | 63F01D | 9367 | 63F01D | Public conveniences | Conventional | Superior Quality up to 110m2 | - | - | External walls of superior facing brick or stone. Pitched roof. Plastered walls with full height tiling. Concrete floor with terrazzo or tile. Good quality lighting, concealed toilet fittings, mechanical ventilation. Hot and Cold Water. | Location Adjustment Applicable (See Guidance Notes) - ERC = UK mean of 1.00 | (BEAMS Note 2) The ERC for this item should be added to all other rateable items on the hereditament (except land). Therefore the total of the ERC of the other Building Items and the P&M ERC (where applicable) to enable the correct contract size adjustment to be made. ERC of Building Component + ERC of P&M = Total ERC to which contract size adjustment should be applied. The appropriate % adjustment should be made in accordance with the scale for contract size adjustment specified under section 6 of the RCG 2023 Guidance notes. The currency ERC rates are set at £4m (Four Million Pounds) @ 1st April 2021 (AVD) for the RCG 2023 Publication. | The rate excludes external works and professional fees. Please note : No contract size adjustments should be made. | This rate should be used where hereditaments exceed 100m2 but not 110m2 GIFA. | - | - | - | - | - | - | - | - |  | M2 | - | NA | NA | NA | #N/A | Option 1 | ERROR | 0% | 2331.9615 | 1742.3261 | 0% | 0% | 1742.3261 | 0% | Indexed | NA | VOA_GPN_GOV_UK\7246041 | 2019-08-30 | Low | - | Medium | Risk taken from previous CG | - | - | NA | FOR | NA | (BEAMS Note 2) The ERC for this item should be added to all other rateable items on the hereditament (except land). Therefore the total of the ERC of the other Building Items and the P&M ERC (where applicable) to enable the correct contract size adjustment to be made. ERC of Building Component + ERC of P&M = Total ERC to which contract size adjustment should be applied. The appropriate % adjustment should be made in accordance with the scale for contract size adjustment specified under section 6 of the RCG 2021 Guidance notes. The currency ERC rates are set at £4m (Four Million Pounds) @ 1st April 2019 (AVD) for the RCG 2021 Publication. | - | - | 2 | TRUE
4632 | 63F00Z | 9363 | 63F00Z | Public conveniences | Conventional | Superior quality up to 70m2 | - | - | External walls of superior facing brick or stone. Pitched roof. Plastered walls with full height tiling. Concrete floor with terrazzo or tile. Good quality lighting, concealed toilet fittings, mechanical ventilation. Hot and Cold Water. | Location Adjustment Applicable (See Guidance Notes) - ERC = UK mean of 1.00 | (BEAMS Note 2) The ERC for this item should be added to all other rateable items on the hereditament (except land). Therefore the total of the ERC of the other Building Items and the P&M ERC (where applicable) to enable the correct contract size adjustment to be made. ERC of Building Component + ERC of P&M = Total ERC to which contract size adjustment should be applied. The appropriate % adjustment should be made in accordance with the scale for contract size adjustment specified under section 6 of the RCG 2023 Guidance notes. The currency ERC rates are set at £4m (Four Million Pounds) @ 1st April 2021 (AVD) for the RCG 2023 Publication. | Rate excludes external works and professional fees. Please note : no contract size adjustment should be applied. | This rate should be used where hereditaments exceed 60m2 but not 70m2 GIFA. | - | - | - | - | - | - | - | - |  | M2 | - | NA | NA | NA | #N/A | Option 1 | ERROR | 0% | 2599.949 | 1942.5531 | 0% | 0% | 1942.5531 | 0% | Indexed | NA | VOA_GPN_GOV_UK\7246041 | 2019-08-30 | Low | - | Medium | Risk taken from previous CG | - | - | NA | FOR | NA | (BEAMS Note 2) The ERC for this item should be added to all other rateable items on the hereditament (except land). Therefore the total of the ERC of the other Building Items and the P&M ERC (where applicable) to enable the correct contract size adjustment to be made. ERC of Building Component + ERC of P&M = Total ERC to which contract size adjustment should be applied. The appropriate % adjustment should be made in accordance with the scale for contract size adjustment specified under section 6 of the RCG 2021 Guidance notes. The currency ERC rates are set at £4m (Four Million Pounds) @ 1st April 2019 (AVD) for the RCG 2021 Publication. | - | - | 2 | TRUE
4633 | 63F01A | 9364 | 63F01A | Public conveniences | Conventional | Superior Quality up to 80m2 | - | - | External walls of superior facing brick or stone. Pitched roof. Plastered walls with full height tiling. Concrete floor with terrazzo or tile. Good quality lighting, concealed toilet fittings, mechanical ventilation. Hot and Cold Water. | Location Adjustment Applicable (See Guidance Notes) - ERC = UK mean of 1.00 | (BEAMS Note 2) The ERC for this item should be added to all other rateable items on the hereditament (except land). Therefore the total of the ERC of the other Building Items and the P&M ERC (where applicable) to enable the correct contract size adjustment to be made. ERC of Building Component + ERC of P&M = Total ERC to which contract size adjustment should be applied. The appropriate % adjustment should be made in accordance with the scale for contract size adjustment specified under section 6 of the RCG 2023 Guidance notes. The currency ERC rates are set at £4m (Four Million Pounds) @ 1st April 2021 (AVD) for the RCG 2023 Publication. | External works and professional fees are excluded from the above rate. Please note : contract size adjustments should not be applied. | The rate should be used where a hereditament exceeds 70m2 but not 80m2 GIFA. | - | - | - | - | - | - | - | - |  | M2 | - | NA | NA | NA | #N/A | Option 1 | ERROR | 0% | 2537.6537 | 1896.0091 | 0% | 0% | 1896.0091 | 0% | Indexed | NA | VOA_GPN_GOV_UK\7246041 | 2019-08-30 | Low | - | Medium | Risk taken from previous CG | - | - | NA | FOR | NA | (BEAMS Note 2) The ERC for this item should be added to all other rateable items on the hereditament (except land). Therefore the total of the ERC of the other Building Items and the P&M ERC (where applicable) to enable the correct contract size adjustment to be made. ERC of Building Component + ERC of P&M = Total ERC to which contract size adjustment should be applied. The appropriate % adjustment should be made in accordance with the scale for contract size adjustment specified under section 6 of the RCG 2021 Guidance notes. The currency ERC rates are set at £4m (Four Million Pounds) @ 1st April 2019 (AVD) for the RCG 2021 Publication. | - | - | 2 | TRUE
4634 | 63F01B | 9365 | 63F01B | Public conveniences | Conventional | Superior Quality up to 90m2 | - | - | External walls of superior facing brick or stone. Pitched roof. Plastered walls with full height tiling. Concrete floor with terrazzo or tile. Good quality lighting, concealed toilet fittings, mechanical ventilation. Hot and Cold Water. | Location Adjustment Applicable (See Guidance Notes) - ERC = UK mean of 1.00 | (BEAMS Note 2) The ERC for this item should be added to all other rateable items on the hereditament (except land). Therefore the total of the ERC of the other Building Items and the P&M ERC (where applicable) to enable the correct contract size adjustment to be made. ERC of Building Component + ERC of P&M = Total ERC to which contract size adjustment should be applied. The appropriate % adjustment should be made in accordance with the scale for contract size adjustment specified under section 6 of the RCG 2023 Guidance notes. The currency ERC rates are set at £4m (Four Million Pounds) @ 1st April 2021 (AVD) for the RCG 2023 Publication. | External works and professional fees are excluded from the above rate. Please note : No contract size adjustment should be applied. | This rate should be used where hereditaments exceed 80m2 but not 90m2 GIFA. | - | - | - | - | - | - | - | - |  | M2 | - | NA | NA | NA | #N/A | Option 1 | ERROR | 0% | 2445.9738 | 1827.5104 | 0% | 0% | 1827.5104 | 0% | Indexed | NA | VOA_GPN_GOV_UK\7246041 | 2019-08-30 | Low | - | Medium | Risk taken from previous CG | - | - | NA | FOR | NA | (BEAMS Note 2) The ERC for this item should be added to all other rateable items on the hereditament (except land). Therefore the total of the ERC of the other Building Items and the P&M ERC (where applicable) to enable the correct contract size adjustment to be made. ERC of Building Component + ERC of P&M = Total ERC to which contract size adjustment should be applied. The appropriate % adjustment should be made in accordance with the scale for contract size adjustment specified under section 6 of the RCG 2021 Guidance notes. The currency ERC rates are set at £4m (Four Million Pounds) @ 1st April 2019 (AVD) for the RCG 2021 Publication. | - | - | 2 | TRUE
4635 | 63F01F | 9369 | 63F01F | Public conveniences | Free standing Urinals | Type A - Stainless steel with 2 cubicles | - | - | Type A is a contemporary design in stainless steel with two cubicles. The small footprint allows it to be used in city centres with minimum of disruption to traffic flows. It is part of the street furniture during the day and provides toilet facilities by night. The urinal is connected to adjacent water and electricity supplies and main drainage. | Considered Not Applicable at time of Publication | (BEAMS Note 2) The ERC for this item should be added to all other rateable items on the hereditament (except land). Therefore the total of the ERC of the other Building Items and the P&M ERC (where applicable) to enable the correct contract size adjustment to be made. ERC of Building Component + ERC of P&M = Total ERC to which contract size adjustment should be applied. The appropriate % adjustment should be made in accordance with the scale for contract size adjustment specified under section 6 of the RCG 2023 Guidance notes. The currency ERC rates are set at £4m (Four Million Pounds) @ 1st April 2021 (AVD) for the RCG 2023 Publication. | - | - | Types A and B are costed without distinction as to location. These values reflect site and service connections. | - | - | - | - | - | - | - |  | Each | - | NA | NA | NA | #N/A | Option 3 | ERROR | 0% | 40289.6484 | 31686.7676 | 0% | 0% | 31686.7676 | 0% | Indexed | NA | VOA_GPN_GOV_UK\7246041 | 2019-08-30 | Low | - | Medium | Risk taken from previous CG | - | - | NA | FOR | NA | (BEAMS Note 2) The ERC for this item should be added to all other rateable items on the hereditament (except land). Therefore the total of the ERC of the other Building Items and the P&M ERC (where applicable) to enable the correct contract size adjustment to be made. ERC of Building Component + ERC of P&M = Total ERC to which contract size adjustment should be applied. The appropriate % adjustment should be made in accordance with the scale for contract size adjustment specified under section 6 of the RCG 2021 Guidance notes. The currency ERC rates are set at £4m (Four Million Pounds) @ 1st April 2019 (AVD) for the RCG 2021 Publication. | - | - | 2 | TRUE
4636 | 63F01G | 9370 | 63F01G | Public conveniences | Free standing Urinals | Type B - Single room | - | - | Type B consists of a single room is a contemporary design in stainless steel. The small footprint allows it to be used in city centres with minimum of disruption to traffic flows. The urinal is connected to adjacent water and electricity supplies and main drainage. | Considered Not Applicable at time of Publication | (BEAMS Note 2) The ERC for this item should be added to all other rateable items on the hereditament (except land). Therefore the total of the ERC of the other Building Items and the P&M ERC (where applicable) to enable the correct contract size adjustment to be made. ERC of Building Component + ERC of P&M = Total ERC to which contract size adjustment should be applied. The appropriate % adjustment should be made in accordance with the scale for contract size adjustment specified under section 6 of the RCG 2023 Guidance notes. The currency ERC rates are set at £4m (Four Million Pounds) @ 1st April 2021 (AVD) for the RCG 2023 Publication. | - | - | Types A and B are costed without distinction as to location. These values reflect site and service connections. | - | - | - | - | - | - | - |  | Each | - | NA | NA | NA | #N/A | Option 3 | ERROR | 0% | 25638.8672 | 20164.3066 | 0% | 0% | 20164.3066 | 0% | Indexed | NA | VOA_GPN_GOV_UK\7246041 | 2019-08-30 | Low | - | Medium | Risk taken from previous CG | - | - | NA | FOR | NA | (BEAMS Note 2) The ERC for this item should be added to all other rateable items on the hereditament (except land). Therefore the total of the ERC of the other Building Items and the P&M ERC (where applicable) to enable the correct contract size adjustment to be made. ERC of Building Component + ERC of P&M = Total ERC to which contract size adjustment should be applied. The appropriate % adjustment should be made in accordance with the scale for contract size adjustment specified under section 6 of the RCG 2021 Guidance notes. The currency ERC rates are set at £4m (Four Million Pounds) @ 1st April 2019 (AVD) for the RCG 2021 Publication. | - | - | 2 | TRUE
4637 | 63F01H | 9371 | 63F01H | Public conveniences | Free standing Urinals | Type C - 3 person | Hydraulically operated | - | Type C is a hydraulically operated cylindrical stainless steel three -person urinal. The urinal is housed below the pavement level during the day and is raised in about two minutes at night time by an operator with a radio remote control. The urinal is connected to adjacent water and electricity supplies and main drainage. | Considered Not Applicable at time of Publication | (BEAMS Note 2) The ERC for this item should be added to all other rateable items on the hereditament (except land). Therefore the total of the ERC of the other Building Items and the P&M ERC (where applicable) to enable the correct contract size adjustment to be made. ERC of Building Component + ERC of P&M = Total ERC to which contract size adjustment should be applied. The appropriate % adjustment should be made in accordance with the scale for contract size adjustment specified under section 6 of the RCG 2023 Guidance notes. The currency ERC rates are set at £4m (Four Million Pounds) @ 1st April 2021 (AVD) for the RCG 2023 Publication. | - | - | Types C and D are costed without distinction as to location. These values reflect site and service connections. | - | - | - | - | - | - | - |  | Each | - | NA | NA | NA | #N/A | Option 3 | ERROR | 0% | 48713.8477 | 38312.1826 | 0% | 0% | 38312.1826 | 0% | Indexed | NA | VOA_GPN_GOV_UK\7246041 | 2019-08-30 | Low | - | Medium | Risk taken from previous CG | - | - | NA | FOR | NA | (BEAMS Note 2) The ERC for this item should be added to all other rateable items on the hereditament (except land). Therefore the total of the ERC of the other Building Items and the P&M ERC (where applicable) to enable the correct contract size adjustment to be made. ERC of Building Component + ERC of P&M = Total ERC to which contract size adjustment should be applied. The appropriate % adjustment should be made in accordance with the scale for contract size adjustment specified under section 6 of the RCG 2021 Guidance notes. The currency ERC rates are set at £4m (Four Million Pounds) @ 1st April 2019 (AVD) for the RCG 2021 Publication. | - | - | 2 | TRUE
4638 | 63F01J | 9372 | 63F01J | Public conveniences | Free standing Urinals | Type D - Male / Female use | - | - | Type D is similar in operation to Type C but is for either male or female use, fitted with a door and internal seat. | Considered Not Applicable at time of Publication | (BEAMS Note 2) The ERC for this item should be added to all other rateable items on the hereditament (except land). Therefore the total of the ERC of the other Building Items and the P&M ERC (where applicable) to enable the correct contract size adjustment to be made. ERC of Building Component + ERC of P&M = Total ERC to which contract size adjustment should be applied. The appropriate % adjustment should be made in accordance with the scale for contract size adjustment specified under section 6 of the RCG 2023 Guidance notes. The currency ERC rates are set at £4m (Four Million Pounds) @ 1st April 2021 (AVD) for the RCG 2023 Publication. | - | - | Types C and D are costed without distinction as to location. These values reflect site and service connections. | - | - | - | - | - | - | - |  | Each | - | NA | NA | NA | #N/A | Option 3 | ERROR | 0% | 96573.0664 | 75952.2217 | 0% | 0% | 75952.2217 | 0% | Indexed | NA | VOA_GPN_GOV_UK\7246041 | 2019-08-30 | Low | - | Medium | Risk taken from previous CG | - | - | NA | FOR | NA | (BEAMS Note 2) The ERC for this item should be added to all other rateable items on the hereditament (except land). Therefore the total of the ERC of the other Building Items and the P&M ERC (where applicable) to enable the correct contract size adjustment to be made. ERC of Building Component + ERC of P&M = Total ERC to which contract size adjustment should be applied. The appropriate % adjustment should be made in accordance with the scale for contract size adjustment specified under section 6 of the RCG 2021 Guidance notes. The currency ERC rates are set at £4m (Four Million Pounds) @ 1st April 2019 (AVD) for the RCG 2021 Publication. | - | - | 2 | TRUE
4639 | 63F01K | 9373 | 63F01K | Public conveniences | Semi Automatic | Inbuilt single cubicle | - | - | These are essentially modular cubicles, which can be distinguished from conventional public conveniences in that the street door is the door of cubical. When installed in ranges, they therefore present an array of doors. The toilet can be built within an existing building or as a standalone unit. Features include no touch flush, direct access an no touch exit. The cubicle is equipped with a full range of security equipment and conforms with the Disability Discrimination Act. This unisex cubicle is designed to accommodate all sectors of the public including those with children and less able users. Features include, Automatic locking and unlocking, high specification wooden clad doors, vandal resistant interior, Automatic hand washing facility, No touch flush, backup automatic flush, Baby change, Sharps, nappy and litter disposal and computer controlled lighting and heating. | Considered Not Applicable at time of Publication | (BEAMS Note 2) The ERC for this item should be added to all other rateable items on the hereditament (except land). Therefore the total of the ERC of the other Building Items and the P&M ERC (where applicable) to enable the correct contract size adjustment to be made. ERC of Building Component + ERC of P&M = Total ERC to which contract size adjustment should be applied. The appropriate % adjustment should be made in accordance with the scale for contract size adjustment specified under section 6 of the RCG 2023 Guidance notes. The currency ERC rates are set at £4m (Four Million Pounds) @ 1st April 2021 (AVD) for the RCG 2023 Publication. | Costs for inbuilt cubicles exclude the cost of the structure in which they are housed. For inbuilt cubicles add 650 per m2 GIA* to include an average faced brick building. | - | - | - | - | - | - | - | - | - |  | Each | - | NA | NA | NA | #N/A | Option 3 | ERROR | 0% | 68370.3125 | 53771.4844 | 0% | 0% | 53771.4844 | 0% | Indexed | NA | VOA_GPN_GOV_UK\7246041 | 2019-08-30 | Low | - | Medium | Risk taken from previous CG | - | - | NA | FOR | NA | (BEAMS Note 2) The ERC for this item should be added to all other rateable items on the hereditament (except land). Therefore the total of the ERC of the other Building Items and the P&M ERC (where applicable) to enable the correct contract size adjustment to be made. ERC of Building Component + ERC of P&M = Total ERC to which contract size adjustment should be applied. The appropriate % adjustment should be made in accordance with the scale for contract size adjustment specified under section 6 of the RCG 2021 Guidance notes. The currency ERC rates are set at £4m (Four Million Pounds) @ 1st April 2019 (AVD) for the RCG 2021 Publication. | - | - | 2 | TRUE
4640 | 63F01M | 9375 | 63F01M | Public conveniences | Semi Automatic | One stand alone cubicle | - | - | These are essentially modular cubicles, which can be distinguished from conventional public conveniences in that the street door is the door of cubical. When installed in ranges, they therefore present an array of doors. The toilet can be built within an existing building or as a standalone unit. Features include no touch flush, direct access an no touch exit. The cubicle is equipped with a full range of security equipment and conforms with the Disability Discrimination Act. This unisex cubicle is designed to accommodate all sectors of the public including those with children and less able users. Features include, Automatic locking and unlocking, high specification wooden clad doors, vandal resistant interior, Automatic hand washing facility, No touch flush, backup automatic flush, Baby change, Sharps, nappy and litter disposal and computer controlled lighting and heating. | Considered Not Applicable at time of Publication | (BEAMS Note 2) The ERC for this item should be added to all other rateable items on the hereditament (except land). Therefore the total of the ERC of the other Building Items and the P&M ERC (where applicable) to enable the correct contract size adjustment to be made. ERC of Building Component + ERC of P&M = Total ERC to which contract size adjustment should be applied. The appropriate % adjustment should be made in accordance with the scale for contract size adjustment specified under section 6 of the RCG 2023 Guidance notes. The currency ERC rates are set at £4m (Four Million Pounds) @ 1st April 2021 (AVD) for the RCG 2023 Publication. | - | Please note this item should be code 63F02F to match the NBS. Unable to amend the system at present. | - | - | - | - | - | - | - | - |  | Each | - | NA | NA | NA | #N/A | Option 3 | ERROR | 0% | 65928.5156 | 51851.0742 | 0% | 0% | 51851.0742 | 0% | Indexed | NA | VOA_GPN_GOV_UK\7246041 | 2019-08-30 | Low | - | Medium | Risk taken from previous CG | - | - | NA | FOR | NA | (BEAMS Note 2) The ERC for this item should be added to all other rateable items on the hereditament (except land). Therefore the total of the ERC of the other Building Items and the P&M ERC (where applicable) to enable the correct contract size adjustment to be made. ERC of Building Component + ERC of P&M = Total ERC to which contract size adjustment should be applied. The appropriate % adjustment should be made in accordance with the scale for contract size adjustment specified under section 6 of the RCG 2021 Guidance notes. The currency ERC rates are set at £4m (Four Million Pounds) @ 1st April 2019 (AVD) for the RCG 2021 Publication. | - | - | 2 | TRUE
4641 | 63F01L | 9374 | 63F01L | Public conveniences | Semi Automatic | Range of three in Built cubicles | - | - | These are essentially modular cubicles, which can be distinguished from conventional public conveniences in that the street door is the door of cubical. When installed in ranges, they therefore present an array of doors. The toilet can be built within an existing building or as a standalone unit. Features include no touch flush, direct access an no touch exit. The cubicle is equipped with a full range of security equipment and conforms with the Disability Discrimination Act. This unisex cubicle is designed to accommodate all sectors of the public including those with children and less able users. Features include, Automatic locking and unlocking, high specification wooden clad doors, vandal resistant interior, Automatic hand washing facility, No touch flush, backup automatic flush, Baby change, Sharps, nappy and litter disposal and computer controlled lighting and heating. | Considered Not Applicable at time of Publication | (BEAMS Note 2) The ERC for this item should be added to all other rateable items on the hereditament (except land). Therefore the total of the ERC of the other Building Items and the P&M ERC (where applicable) to enable the correct contract size adjustment to be made. ERC of Building Component + ERC of P&M = Total ERC to which contract size adjustment should be applied. The appropriate % adjustment should be made in accordance with the scale for contract size adjustment specified under section 6 of the RCG 2023 Guidance notes. The currency ERC rates are set at £4m (Four Million Pounds) @ 1st April 2021 (AVD) for the RCG 2023 Publication. | Costs for inbuilt cubicles exclude the cost of the structure in which they are housed. For inbuilt cubicles add 650 per m2 GIA* to include an average faced brick building. | - | - | - | - | - | - | - | - | - |  | Each | - | NA | NA | NA | #N/A | Option 3 | ERROR | 0% | 125752.5391 | 98901.123 | 0% | 0% | 98901.123 | 0% | Indexed | NA | VOA_GPN_GOV_UK\7246041 | 2019-08-30 | Low | - | Medium | Risk taken from previous CG | - | - | NA | FOR | NA | (BEAMS Note 2) The ERC for this item should be added to all other rateable items on the hereditament (except land). Therefore the total of the ERC of the other Building Items and the P&M ERC (where applicable) to enable the correct contract size adjustment to be made. ERC of Building Component + ERC of P&M = Total ERC to which contract size adjustment should be applied. The appropriate % adjustment should be made in accordance with the scale for contract size adjustment specified under section 6 of the RCG 2021 Guidance notes. The currency ERC rates are set at £4m (Four Million Pounds) @ 1st April 2019 (AVD) for the RCG 2021 Publication. | - | - | 2 | TRUE
4642 | 63F01N | 9376 | 63F01N | Public conveniences | Semi Automatic | Range of three stand alone cubicles | - | - | These are essentially modular cubicles, which can be distinguished from conventional public conveniences in that the street door is the door of cubical. When installed in ranges , they therefore present an array of doors. The toilet can be built within an existing building or as a standalone unit. Features include no touch flush, direct access an no touch exit. The cubicle is equipped with a full range of security equipment and conforms with the Disability Discrimination Act. This unisex cubicle is designed to accommodate all sectors of the public including those with children and less able users. Features include, Automatic locking and unlocking, high specification wooden clad doors, vandal resistant interior, Automatic hand washing facility, No touch flush backup automatic flush, Baby change, Sharps, nappy and litter disposal and computer controlled lighting and heating. | Considered Not Applicable at time of Publication | (BEAMS Note 2) The ERC for this item should be added to all other rateable items on the hereditament (except land). Therefore the total of the ERC of the other Building Items and the P&M ERC (where applicable) to enable the correct contract size adjustment to be made. ERC of Building Component + ERC of P&M = Total ERC to which contract size adjustment should be applied. The appropriate % adjustment should be made in accordance with the scale for contract size adjustment specified under section 6 of the RCG 2023 Guidance notes. The currency ERC rates are set at £4m (Four Million Pounds) @ 1st April 2021 (AVD) for the RCG 2023 Publication. | - | - | - | - | - | - | - | - | - | - |  | Each | - | NA | NA | NA | #N/A | Option 3 | ERROR | 0% | 124531.6406 | 97940.918 | 0% | 0% | 97940.918 | 0% | Indexed | NA | VOA_GPN_GOV_UK\7246041 | 2019-08-30 | Low | - | Medium | Risk taken from previous CG | - | - | NA | FOR | NA | (BEAMS Note 2) The ERC for this item should be added to all other rateable items on the hereditament (except land). Therefore the total of the ERC of the other Building Items and the P&M ERC (where applicable) to enable the correct contract size adjustment to be made. ERC of Building Component + ERC of P&M = Total ERC to which contract size adjustment should be applied. The appropriate % adjustment should be made in accordance with the scale for contract size adjustment specified under section 6 of the RCG 2021 Guidance notes. The currency ERC rates are set at £4m (Four Million Pounds) @ 1st April 2019 (AVD) for the RCG 2021 Publication. | - | - | 2 | TRUE
4643 | STS029 | 8722 | STS029 | Public conveniences | Subject to scheme | - | - | - | - | Considered Not Applicable at time of Publication | (BEAMS Note 2) The ERC for this item should be added to all other rateable items on the hereditament (except land). Therefore the total of the ERC of the other Building Items and the P&M ERC (where applicable) to enable the correct contract size adjustment to be made. ERC of Building Component + ERC of P&M = Total ERC to which contract size adjustment should be applied. The appropriate % adjustment should be made in accordance with the scale for contract size adjustment specified under section 6 of the RCG 2023 Guidance notes. The currency ERC rates are set at £4m (Four Million Pounds) @ 1st April 2021 (AVD) for the RCG 2023 Publication. | - | Costs for inbuilt cubicles exclude the cost of the structure in which they are housed. For inbuilt cubicles add 650 per m2 GIA* to include an average faced brick building. | - | - | - | - | - | - | - | - |  | - | - | NA | NA | NA | #DIV/0! | Option 1 | ERROR | 0% | 0 | 0 | 0% | 0% | 0 | 0% | Indexed | NA | VOA_GPN_GOV_UK\7246041 | 2019-08-30 | Low | - | Medium | Risk taken from previous CG | - | - | NA | FOR | NA | (BEAMS Note 2) The ERC for this item should be added to all other rateable items on the hereditament (except land). Therefore the total of the ERC of the other Building Items and the P&M ERC (where applicable) to enable the correct contract size adjustment to be made. ERC of Building Component + ERC of P&M = Total ERC to which contract size adjustment should be applied. The appropriate % adjustment should be made in accordance with the scale for contract size adjustment specified under section 6 of the RCG 2021 Guidance notes. The currency ERC rates are set at £4m (Four Million Pounds) @ 1st April 2019 (AVD) for the RCG 2021 Publication. | - | - | 2 | TRUE
4644 | 63MOZ0 | 3983 | 63MOZ0 | Pump houses | Brick | Pitched roof | 26.0m² - 50m² | 5.0m ht | The building is assumed to be single storey of traditional form of construction, brick cladding and varying heights. An average size is adopted based on the size ranges given with an assumed rectangular floor plate. All buildings are assumed to have a pitched roof profile with lighting and power only allowed as ME services. | Location Adjustment Applicable (See Guidance Notes) - ERC = UK mean of 1.00 | (BEAMS Note 2) The ERC for this item should be added to all other rateable items on the hereditament (except land). Therefore the total of the ERC of the other Building Items and the P&M ERC (where applicable) to enable the correct contract size adjustment to be made. ERC of Building Component + ERC of P&M = Total ERC to which contract size adjustment should be applied. The appropriate % adjustment should be made in accordance with the scale for contract size adjustment specified under section 6 of the RCG 2023 Guidance notes. The currency ERC rates are set at £4m (Four Million Pounds) @ 1st April 2021 (AVD) for the RCG 2023 Publication. | Cost excludes external works. | Measure to GIA. Height. Note of basement and size, finishes and access. | - | - | Chambers, pits, walkways. | - | If a concrete flat roof is required, deduct £25/m2; Gross Internal Area (GIA) in lieu of pitch roof. Cost excludes heating installations. | Photo 1 - Flat roofed pump house approx. 50m2. Photo 2 - Small pump house (10m2) - with pitched roof. Photo 3 - Small pump house with basement. | - | 10294 |  | M2 | - | NA | NA | NA | 658.6439 | Option 1 | 816.5894 | 23.98% | 976.837 | 701.3456 | 6.483% | -14.11% | 701.3456 | 6.483% | Indexed | NA | VOA_GPN_GOV_UK\7246041 | 2019-08-30 | Low | - | Medium | Risk taken from previous CG | - | - | NA | SPONS A&B | NA | (BEAMS Note 2) The ERC for this item should be added to all other rateable items on the hereditament (except land). Therefore the total of the ERC of the other Building Items and the P&M ERC (where applicable) to enable the correct contract size adjustment to be made. ERC of Building Component + ERC of P&M = Total ERC to which contract size adjustment should be applied. The appropriate % adjustment should be made in accordance with the scale for contract size adjustment specified under section 6 of the RCG 2021 Guidance notes. The currency ERC rates are set at £4m (Four Million Pounds) @ 1st April 2019 (AVD) for the RCG 2021 Publication. | Photo 1 - Flat roofed pump house approx. 50m2. Photo 2 - Small pump house (10m2) - with pitched roof. Photo 3 - Small pump house with basement. | - | 2 | TRUE
4645 | 63MOZ6 | 3984 | 63MOZ6 | Pump houses | Brick | Pitched roof | 26.0m² - 50m² | 3.0m ht | The building is assumed to be single storey of traditional form of construction, brick cladding and varying heights. An average size is adopted based on the size ranges given with an assumed rectangular floor plate. All buildings are assumed to have a pitched roof profile with lighting and power only allowed as ME services. | Location Adjustment Applicable (See Guidance Notes) - ERC = UK mean of 1.00 | (BEAMS Note 2) The ERC for this item should be added to all other rateable items on the hereditament (except land). Therefore the total of the ERC of the other Building Items and the P&M ERC (where applicable) to enable the correct contract size adjustment to be made. ERC of Building Component + ERC of P&M = Total ERC to which contract size adjustment should be applied. The appropriate % adjustment should be made in accordance with the scale for contract size adjustment specified under section 6 of the RCG 2023 Guidance notes. The currency ERC rates are set at £4m (Four Million Pounds) @ 1st April 2021 (AVD) for the RCG 2023 Publication. | Cost excludes external works. | Measure to GIA. Height. Note of basement and size, finishes and access. | - | - | Chambers, pits, walkways. | - | If a concrete flat roof is required, deduct £25/m2; Gross Internal Area (GIA) in lieu of pitch roof. Cost excludes heating installations. | Photo 1 - Flat roofed pump house approx. 50m2. Photo 2 - Small pump house (10m2) - with pitched roof. Photo 3 - Small pump house with basement. | - | 10294 |  | M2 | - | NA | NA | NA | 562.2372 | Option 1 | 697.064 | 23.98% | 807.7042 | 579.9123 | 3.144% | -16.81% | 579.9123 | 3.144% | Indexed | NA | VOA_GPN_GOV_UK\7246041 | 2019-08-30 | Low | - | Medium | Risk taken from previous CG | - | - | NA | SPONS A&B | NA | (BEAMS Note 2) The ERC for this item should be added to all other rateable items on the hereditament (except land). Therefore the total of the ERC of the other Building Items and the P&M ERC (where applicable) to enable the correct contract size adjustment to be made. ERC of Building Component + ERC of P&M = Total ERC to which contract size adjustment should be applied. The appropriate % adjustment should be made in accordance with the scale for contract size adjustment specified under section 6 of the RCG 2021 Guidance notes. The currency ERC rates are set at £4m (Four Million Pounds) @ 1st April 2019 (AVD) for the RCG 2021 Publication. | Photo 1 - Flat roofed pump house approx. 50m2. Photo 2 - Small pump house (10m2) - with pitched roof. Photo 3 - Small pump house with basement. | - | 2 | TRUE
4646 | 63MOZ7 | 3985 | 63MOZ7 | Pump houses | Brick | Pitched roof | 26.0m² - 50m² | 3.5m ht | The building is assumed to be single storey of traditional form of construction, brick cladding and varying heights. An average size is adopted based on the size ranges given with an assumed rectangular floor plate. All buildings are assumed to have a pitched roof profile with lighting and power only allowed as ME services. | Location Adjustment Applicable (See Guidance Notes) - ERC = UK mean of 1.00 | (BEAMS Note 2) The ERC for this item should be added to all other rateable items on the hereditament (except land). Therefore the total of the ERC of the other Building Items and the P&M ERC (where applicable) to enable the correct contract size adjustment to be made. ERC of Building Component + ERC of P&M = Total ERC to which contract size adjustment should be applied. The appropriate % adjustment should be made in accordance with the scale for contract size adjustment specified under section 6 of the RCG 2023 Guidance notes. The currency ERC rates are set at £4m (Four Million Pounds) @ 1st April 2021 (AVD) for the RCG 2023 Publication. | Cost excludes external works. | Measure to GIA. Height. Note of basement and size, finishes and access. | - | - | Chambers, pits, walkways. | - | If a concrete flat roof is required, deduct £25/m2; Gross Internal Area (GIA) in lieu of pitch roof. Cost excludes heating installations. | Photo 1 - Flat roofed pump house approx. 50m2. Photo 2 - Small pump house (10m2) - with pitched roof. Photo 3 - Small pump house with basement. | - | 10294 |  | M2 | - | NA | NA | NA | 586.5414 | Option 1 | 727.1965 | 23.98% | 849.9874 | 610.2706 | 4.046% | -16.08% | 610.2706 | 4.046% | Indexed | NA | VOA_GPN_GOV_UK\7246041 | 2019-08-30 | Low | - | Medium | Risk taken from previous CG | - | - | NA | SPONS A&B | NA | (BEAMS Note 2) The ERC for this item should be added to all other rateable items on the hereditament (except land). Therefore the total of the ERC of the other Building Items and the P&M ERC (where applicable) to enable the correct contract size adjustment to be made. ERC of Building Component + ERC of P&M = Total ERC to which contract size adjustment should be applied. The appropriate % adjustment should be made in accordance with the scale for contract size adjustment specified under section 6 of the RCG 2021 Guidance notes. The currency ERC rates are set at £4m (Four Million Pounds) @ 1st April 2019 (AVD) for the RCG 2021 Publication. | Photo 1 - Flat roofed pump house approx. 50m2. Photo 2 - Small pump house (10m2) - with pitched roof. Photo 3 - Small pump house with basement. | - | 2 | TRUE
4647 | 63MOZ8 | 3986 | 63MOZ8 | Pump houses | Brick | Pitched roof | 26.0m² - 50m² | 4.0m ht | The building is assumed to be single storey of traditional form of construction, brick cladding and varying heights. An average size is adopted based on the size ranges given with an assumed rectangular floor plate. All buildings are assumed to have a pitched roof profile with lighting and power only allowed as ME services. | Location Adjustment Applicable (See Guidance Notes) - ERC = UK mean of 1.00 | (BEAMS Note 2) The ERC for this item should be added to all other rateable items on the hereditament (except land). Therefore the total of the ERC of the other Building Items and the P&M ERC (where applicable) to enable the correct contract size adjustment to be made. ERC of Building Component + ERC of P&M = Total ERC to which contract size adjustment should be applied. The appropriate % adjustment should be made in accordance with the scale for contract size adjustment specified under section 6 of the RCG 2023 Guidance notes. The currency ERC rates are set at £4m (Four Million Pounds) @ 1st April 2021 (AVD) for the RCG 2023 Publication. | Cost excludes external works. | Measure to GIA. Height. Note of basement and size, finishes and access. | - | - | Chambers, pits, walkways. | - | If a concrete flat roof is required, deduct £25/m2; Gross Internal Area (GIA) in lieu of pitch roof. Cost excludes heating installations. | Photo 1 - Flat roofed pump house approx. 50m2. Photo 2 - Small pump house (10m2) - with pitched roof. Photo 3 - Small pump house with basement. | - | 10294 |  | M2 | - | NA | NA | NA | 610.0355 | Option 1 | 756.3245 | 23.98% | 892.2706 | 640.629 | 5.015% | -15.3% | 640.629 | 5.015% | Indexed | NA | VOA_GPN_GOV_UK\7246041 | 2019-08-30 | Low | - | Medium | Risk taken from previous CG | - | - | NA | SPONS A&B | NA | (BEAMS Note 2) The ERC for this item should be added to all other rateable items on the hereditament (except land). Therefore the total of the ERC of the other Building Items and the P&M ERC (where applicable) to enable the correct contract size adjustment to be made. ERC of Building Component + ERC of P&M = Total ERC to which contract size adjustment should be applied. The appropriate % adjustment should be made in accordance with the scale for contract size adjustment specified under section 6 of the RCG 2021 Guidance notes. The currency ERC rates are set at £4m (Four Million Pounds) @ 1st April 2019 (AVD) for the RCG 2021 Publication. | Photo 1 - Flat roofed pump house approx. 50m2. Photo 2 - Small pump house (10m2) - with pitched roof. Photo 3 - Small pump house with basement. | - | 2 | TRUE
4648 | 63MOZ9 | 3987 | 63MOZ9 | Pump houses | Brick | Pitched roof | 26.0m² - 50m² | 4.5m ht | The building is assumed to be single storey of traditional form of construction, brick cladding and varying heights. An average size is adopted based on the size ranges given with an assumed rectangular floor plate. All buildings are assumed to have a pitched roof profile with lighting and power only allowed as ME services. | Location Adjustment Applicable (See Guidance Notes) - ERC = UK mean of 1.00 | (BEAMS Note 2) The ERC for this item should be added to all other rateable items on the hereditament (except land). Therefore the total of the ERC of the other Building Items and the P&M ERC (where applicable) to enable the correct contract size adjustment to be made. ERC of Building Component + ERC of P&M = Total ERC to which contract size adjustment should be applied. The appropriate % adjustment should be made in accordance with the scale for contract size adjustment specified under section 6 of the RCG 2023 Guidance notes. The currency ERC rates are set at £4m (Four Million Pounds) @ 1st April 2021 (AVD) for the RCG 2023 Publication. | Cost excludes external works. | Measure to GIA. Height. Note of basement and size, finishes and access. | - | - | Chambers, pits, walkways. | - | If a concrete flat roof is required, deduct £25/m2; Gross Internal Area (GIA) in lieu of pitch roof. Cost excludes heating installations. | Photo 1 - Flat roofed pump house approx. 50m2. Photo 2 - Small pump house (10m2) - with pitched roof. Photo 3 - Small pump house with basement. | - | 10294 |  | M2 | - | NA | NA | NA | 634.3397 | Option 1 | 786.457 | 23.98% | 934.5538 | 670.9873 | 5.777% | -14.68% | 670.9873 | 5.777% | Indexed | NA | VOA_GPN_GOV_UK\7246041 | 2019-08-30 | Low | - | Medium | Risk taken from previous CG | - | - | NA | SPONS A&B | NA | (BEAMS Note 2) The ERC for this item should be added to all other rateable items on the hereditament (except land). Therefore the total of the ERC of the other Building Items and the P&M ERC (where applicable) to enable the correct contract size adjustment to be made. ERC of Building Component + ERC of P&M = Total ERC to which contract size adjustment should be applied. The appropriate % adjustment should be made in accordance with the scale for contract size adjustment specified under section 6 of the RCG 2021 Guidance notes. The currency ERC rates are set at £4m (Four Million Pounds) @ 1st April 2019 (AVD) for the RCG 2021 Publication. | Photo 1 - Flat roofed pump house approx. 50m2. Photo 2 - Small pump house (10m2) - with pitched roof. Photo 3 - Small pump house with basement. | - | 2 | TRUE
4649 | 63MOZA | 3988 | 63MOZA | Pump houses | Brick | Pitched roof | 51.0m² - 100m² | 3.0m ht | The building is assumed to be single storey of traditional form of construction, brick cladding and varying heights. An average size is adopted based on the size ranges given with an assumed rectangular floor plate. All buildings are assumed to have a pitched roof profile with lighting and power only allowed as ME services. | Location Adjustment Applicable (See Guidance Notes) - ERC = UK mean of 1.00 | (BEAMS Note 2) The ERC for this item should be added to all other rateable items on the hereditament (except land). Therefore the total of the ERC of the other Building Items and the P&M ERC (where applicable) to enable the correct contract size adjustment to be made. ERC of Building Component + ERC of P&M = Total ERC to which contract size adjustment should be applied. The appropriate % adjustment should be made in accordance with the scale for contract size adjustment specified under section 6 of the RCG 2023 Guidance notes. The currency ERC rates are set at £4m (Four Million Pounds) @ 1st April 2021 (AVD) for the RCG 2023 Publication. | Cost excludes external works. | Measure to GIA. Height. Note of basement and size, finishes and access. | - | - | Chambers, pits, walkways. | - | If a concrete flat roof is required, deduct £25/m2; Gross Internal Area (GIA) in lieu of pitch roof. Cost excludes heating installations. | Photo 1 - Flat roofed pump house approx. 50m2. Photo 2 - Small pump house (10m2) - with pitched roof. Photo 3 - Small pump house with basement. | - | 10294 |  | M2 | - | NA | NA | NA | 477.1725 | Option 1 | 591.6005 | 23.98% | 723.5591 | 519.4981 | 8.87% | -12.19% | 519.4981 | 8.87% | Indexed | NA | VOA_GPN_GOV_UK\7246041 | 2019-08-30 | Low | - | Medium | Risk taken from previous CG | - | - | NA | SPONS A&B | NA | (BEAMS Note 2) The ERC for this item should be added to all other rateable items on the hereditament (except land). Therefore the total of the ERC of the other Building Items and the P&M ERC (where applicable) to enable the correct contract size adjustment to be made. ERC of Building Component + ERC of P&M = Total ERC to which contract size adjustment should be applied. The appropriate % adjustment should be made in accordance with the scale for contract size adjustment specified under section 6 of the RCG 2021 Guidance notes. The currency ERC rates are set at £4m (Four Million Pounds) @ 1st April 2019 (AVD) for the RCG 2021 Publication. | Photo 1 - Flat roofed pump house approx. 50m2. Photo 2 - Small pump house (10m2) - with pitched roof. Photo 3 - Small pump house with basement. | - | 2 | TRUE
4650 | 63MOZB | 3989 | 63MOZB | Pump houses | Brick | Pitched roof | 51.0m² - 100m² | 3.5m ht | The building is assumed to be single storey of traditional form of construction, brick cladding and varying heights. An average size is adopted based on the size ranges given with an assumed rectangular floor plate. All buildings are assumed to have a pitched roof profile with lighting and power only allowed as ME services. | Location Adjustment Applicable (See Guidance Notes) - ERC = UK mean of 1.00 | (BEAMS Note 2) The ERC for this item should be added to all other rateable items on the hereditament (except land). Therefore the total of the ERC of the other Building Items and the P&M ERC (where applicable) to enable the correct contract size adjustment to be made. ERC of Building Component + ERC of P&M = Total ERC to which contract size adjustment should be applied. The appropriate % adjustment should be made in accordance with the scale for contract size adjustment specified under section 6 of the RCG 2023 Guidance notes. The currency ERC rates are set at £4m (Four Million Pounds) @ 1st April 2021 (AVD) for the RCG 2023 Publication. | Cost excludes external works. | Measure to GIA. Height. Note of basement and size, finishes and access. | - | - | Chambers, pits, walkways. | - | If a concrete flat roof is required, deduct £25/m2; Gross Internal Area (GIA) in lieu of pitch roof. Cost excludes heating installations. | Photo 1 - Flat roofed pump house approx. 50m2. Photo 2 - Small pump house (10m2) - with pitched roof. Photo 3 - Small pump house with basement. | - | 10294 |  | M2 | - | NA | NA | NA | 494.9956 | Option 1 | 613.6976 | 23.98% | 753.5567 | 541.0357 | 9.301% | -11.84% | 541.0357 | 9.301% | Indexed | NA | VOA_GPN_GOV_UK\7246041 | 2019-08-30 | Low | - | Medium | Risk taken from previous CG | - | - | NA | SPONS A&B | NA | (BEAMS Note 2) The ERC for this item should be added to all other rateable items on the hereditament (except land). Therefore the total of the ERC of the other Building Items and the P&M ERC (where applicable) to enable the correct contract size adjustment to be made. ERC of Building Component + ERC of P&M = Total ERC to which contract size adjustment should be applied. The appropriate % adjustment should be made in accordance with the scale for contract size adjustment specified under section 6 of the RCG 2021 Guidance notes. The currency ERC rates are set at £4m (Four Million Pounds) @ 1st April 2019 (AVD) for the RCG 2021 Publication. | Photo 1 - Flat roofed pump house approx. 50m2. Photo 2 - Small pump house (10m2) - with pitched roof. Photo 3 - Small pump house with basement. | - | 2 | TRUE
4651 | 63MOZC | 3993 | 63MOZC | Pump houses | Brick | Pitched roof | 51.0m² - 100m² | 4.0m ht | The building is assumed to be single storey of traditional form of construction, brick cladding and varying heights. An average size is adopted based on the size ranges given with an assumed rectangular floor plate. All buildings are assumed to have a pitched roof profile with lighting and power only allowed as ME services. | Location Adjustment Applicable (See Guidance Notes) - ERC = UK mean of 1.00 | (BEAMS Note 2) The ERC for this item should be added to all other rateable items on the hereditament (except land). Therefore the total of the ERC of the other Building Items and the P&M ERC (where applicable) to enable the correct contract size adjustment to be made. ERC of Building Component + ERC of P&M = Total ERC to which contract size adjustment should be applied. The appropriate % adjustment should be made in accordance with the scale for contract size adjustment specified under section 6 of the RCG 2023 Guidance notes. The currency ERC rates are set at £4m (Four Million Pounds) @ 1st April 2021 (AVD) for the RCG 2023 Publication. | Cost excludes external works. | Measure to GIA. Height. Note of basement and size, finishes and access. | - | - | Chambers, pits, walkways. | - | If a concrete flat roof is required, deduct £25/m2; Gross Internal Area (GIA) in lieu of pitch roof. Cost excludes heating installations. | Photo 1 - Flat roofed pump house approx. 50m2. Photo 2 - Small pump house (10m2) - with pitched roof. Photo 3 - Small pump house with basement. | - | 10294 |  | M2 | - | NA | NA | NA | 512.8187 | Option 1 | 635.7947 | 23.98% | 783.5542 | 562.5732 | 9.702% | -11.52% | 562.5732 | 9.702% | Indexed | NA | VOA_GPN_GOV_UK\7246041 | 2019-08-30 | Low | - | Medium | Risk taken from previous CG | - | - | NA | SPONS A&B | NA | (BEAMS Note 2) The ERC for this item should be added to all other rateable items on the hereditament (except land). Therefore the total of the ERC of the other Building Items and the P&M ERC (where applicable) to enable the correct contract size adjustment to be made. ERC of Building Component + ERC of P&M = Total ERC to which contract size adjustment should be applied. The appropriate % adjustment should be made in accordance with the scale for contract size adjustment specified under section 6 of the RCG 2021 Guidance notes. The currency ERC rates are set at £4m (Four Million Pounds) @ 1st April 2019 (AVD) for the RCG 2021 Publication. | Photo 1 - Flat roofed pump house approx. 50m2. Photo 2 - Small pump house (10m2) - with pitched roof. Photo 3 - Small pump house with basement. | - | 2 | TRUE
4652 | 63MOZD | 4115 | 63MOZD | Pump houses | Brick | Pitched roof | 51.0m² - 100m² | 4.5m ht | The building is assumed to be single storey of traditional form of construction, brick cladding and varying heights. An average size is adopted based on the size ranges given with an assumed rectangular floor plate. All buildings are assumed to have a pitched roof profile with lighting and power only allowed as ME services. | Location Adjustment Applicable (See Guidance Notes) - ERC = UK mean of 1.00 | (BEAMS Note 2) The ERC for this item should be added to all other rateable items on the hereditament (except land). Therefore the total of the ERC of the other Building Items and the P&M ERC (where applicable) to enable the correct contract size adjustment to be made. ERC of Building Component + ERC of P&M = Total ERC to which contract size adjustment should be applied. The appropriate % adjustment should be made in accordance with the scale for contract size adjustment specified under section 6 of the RCG 2023 Guidance notes. The currency ERC rates are set at £4m (Four Million Pounds) @ 1st April 2021 (AVD) for the RCG 2023 Publication. | Cost excludes external works. | Measure to GIA. Height. Note of basement and size, finishes and access. | - | - | Chambers, pits, walkways. | - | If a concrete flat roof is required, deduct £25/m2; Gross Internal Area (GIA) in lieu of pitch roof. Cost excludes heating installations. | Photo 1 - Flat roofed pump house approx. 50m2. Photo 2 - Small pump house (10m2) - with pitched roof. Photo 3 - Small pump house with basement. | - | 10294 |  | M2 | - | NA | NA | NA | 530.6418 | Option 1 | 657.8919 | 23.98% | 813.5518 | 584.1107 | 10.08% | -11.21% | 584.1107 | 10.08% | Indexed | NA | VOA_GPN_GOV_UK\7246041 | 2019-08-30 | Low | - | Medium | Risk taken from previous CG | - | - | NA | SPONS A&B | NA | (BEAMS Note 2) The ERC for this item should be added to all other rateable items on the hereditament (except land). Therefore the total of the ERC of the other Building Items and the P&M ERC (where applicable) to enable the correct contract size adjustment to be made. ERC of Building Component + ERC of P&M = Total ERC to which contract size adjustment should be applied. The appropriate % adjustment should be made in accordance with the scale for contract size adjustment specified under section 6 of the RCG 2021 Guidance notes. The currency ERC rates are set at £4m (Four Million Pounds) @ 1st April 2019 (AVD) for the RCG 2021 Publication. | Photo 1 - Flat roofed pump house approx. 50m2. Photo 2 - Small pump house (10m2) - with pitched roof. Photo 3 - Small pump house with basement. | - | 2 | TRUE
4653 | 63MOZF | 4116 | 63MOZF | Pump houses | Brick | Pitched roof | 51.0m² - 100m² | 5.0m ht | The building is assumed to be single storey of traditional form of construction, brick cladding and varying heights. An average size is adopted based on the size ranges given with an assumed rectangular floor plate. All buildings are assumed to have a pitched roof profile with lighting and power only allowed as ME services. | Location Adjustment Applicable (See Guidance Notes) - ERC = UK mean of 1.00 | (BEAMS Note 2) The ERC for this item should be added to all other rateable items on the hereditament (except land). Therefore the total of the ERC of the other Building Items and the P&M ERC (where applicable) to enable the correct contract size adjustment to be made. ERC of Building Component + ERC of P&M = Total ERC to which contract size adjustment should be applied. The appropriate % adjustment should be made in accordance with the scale for contract size adjustment specified under section 6 of the RCG 2023 Guidance notes. The currency ERC rates are set at £4m (Four Million Pounds) @ 1st April 2021 (AVD) for the RCG 2023 Publication. | Cost excludes external works. | Measure to GIA. Height. Note of basement and size, finishes and access. | - | - | Chambers, pits, walkways. | - | If a concrete flat roof is required, deduct £25/m2; Gross Internal Area (GIA) in lieu of pitch roof. Cost excludes heating installations. | Photo 1 - Flat roofed pump house approx. 50m2. Photo 2 - Small pump house (10m2) - with pitched roof. Photo 3 - Small pump house with basement. | - | 10294 |  | M2 | - | NA | NA | NA | 548.4649 | Option 1 | 679.989 | 23.98% | 843.5494 | 605.6483 | 10.43% | -10.93% | 605.6483 | 10.43% | Indexed | NA | VOA_GPN_GOV_UK\7246041 | 2019-08-30 | Low | - | Medium | Risk taken from previous CG | - | - | NA | SPONS A&B | NA | (BEAMS Note 2) The ERC for this item should be added to all other rateable items on the hereditament (except land). Therefore the total of the ERC of the other Building Items and the P&M ERC (where applicable) to enable the correct contract size adjustment to be made. ERC of Building Component + ERC of P&M = Total ERC to which contract size adjustment should be applied. The appropriate % adjustment should be made in accordance with the scale for contract size adjustment specified under section 6 of the RCG 2021 Guidance notes. The currency ERC rates are set at £4m (Four Million Pounds) @ 1st April 2019 (AVD) for the RCG 2021 Publication. | Photo 1 - Flat roofed pump house approx. 50m2. Photo 2 - Small pump house (10m2) - with pitched roof. Photo 3 - Small pump house with basement. | - | 2 | TRUE
4654 | 63MOZG | 3994 | 63MOZG | Pump houses | Brick | Pitched roof | 101.0m² - 250m² | 3.0m ht | The building is assumed to be single storey of traditional form of construction, brick cladding and varying heights. An average size is adopted based on the size ranges given with an assumed rectangular floor plate. All buildings are assumed to have a pitched roof profile with lighting and power only allowed as ME services. | Location Adjustment Applicable (See Guidance Notes) - ERC = UK mean of 1.00 | (BEAMS Note 2) The ERC for this item should be added to all other rateable items on the hereditament (except land). Therefore the total of the ERC of the other Building Items and the P&M ERC (where applicable) to enable the correct contract size adjustment to be made. ERC of Building Component + ERC of P&M = Total ERC to which contract size adjustment should be applied. The appropriate % adjustment should be made in accordance with the scale for contract size adjustment specified under section 6 of the RCG 2023 Guidance notes. The currency ERC rates are set at £4m (Four Million Pounds) @ 1st April 2021 (AVD) for the RCG 2023 Publication. | Cost excludes external works. | Measure to GIA. Height. Note of basement and size, finishes and access. | - | - | Chambers, pits, walkways. | - | If a concrete flat roof is required, deduct £25/m2; Gross Internal Area (GIA) in lieu of pitch roof. Cost excludes heating installations. | Photo 1 - Flat roofed pump house approx. 50m2. Photo 2 - Small pump house (10m2) - with pitched roof. Photo 3 - Small pump house with basement. | - | 10294 |  | M2 | - | NA | NA | NA | 398.5889 | Option 1 | 494.1722 | 23.98% | 655.6023 | 470.7068 | 18.09% | -4.748% | 470.7068 | 18.09% | Indexed | NA | VOA_GPN_GOV_UK\7246041 | 2019-08-30 | Low | - | Medium | Risk taken from previous CG | - | - | NA | SPONS A&B | NA | (BEAMS Note 2) The ERC for this item should be added to all other rateable items on the hereditament (except land). Therefore the total of the ERC of the other Building Items and the P&M ERC (where applicable) to enable the correct contract size adjustment to be made. ERC of Building Component + ERC of P&M = Total ERC to which contract size adjustment should be applied. The appropriate % adjustment should be made in accordance with the scale for contract size adjustment specified under section 6 of the RCG 2021 Guidance notes. The currency ERC rates are set at £4m (Four Million Pounds) @ 1st April 2019 (AVD) for the RCG 2021 Publication. | Photo 1 - Flat roofed pump house approx. 50m2. Photo 2 - Small pump house (10m2) - with pitched roof. Photo 3 - Small pump house with basement. | - | 2 | TRUE
4655 | 63MOZH | 3995 | 63MOZH | Pump houses | Brick | Pitched roof | 101.0m² - 250m² | 3.5m ht | The building is assumed to be single storey of traditional form of construction, brick cladding and varying heights. An average size is adopted based on the size ranges given with an assumed rectangular floor plate. All buildings are assumed to have a pitched roof profile with lighting and power only allowed as ME services. | Location Adjustment Applicable (See Guidance Notes) - ERC = UK mean of 1.00 | (BEAMS Note 2) The ERC for this item should be added to all other rateable items on the hereditament (except land). Therefore the total of the ERC of the other Building Items and the P&M ERC (where applicable) to enable the correct contract size adjustment to be made. ERC of Building Component + ERC of P&M = Total ERC to which contract size adjustment should be applied. The appropriate % adjustment should be made in accordance with the scale for contract size adjustment specified under section 6 of the RCG 2023 Guidance notes. The currency ERC rates are set at £4m (Four Million Pounds) @ 1st April 2021 (AVD) for the RCG 2023 Publication. | Cost excludes external works. | Measure to GIA. Height. Note of basement and size, finishes and access. | - | - | Chambers, pits, walkways. | - | If a concrete flat roof is required, deduct £25/m2; Gross Internal Area (GIA) in lieu of pitch roof. Cost excludes heating installations. | Photo 1 - Flat roofed pump house approx. 50m2. Photo 2 - Small pump house (10m2) - with pitched roof. Photo 3 - Small pump house with basement. | - | 10294 |  | M2 | - | NA | NA | NA | 412.3613 | Option 1 | 511.2473 | 23.98% | 675.2776 | 484.8332 | 17.57% | -5.167% | 484.8332 | 17.57% | Indexed | NA | VOA_GPN_GOV_UK\7246041 | 2019-08-30 | Low | - | Medium | Risk taken from previous CG | - | - | NA | SPONS A&B | NA | (BEAMS Note 2) The ERC for this item should be added to all other rateable items on the hereditament (except land). Therefore the total of the ERC of the other Building Items and the P&M ERC (where applicable) to enable the correct contract size adjustment to be made. ERC of Building Component + ERC of P&M = Total ERC to which contract size adjustment should be applied. The appropriate % adjustment should be made in accordance with the scale for contract size adjustment specified under section 6 of the RCG 2021 Guidance notes. The currency ERC rates are set at £4m (Four Million Pounds) @ 1st April 2019 (AVD) for the RCG 2021 Publication. | Photo 1 - Flat roofed pump house approx. 50m2. Photo 2 - Small pump house (10m2) - with pitched roof. Photo 3 - Small pump house with basement. | - | 2 | TRUE
4656 | 63MOZK | 3996 | 63MOZK | Pump houses | Brick | Pitched roof | 101.0m² - 250m² | 4.0m ht | The building is assumed to be single storey of traditional form of construction, brick cladding and varying heights. An average size is adopted based on the size ranges given with an assumed rectangular floor plate. All buildings are assumed to have a pitched roof profile with lighting and power only allowed as ME services. | Location Adjustment Applicable (See Guidance Notes) - ERC = UK mean of 1.00 | (BEAMS Note 2) The ERC for this item should be added to all other rateable items on the hereditament (except land). Therefore the total of the ERC of the other Building Items and the P&M ERC (where applicable) to enable the correct contract size adjustment to be made. ERC of Building Component + ERC of P&M = Total ERC to which contract size adjustment should be applied. The appropriate % adjustment should be made in accordance with the scale for contract size adjustment specified under section 6 of the RCG 2023 Guidance notes. The currency ERC rates are set at £4m (Four Million Pounds) @ 1st April 2021 (AVD) for the RCG 2023 Publication. | Cost excludes external works. | Measure to GIA. Height. Note of basement and size, finishes and access. | - | - | Chambers, pits, walkways. | - | If a concrete flat roof is required, deduct £25/m2; Gross Internal Area (GIA) in lieu of pitch roof. Cost excludes heating installations. | Photo 1 - Flat roofed pump house approx. 50m2. Photo 2 - Small pump house (10m2) - with pitched roof. Photo 3 - Small pump house with basement. | - | 10294 |  | M2 | - | NA | NA | NA | 425.3236 | Option 1 | 527.3179 | 23.98% | 694.9529 | 498.9595 | 17.31% | -5.378% | 498.9595 | 17.31% | Indexed | NA | VOA_GPN_GOV_UK\7246041 | 2019-08-30 | Low | - | Medium | Risk taken from previous CG | - | - | NA | SPONS A&B | NA | (BEAMS Note 2) The ERC for this item should be added to all other rateable items on the hereditament (except land). Therefore the total of the ERC of the other Building Items and the P&M ERC (where applicable) to enable the correct contract size adjustment to be made. ERC of Building Component + ERC of P&M = Total ERC to which contract size adjustment should be applied. The appropriate % adjustment should be made in accordance with the scale for contract size adjustment specified under section 6 of the RCG 2021 Guidance notes. The currency ERC rates are set at £4m (Four Million Pounds) @ 1st April 2019 (AVD) for the RCG 2021 Publication. | Photo 1 - Flat roofed pump house approx. 50m2. Photo 2 - Small pump house (10m2) - with pitched roof. Photo 3 - Small pump house with basement. | - | 2 | TRUE
4657 | 63MOZL | 3997 | 63MOZL | Pump houses | Brick | Pitched roof | 101.0m² - 250m² | 4.5m ht | The building is assumed to be single storey of traditional form of construction, brick cladding and varying heights. An average size is adopted based on the size ranges given with an assumed rectangular floor plate. All buildings are assumed to have a pitched roof profile with lighting and power only allowed as ME services. | Location Adjustment Applicable (See Guidance Notes) - ERC = UK mean of 1.00 | (BEAMS Note 2) The ERC for this item should be added to all other rateable items on the hereditament (except land). Therefore the total of the ERC of the other Building Items and the P&M ERC (where applicable) to enable the correct contract size adjustment to be made. ERC of Building Component + ERC of P&M = Total ERC to which contract size adjustment should be applied. The appropriate % adjustment should be made in accordance with the scale for contract size adjustment specified under section 6 of the RCG 2023 Guidance notes. The currency ERC rates are set at £4m (Four Million Pounds) @ 1st April 2021 (AVD) for the RCG 2023 Publication. | Cost excludes external works. | Measure to GIA. Height. Note of basement and size, finishes and access. | - | - | Chambers, pits, walkways. | - | If a concrete flat roof is required, deduct £25/m2; Gross Internal Area (GIA) in lieu of pitch roof. Cost excludes heating installations. | Photo 1 - Flat roofed pump house approx. 50m2. Photo 2 - Small pump house (10m2) - with pitched roof. Photo 3 - Small pump house with basement. | - | 10294 |  | M2 | - | NA | NA | NA | 438.2858 | Option 1 | 543.3885 | 23.98% | 714.6281 | 513.0859 | 17.07% | -5.577% | 513.0859 | 17.07% | Indexed | NA | VOA_GPN_GOV_UK\7246041 | 2019-08-30 | Low | - | Medium | Risk taken from previous CG | - | - | NA | SPONS A&B | NA | (BEAMS Note 2) The ERC for this item should be added to all other rateable items on the hereditament (except land). Therefore the total of the ERC of the other Building Items and the P&M ERC (where applicable) to enable the correct contract size adjustment to be made. ERC of Building Component + ERC of P&M = Total ERC to which contract size adjustment should be applied. The appropriate % adjustment should be made in accordance with the scale for contract size adjustment specified under section 6 of the RCG 2021 Guidance notes. The currency ERC rates are set at £4m (Four Million Pounds) @ 1st April 2019 (AVD) for the RCG 2021 Publication. | Photo 1 - Flat roofed pump house approx. 50m2. Photo 2 - Small pump house (10m2) - with pitched roof. Photo 3 - Small pump house with basement. | - | 2 | TRUE
4658 | 63MOZM | 3998 | 63MOZM | Pump houses | Brick | Pitched roof | 101.0m² - 250m² | 5.0m ht | The building is assumed to be single storey of traditional form of construction, brick cladding and varying heights. An average size is adopted based on the size ranges given with an assumed rectangular floor plate. All buildings are assumed to have a pitched roof profile with lighting and power only allowed as ME services. | Location Adjustment Applicable (See Guidance Notes) - ERC = UK mean of 1.00 | (BEAMS Note 2) The ERC for this item should be added to all other rateable items on the hereditament (except land). Therefore the total of the ERC of the other Building Items and the P&M ERC (where applicable) to enable the correct contract size adjustment to be made. ERC of Building Component + ERC of P&M = Total ERC to which contract size adjustment should be applied. The appropriate % adjustment should be made in accordance with the scale for contract size adjustment specified under section 6 of the RCG 2023 Guidance notes. The currency ERC rates are set at £4m (Four Million Pounds) @ 1st April 2021 (AVD) for the RCG 2023 Publication. | Cost excludes external works. | Measure to GIA. Height. Note of basement and size, finishes and access. | - | - | Chambers, pits, walkways. | - | If a concrete flat roof is required, deduct £25/m2; Gross Internal Area (GIA) in lieu of pitch roof. Cost excludes heating installations. | Photo 1 - Flat roofed pump house approx. 50m2. Photo 2 - Small pump house (10m2) - with pitched roof. Photo 3 - Small pump house with basement. | - | 10294 |  | M2 | - | NA | NA | NA | 452.0582 | Option 1 | 560.4636 | 23.98% | 734.3034 | 527.2123 | 16.62% | -5.933% | 527.2123 | 16.62% | Indexed | NA | VOA_GPN_GOV_UK\7246041 | 2019-08-30 | Low | - | Medium | Risk taken from previous CG | - | - | NA | SPONS A&B | NA | (BEAMS Note 2) The ERC for this item should be added to all other rateable items on the hereditament (except land). Therefore the total of the ERC of the other Building Items and the P&M ERC (where applicable) to enable the correct contract size adjustment to be made. ERC of Building Component + ERC of P&M = Total ERC to which contract size adjustment should be applied. The appropriate % adjustment should be made in accordance with the scale for contract size adjustment specified under section 6 of the RCG 2021 Guidance notes. The currency ERC rates are set at £4m (Four Million Pounds) @ 1st April 2019 (AVD) for the RCG 2021 Publication. | Photo 1 - Flat roofed pump house approx. 50m2. Photo 2 - Small pump house (10m2) - with pitched roof. Photo 3 - Small pump house with basement. | - | 2 | TRUE
4659 | 63MOZN | 3999 | 63MOZN | Pump houses | Brick | Pitched roof | <= 10m² | 2.5m ht | The building is assumed to be single storey of traditional form of construction, brick cladding and varying heights. An average size is adopted based on the size ranges given with an assumed rectangular floor plate. All buildings are assumed to have a pitched roof profile with lighting and power only allowed as ME services. | Location Adjustment Applicable (See Guidance Notes) - ERC = UK mean of 1.00 | (BEAMS Note 2) The ERC for this item should be added to all other rateable items on the hereditament (except land). Therefore the total of the ERC of the other Building Items and the P&M ERC (where applicable) to enable the correct contract size adjustment to be made. ERC of Building Component + ERC of P&M = Total ERC to which contract size adjustment should be applied. The appropriate % adjustment should be made in accordance with the scale for contract size adjustment specified under section 6 of the RCG 2023 Guidance notes. The currency ERC rates are set at £4m (Four Million Pounds) @ 1st April 2021 (AVD) for the RCG 2023 Publication. | Cost excludes external works. | Measure to GIA. Height. Note of basement and size, finishes and access. | - | - | Chambers, pits, walkways. | - | If a concrete flat roof is required, deduct £25/m2; Gross Internal Area (GIA) in lieu of pitch roof. Cost excludes heating installations. | Photo 1 - Flat roofed pump house approx. 50m2. Photo 2 - Small pump house (10m2) - with pitched roof. Photo 3 - Small pump house with basement. | - | 10294 |  | M2 | - | NA | NA | NA | 962.4465 | Option 1 | 1193.2451 | 23.98% | 1024.9361 | 735.8796 | -23.54% | -38.33% | 735.8796 | -23.54% | Indexed | NA | VOA_GPN_GOV_UK\7246041 | 2019-08-30 | Low | - | Medium | Risk taken from previous CG | - | - | NA | SPONS A&B | NA | (BEAMS Note 2) The ERC for this item should be added to all other rateable items on the hereditament (except land). Therefore the total of the ERC of the other Building Items and the P&M ERC (where applicable) to enable the correct contract size adjustment to be made. ERC of Building Component + ERC of P&M = Total ERC to which contract size adjustment should be applied. The appropriate % adjustment should be made in accordance with the scale for contract size adjustment specified under section 6 of the RCG 2021 Guidance notes. The currency ERC rates are set at £4m (Four Million Pounds) @ 1st April 2019 (AVD) for the RCG 2021 Publication. | Photo 1 - Flat roofed pump house approx. 50m2. Photo 2 - Small pump house (10m2) - with pitched roof. Photo 3 - Small pump house with basement. | - | 2 | TRUE
4660 | 63MOZO | 4000 | 63MOZO | Pump houses | Brick | Pitched roof | <= 10m² | 3.0m ht | The building is assumed to be single storey of traditional form of construction, brick cladding and varying heights. An average size is adopted based on the size ranges given with an assumed rectangular floor plate. All buildings are assumed to have a pitched roof profile with lighting and power only allowed as ME services. | Location Adjustment Applicable (See Guidance Notes) - ERC = UK mean of 1.00 | (BEAMS Note 2) The ERC for this item should be added to all other rateable items on the hereditament (except land). Therefore the total of the ERC of the other Building Items and the P&M ERC (where applicable) to enable the correct contract size adjustment to be made. ERC of Building Component + ERC of P&M = Total ERC to which contract size adjustment should be applied. The appropriate % adjustment should be made in accordance with the scale for contract size adjustment specified under section 6 of the RCG 2023 Guidance notes. The currency ERC rates are set at £4m (Four Million Pounds) @ 1st April 2021 (AVD) for the RCG 2023 Publication. | Cost excludes external works. | Measure to GIA. Height. Note of basement and size, finishes and access. | - | - | Chambers, pits, walkways. | - | If a concrete flat roof is required, deduct £25/m2; Gross Internal Area (GIA) in lieu of pitch roof. Cost excludes heating installations. | Photo 1 - Flat roofed pump house approx. 50m2. Photo 2 - Small pump house (10m2) - with pitched roof. Photo 3 - Small pump house with basement. | - | 10294 |  | M2 | - | NA | NA | NA | 1011.865 | Option 1 | 1254.5144 | 23.98% | 1107.3612 | 795.0589 | -21.43% | -36.62% | 795.0589 | -21.43% | Indexed | NA | VOA_GPN_GOV_UK\7246041 | 2019-08-30 | Low | - | Medium | Risk taken from previous CG | - | - | NA | SPONS A&B | NA | (BEAMS Note 2) The ERC for this item should be added to all other rateable items on the hereditament (except land). Therefore the total of the ERC of the other Building Items and the P&M ERC (where applicable) to enable the correct contract size adjustment to be made. ERC of Building Component + ERC of P&M = Total ERC to which contract size adjustment should be applied. The appropriate % adjustment should be made in accordance with the scale for contract size adjustment specified under section 6 of the RCG 2021 Guidance notes. The currency ERC rates are set at £4m (Four Million Pounds) @ 1st April 2019 (AVD) for the RCG 2021 Publication. | Photo 1 - Flat roofed pump house approx. 50m2. Photo 2 - Small pump house (10m2) - with pitched roof. Photo 3 - Small pump house with basement. | - | 2 | TRUE
4661 | 63MOZP | 4001 | 63MOZP | Pump houses | Brick | Pitched roof | <= 10m² | 3.5m ht | The building is assumed to be single storey of traditional form of construction, brick cladding and varying heights. An average size is adopted based on the size ranges given with an assumed rectangular floor plate. All buildings are assumed to have a pitched roof profile with lighting and power only allowed as ME services. | Location Adjustment Applicable (See Guidance Notes) - ERC = UK mean of 1.00 | (BEAMS Note 2) The ERC for this item should be added to all other rateable items on the hereditament (except land). Therefore the total of the ERC of the other Building Items and the P&M ERC (where applicable) to enable the correct contract size adjustment to be made. ERC of Building Component + ERC of P&M = Total ERC to which contract size adjustment should be applied. The appropriate % adjustment should be made in accordance with the scale for contract size adjustment specified under section 6 of the RCG 2023 Guidance notes. The currency ERC rates are set at £4m (Four Million Pounds) @ 1st April 2021 (AVD) for the RCG 2023 Publication. | Cost excludes external works. | Measure to GIA. Height. Note of basement and size, finishes and access. | - | - | Chambers, pits, walkways. | - | If a concrete flat roof is required, deduct £25/m2; Gross Internal Area (GIA) in lieu of pitch roof. Cost excludes heating installations. | Photo 1 - Flat roofed pump house approx. 50m2. Photo 2 - Small pump house (10m2) - with pitched roof. Photo 3 - Small pump house with basement. | - | 10294 |  | M2 | - | NA | NA | NA | 1061.2836 | Option 1 | 1315.7837 | 23.98% | 1189.7863 | 854.2381 | -19.51% | -35.08% | 854.2381 | -19.51% | Indexed | NA | VOA_GPN_GOV_UK\7246041 | 2019-08-30 | Low | - | Medium | Risk taken from previous CG | - | - | NA | SPONS A&B | NA | (BEAMS Note 2) The ERC for this item should be added to all other rateable items on the hereditament (except land). Therefore the total of the ERC of the other Building Items and the P&M ERC (where applicable) to enable the correct contract size adjustment to be made. ERC of Building Component + ERC of P&M = Total ERC to which contract size adjustment should be applied. The appropriate % adjustment should be made in accordance with the scale for contract size adjustment specified under section 6 of the RCG 2021 Guidance notes. The currency ERC rates are set at £4m (Four Million Pounds) @ 1st April 2019 (AVD) for the RCG 2021 Publication. | Photo 1 - Flat roofed pump house approx. 50m2. Photo 2 - Small pump house (10m2) - with pitched roof. Photo 3 - Small pump house with basement. | - | 2 | TRUE
4662 | 63MOZQ | 4002 | 63MOZQ | Pump houses | Brick | Pitched roof | <= 10m² | 4.0m ht | The building is assumed to be single storey of traditional form of construction, brick cladding and varying heights. An average size is adopted based on the size ranges given with an assumed rectangular floor plate. All buildings are assumed to have a pitched roof profile with lighting and power only allowed as ME services. | Location Adjustment Applicable (See Guidance Notes) - ERC = UK mean of 1.00 | (BEAMS Note 2) The ERC for this item should be added to all other rateable items on the hereditament (except land). Therefore the total of the ERC of the other Building Items and the P&M ERC (where applicable) to enable the correct contract size adjustment to be made. ERC of Building Component + ERC of P&M = Total ERC to which contract size adjustment should be applied. The appropriate % adjustment should be made in accordance with the scale for contract size adjustment specified under section 6 of the RCG 2023 Guidance notes. The currency ERC rates are set at £4m (Four Million Pounds) @ 1st April 2021 (AVD) for the RCG 2023 Publication. | Cost excludes external works. | Measure to GIA. Height. Note of basement and size, finishes and access. | - | - | Chambers, pits, walkways. | - | If a concrete flat roof is required, deduct £25/m2; Gross Internal Area (GIA) in lieu of pitch roof. Cost excludes heating installations. | Photo 1 - Flat roofed pump house approx. 50m2. Photo 2 - Small pump house (10m2) - with pitched roof. Photo 3 - Small pump house with basement. | - | 10294 |  | M2 | - | NA | NA | NA | 1069.385 | Option 1 | 1325.8279 | 23.98% | 1272.2114 | 913.4174 | -14.58% | -31.11% | 913.4174 | -14.58% | Indexed | NA | VOA_GPN_GOV_UK\7246041 | 2019-08-30 | Low | - | Medium | Risk taken from previous CG | - | - | NA | SPONS A&B | NA | (BEAMS Note 2) The ERC for this item should be added to all other rateable items on the hereditament (except land). Therefore the total of the ERC of the other Building Items and the P&M ERC (where applicable) to enable the correct contract size adjustment to be made. ERC of Building Component + ERC of P&M = Total ERC to which contract size adjustment should be applied. The appropriate % adjustment should be made in accordance with the scale for contract size adjustment specified under section 6 of the RCG 2021 Guidance notes. The currency ERC rates are set at £4m (Four Million Pounds) @ 1st April 2019 (AVD) for the RCG 2021 Publication. | Photo 1 - Flat roofed pump house approx. 50m2. Photo 2 - Small pump house (10m2) - with pitched roof. Photo 3 - Small pump house with basement. | - | 2 | TRUE
4663 | 63MOZS | 4003 | 63MOZS | Pump houses | Brick | Pitched roof | 11.0m² - 25m² | 2.5m ht | The building is assumed to be single storey of traditional form of construction, brick cladding and varying heights. An average size is adopted based on the size ranges given with an assumed rectangular floor plate. All buildings are assumed to have a pitched roof profile with lighting and power only allowed as ME services. | Location Adjustment Applicable (See Guidance Notes) - ERC = UK mean of 1.00 | (BEAMS Note 2) The ERC for this item should be added to all other rateable items on the hereditament (except land). Therefore the total of the ERC of the other Building Items and the P&M ERC (where applicable) to enable the correct contract size adjustment to be made. ERC of Building Component + ERC of P&M = Total ERC to which contract size adjustment should be applied. The appropriate % adjustment should be made in accordance with the scale for contract size adjustment specified under section 6 of the RCG 2023 Guidance notes. The currency ERC rates are set at £4m (Four Million Pounds) @ 1st April 2021 (AVD) for the RCG 2023 Publication. | Cost excludes external works. | Measure to GIA. Height. Note of basement and size, finishes and access. | - | - | Chambers, pits, walkways. | - | If a concrete flat roof is required, deduct £25/m2; Gross Internal Area (GIA) in lieu of pitch roof. Cost excludes heating installations. | Photo 1 - Flat roofed pump house approx. 50m2. Photo 2 - Small pump house (10m2) - with pitched roof. Photo 3 - Small pump house with basement. | - | 10294 |  | M2 | - | NA | NA | NA | 847.4066 | Option 1 | 1050.6181 | 23.98% | 884.5209 | 635.0648 | -25.06% | -39.55% | 635.0648 | -25.06% | Indexed | NA | VOA_GPN_GOV_UK\7246041 | 2019-08-30 | Low | - | Medium | Risk taken from previous CG | - | - | NA | SPONS A&B | NA | (BEAMS Note 2) The ERC for this item should be added to all other rateable items on the hereditament (except land). Therefore the total of the ERC of the other Building Items and the P&M ERC (where applicable) to enable the correct contract size adjustment to be made. ERC of Building Component + ERC of P&M = Total ERC to which contract size adjustment should be applied. The appropriate % adjustment should be made in accordance with the scale for contract size adjustment specified under section 6 of the RCG 2021 Guidance notes. The currency ERC rates are set at £4m (Four Million Pounds) @ 1st April 2019 (AVD) for the RCG 2021 Publication. | Photo 1 - Flat roofed pump house approx. 50m2. Photo 2 - Small pump house (10m2) - with pitched roof. Photo 3 - Small pump house with basement. | - | 2 | TRUE
4664 | 63MOZT | 4004 | 63MOZT | Pump houses | Brick | Pitched roof | 11.0m² - 25m² | 3.0m ht | The building is assumed to be single storey of traditional form of construction, brick cladding and varying heights. An average size is adopted based on the size ranges given with an assumed rectangular floor plate. All buildings are assumed to have a pitched roof profile with lighting and power only allowed as ME services. | Location Adjustment Applicable (See Guidance Notes) - ERC = UK mean of 1.00 | (BEAMS Note 2) The ERC for this item should be added to all other rateable items on the hereditament (except land). Therefore the total of the ERC of the other Building Items and the P&M ERC (where applicable) to enable the correct contract size adjustment to be made. ERC of Building Component + ERC of P&M = Total ERC to which contract size adjustment should be applied. The appropriate % adjustment should be made in accordance with the scale for contract size adjustment specified under section 6 of the RCG 2023 Guidance notes. The currency ERC rates are set at £4m (Four Million Pounds) @ 1st April 2021 (AVD) for the RCG 2023 Publication. | Cost excludes external works. | Measure to GIA. Height. Note of basement and size, finishes and access. | - | - | Chambers, pits, walkways. | - | If a concrete flat roof is required, deduct £25/m2; Gross Internal Area (GIA) in lieu of pitch roof. Cost excludes heating installations. | Photo 1 - Flat roofed pump house approx. 50m2. Photo 2 - Small pump house (10m2) - with pitched roof. Photo 3 - Small pump house with basement. | - | 10294 |  | M2 | - | NA | NA | NA | 890.344 | Option 1 | 1103.8521 | 23.98% | 945.9569 | 679.1744 | -23.72% | -38.47% | 679.1744 | -23.72% | Indexed | NA | VOA_GPN_GOV_UK\7246041 | 2019-08-30 | Low | - | Medium | Risk taken from previous CG | - | - | NA | SPONS A&B | NA | (BEAMS Note 2) The ERC for this item should be added to all other rateable items on the hereditament (except land). Therefore the total of the ERC of the other Building Items and the P&M ERC (where applicable) to enable the correct contract size adjustment to be made. ERC of Building Component + ERC of P&M = Total ERC to which contract size adjustment should be applied. The appropriate % adjustment should be made in accordance with the scale for contract size adjustment specified under section 6 of the RCG 2021 Guidance notes. The currency ERC rates are set at £4m (Four Million Pounds) @ 1st April 2019 (AVD) for the RCG 2021 Publication. | Photo 1 - Flat roofed pump house approx. 50m2. Photo 2 - Small pump house (10m2) - with pitched roof. Photo 3 - Small pump house with basement. | - | 2 | TRUE
4665 | 63MOZU | 4005 | 63MOZU | Pump houses | Brick | Pitched roof | 11.0m² - 25m² | 3.5m ht | The building is assumed to be single storey of traditional form of construction, brick cladding and varying heights. An average size is adopted based on the size ranges given with an assumed rectangular floor plate. All buildings are assumed to have a pitched roof profile with lighting and power only allowed as ME services. | Location Adjustment Applicable (See Guidance Notes) - ERC = UK mean of 1.00 | (BEAMS Note 2) The ERC for this item should be added to all other rateable items on the hereditament (except land). Therefore the total of the ERC of the other Building Items and the P&M ERC (where applicable) to enable the correct contract size adjustment to be made. ERC of Building Component + ERC of P&M = Total ERC to which contract size adjustment should be applied. The appropriate % adjustment should be made in accordance with the scale for contract size adjustment specified under section 6 of the RCG 2023 Guidance notes. The currency ERC rates are set at £4m (Four Million Pounds) @ 1st April 2021 (AVD) for the RCG 2023 Publication. | Cost excludes external works. | Measure to GIA. Height. Note of basement and size, finishes and access. | - | - | Chambers, pits, walkways. | - | If a concrete flat roof is required, deduct £25/m2; Gross Internal Area (GIA) in lieu of pitch roof. Cost excludes heating installations. | Photo 1 - Flat roofed pump house approx. 50m2. Photo 2 - Small pump house (10m2) - with pitched roof. Photo 3 - Small pump house with basement. | - | 10294 |  | M2 | - | NA | NA | NA | 934.0916 | Option 1 | 1158.0905 | 23.98% | 1007.3929 | 723.284 | -22.57% | -37.55% | 723.284 | -22.57% | Indexed | NA | VOA_GPN_GOV_UK\7246041 | 2019-08-30 | Low | - | Medium | Risk taken from previous CG | - | - | NA | SPONS A&B | NA | (BEAMS Note 2) The ERC for this item should be added to all other rateable items on the hereditament (except land). Therefore the total of the ERC of the other Building Items and the P&M ERC (where applicable) to enable the correct contract size adjustment to be made. ERC of Building Component + ERC of P&M = Total ERC to which contract size adjustment should be applied. The appropriate % adjustment should be made in accordance with the scale for contract size adjustment specified under section 6 of the RCG 2021 Guidance notes. The currency ERC rates are set at £4m (Four Million Pounds) @ 1st April 2019 (AVD) for the RCG 2021 Publication. | Photo 1 - Flat roofed pump house approx. 50m2. Photo 2 - Small pump house (10m2) - with pitched roof. Photo 3 - Small pump house with basement. | - | 2 | TRUE
4666 | 63MOZV | 4006 | 63MOZV | Pump houses | Brick | Pitched roof | 11.0m² - 25m² | 4.0m ht | The building is assumed to be single storey of traditional form of construction, brick cladding and varying heights. An average size is adopted based on the size ranges given with an assumed rectangular floor plate. All buildings are assumed to have a pitched roof profile with lighting and power only allowed as ME services. | Location Adjustment Applicable (See Guidance Notes) - ERC = UK mean of 1.00 | (BEAMS Note 2) The ERC for this item should be added to all other rateable items on the hereditament (except land). Therefore the total of the ERC of the other Building Items and the P&M ERC (where applicable) to enable the correct contract size adjustment to be made. ERC of Building Component + ERC of P&M = Total ERC to which contract size adjustment should be applied. The appropriate % adjustment should be made in accordance with the scale for contract size adjustment specified under section 6 of the RCG 2023 Guidance notes. The currency ERC rates are set at £4m (Four Million Pounds) @ 1st April 2021 (AVD) for the RCG 2023 Publication. | Cost excludes external works. | Measure to GIA. Height. Note of basement and size, finishes and access. | - | - | Chambers, pits, walkways. | - | If a concrete flat roof is required, deduct £25/m2; Gross Internal Area (GIA) in lieu of pitch roof. Cost excludes heating installations. | Photo 1 - Flat roofed pump house approx. 50m2. Photo 2 - Small pump house (10m2) - with pitched roof. Photo 3 - Small pump house with basement. | - | 10294 |  | M2 | - | NA | NA | NA | 977.8391 | Option 1 | 1212.329 | 23.98% | 1068.829 | 767.3936 | -21.52% | -36.7% | 767.3936 | -21.52% | Indexed | NA | VOA_GPN_GOV_UK\7246041 | 2019-08-30 | Low | - | Medium | Risk taken from previous CG | - | - | NA | SPONS A&B | NA | (BEAMS Note 2) The ERC for this item should be added to all other rateable items on the hereditament (except land). Therefore the total of the ERC of the other Building Items and the P&M ERC (where applicable) to enable the correct contract size adjustment to be made. ERC of Building Component + ERC of P&M = Total ERC to which contract size adjustment should be applied. The appropriate % adjustment should be made in accordance with the scale for contract size adjustment specified under section 6 of the RCG 2021 Guidance notes. The currency ERC rates are set at £4m (Four Million Pounds) @ 1st April 2019 (AVD) for the RCG 2021 Publication. | Photo 1 - Flat roofed pump house approx. 50m2. Photo 2 - Small pump house (10m2) - with pitched roof. Photo 3 - Small pump house with basement. | - | 2 | TRUE
4667 | 63MOZW | 4007 | 63MOZW | Pump houses | Brick | Pitched roof | 11.0m² - 25m² | 4.5m ht | The building is assumed to be single storey of traditional form of construction, brick cladding and varying heights. An average size is adopted based on the size ranges given with an assumed rectangular floor plate. All buildings are assumed to have a pitched roof profile with lighting and power only allowed as ME services. | Location Adjustment Applicable (See Guidance Notes) - ERC = UK mean of 1.00 | (BEAMS Note 2) The ERC for this item should be added to all other rateable items on the hereditament (except land). Therefore the total of the ERC of the other Building Items and the P&M ERC (where applicable) to enable the correct contract size adjustment to be made. ERC of Building Component + ERC of P&M = Total ERC to which contract size adjustment should be applied. The appropriate % adjustment should be made in accordance with the scale for contract size adjustment specified under section 6 of the RCG 2023 Guidance notes. The currency ERC rates are set at £4m (Four Million Pounds) @ 1st April 2021 (AVD) for the RCG 2023 Publication. | Cost excludes external works. | Measure to GIA. Height. Note of basement and size, finishes and access. | - | - | Chambers, pits, walkways. | - | If a concrete flat roof is required, deduct £25/m2; Gross Internal Area (GIA) in lieu of pitch roof. Cost excludes heating installations. | Photo 1 - Flat roofed pump house approx. 50m2. Photo 2 - Small pump house (10m2) - with pitched roof. Photo 3 - Small pump house with basement. | - | 10294 |  | M2 | - | NA | NA | NA | 1022.3968 | Option 1 | 1267.5718 | 23.98% | 1130.265 | 811.5032 | -20.63% | -35.98% | 811.5032 | -20.63% | Indexed | NA | VOA_GPN_GOV_UK\7246041 | 2019-08-30 | Low | - | Medium | Risk taken from previous CG | - | - | NA | SPONS A&B | NA | (BEAMS Note 2) The ERC for this item should be added to all other rateable items on the hereditament (except land). Therefore the total of the ERC of the other Building Items and the P&M ERC (where applicable) to enable the correct contract size adjustment to be made. ERC of Building Component + ERC of P&M = Total ERC to which contract size adjustment should be applied. The appropriate % adjustment should be made in accordance with the scale for contract size adjustment specified under section 6 of the RCG 2021 Guidance notes. The currency ERC rates are set at £4m (Four Million Pounds) @ 1st April 2019 (AVD) for the RCG 2021 Publication. | Photo 1 - Flat roofed pump house approx. 50m2. Photo 2 - Small pump house (10m2) - with pitched roof. Photo 3 - Small pump house with basement. | - | 2 | TRUE
4668 | 63MPZA | 4008 | 63MPZA | Pump houses | Metal clad | Pitched roof | <= 10m² | 2.5m ht | The building is assumed to be single storey of traditional form of construction, brick cladding and varying heights. An average size is adopted based on the size ranges given with an assumed rectangular floor plate. All buildings are assumed to have a pitched roof profile with lighting and power only allowed as ME services. | Location Adjustment Applicable (See Guidance Notes) - ERC = UK mean of 1.00 | (BEAMS Note 2) The ERC for this item should be added to all other rateable items on the hereditament (except land). Therefore the total of the ERC of the other Building Items and the P&M ERC (where applicable) to enable the correct contract size adjustment to be made. ERC of Building Component + ERC of P&M = Total ERC to which contract size adjustment should be applied. The appropriate % adjustment should be made in accordance with the scale for contract size adjustment specified under section 6 of the RCG 2023 Guidance notes. The currency ERC rates are set at £4m (Four Million Pounds) @ 1st April 2021 (AVD) for the RCG 2023 Publication. | Excludes cost of external works. Excludes insulation. | Measure to GIA. Height. Note of basement and size, finishes and access. | - | - | Chambers, walkways, | - | If a concrete flat roof is required, deduct £25/m2; Gross Internal Area (GIA) in lieu of pitch roof. Cost excludes heating installations. Add £27/m2 for insulation for internal wall and roof areas | Photo 1 - Typical metal clad shed with pumps. Photo 2 - Two small metal clad units in compound. | - | 10295 |  | M2 | - | NA | NA | NA | 517.4213 | Option 1 | 641.5011 | 23.98% | 850.1995 | 610.4229 | 17.97% | -4.845% | 610.4229 | 17.97% | Indexed | NA | VOA_GPN_GOV_UK\7246041 | 2019-08-30 | Low | - | Medium | Risk taken from previous CG | - | - | NA | SPONS A&B | NA | (BEAMS Note 2) The ERC for this item should be added to all other rateable items on the hereditament (except land). Therefore the total of the ERC of the other Building Items and the P&M ERC (where applicable) to enable the correct contract size adjustment to be made. ERC of Building Component + ERC of P&M = Total ERC to which contract size adjustment should be applied. The appropriate % adjustment should be made in accordance with the scale for contract size adjustment specified under section 6 of the RCG 2021 Guidance notes. The currency ERC rates are set at £4m (Four Million Pounds) @ 1st April 2019 (AVD) for the RCG 2021 Publication. | Photo 1 - Typical metal clad shed with pumps. Photo 2 - Two small metal clad units in compound. | - | 2 | TRUE
4669 | 63MPZB | 4013 | 63MPZB | Pump houses | Metal clad | Pitched roof | <= 10m² | 3.0m ht | The building is assumed to be single storey of traditional form of construction, brick cladding and varying heights. An average size is adopted based on the size ranges given with an assumed rectangular floor plate. All buildings are assumed to have a pitched roof profile with lighting and power only allowed as ME services. | Location Adjustment Applicable (See Guidance Notes) - ERC = UK mean of 1.00 | (BEAMS Note 2) The ERC for this item should be added to all other rateable items on the hereditament (except land). Therefore the total of the ERC of the other Building Items and the P&M ERC (where applicable) to enable the correct contract size adjustment to be made. ERC of Building Component + ERC of P&M = Total ERC to which contract size adjustment should be applied. The appropriate % adjustment should be made in accordance with the scale for contract size adjustment specified under section 6 of the RCG 2023 Guidance notes. The currency ERC rates are set at £4m (Four Million Pounds) @ 1st April 2021 (AVD) for the RCG 2023 Publication. | Excludes cost of external works. Excludes insulation. | Measure to GIA. Height. Note of basement and size, finishes and access. | - | - | Chambers, walkways, | - | If a concrete flat roof is required, deduct £25/m2; Gross Internal Area (GIA) in lieu of pitch roof. Cost excludes heating installations. Add £27/m2 for insulation for internal wall and roof areas | Photo 1 - Typical metal clad shed with pumps. Photo 2 - Two small metal clad units in compound. | - | 10295 |  | M2 | - | NA | NA | NA | 538.1797 | Option 1 | 667.2374 | 23.98% | 923.1993 | 662.835 | 23.16% | -0.6598% | 662.835 | 23.16% | Indexed | NA | VOA_GPN_GOV_UK\7246041 | 2019-08-30 | Low | - | Medium | Risk taken from previous CG | - | - | NA | SPONS A&B | NA | (BEAMS Note 2) The ERC for this item should be added to all other rateable items on the hereditament (except land). Therefore the total of the ERC of the other Building Items and the P&M ERC (where applicable) to enable the correct contract size adjustment to be made. ERC of Building Component + ERC of P&M = Total ERC to which contract size adjustment should be applied. The appropriate % adjustment should be made in accordance with the scale for contract size adjustment specified under section 6 of the RCG 2021 Guidance notes. The currency ERC rates are set at £4m (Four Million Pounds) @ 1st April 2019 (AVD) for the RCG 2021 Publication. | Photo 1 - Typical metal clad shed with pumps. Photo 2 - Two small metal clad units in compound. | - | 2 | TRUE
4670 | 63MPZC | 4014 | 63MPZC | Pump houses | Metal clad | Pitched roof | <= 10m² | 3.5m ht | The building is assumed to be single storey of traditional form of construction, brick cladding and varying heights. An average size is adopted based on the size ranges given with an assumed rectangular floor plate. All buildings are assumed to have a pitched roof profile with lighting and power only allowed as ME services. | Location Adjustment Applicable (See Guidance Notes) - ERC = UK mean of 1.00 | (BEAMS Note 2) The ERC for this item should be added to all other rateable items on the hereditament (except land). Therefore the total of the ERC of the other Building Items and the P&M ERC (where applicable) to enable the correct contract size adjustment to be made. ERC of Building Component + ERC of P&M = Total ERC to which contract size adjustment should be applied. The appropriate % adjustment should be made in accordance with the scale for contract size adjustment specified under section 6 of the RCG 2023 Guidance notes. The currency ERC rates are set at £4m (Four Million Pounds) @ 1st April 2021 (AVD) for the RCG 2023 Publication. | Excludes cost of external works. Excludes insulation. | Measure to GIA. Height. Note of basement and size, finishes and access. | - | - | Chambers, walkways, | - | If a concrete flat roof is required, deduct £25/m2; Gross Internal Area (GIA) in lieu of pitch roof. Cost excludes heating installations. Add £27/m2 for insulation for internal wall and roof areas | Photo 1 - Typical metal clad shed with pumps. Photo 2 - Two small metal clad units in compound. | - | 10295 |  | M2 | - | NA | NA | NA | 559.7069 | Option 1 | 693.9269 | 23.98% | 996.1991 | 715.2471 | 27.79% | 3.072% | 715.2471 | 27.79% | Indexed | NA | VOA_GPN_GOV_UK\7246041 | 2019-08-30 | Low | - | Medium | Risk taken from previous CG | - | - | NA | SPONS A&B | NA | (BEAMS Note 2) The ERC for this item should be added to all other rateable items on the hereditament (except land). Therefore the total of the ERC of the other Building Items and the P&M ERC (where applicable) to enable the correct contract size adjustment to be made. ERC of Building Component + ERC of P&M = Total ERC to which contract size adjustment should be applied. The appropriate % adjustment should be made in accordance with the scale for contract size adjustment specified under section 6 of the RCG 2021 Guidance notes. The currency ERC rates are set at £4m (Four Million Pounds) @ 1st April 2019 (AVD) for the RCG 2021 Publication. | Photo 1 - Typical metal clad shed with pumps. Photo 2 - Two small metal clad units in compound. | - | 2 | TRUE
4671 | 63MPZD | 4015 | 63MPZD | Pump houses | Metal clad | Pitched roof | <= 10m² | 4.0m ht | The building is assumed to be single storey of traditional form of construction, brick cladding and varying heights. An average size is adopted based on the size ranges given with an assumed rectangular floor plate. All buildings are assumed to have a pitched roof profile with lighting and power only allowed as ME services. | Location Adjustment Applicable (See Guidance Notes) - ERC = UK mean of 1.00 | (BEAMS Note 2) The ERC for this item should be added to all other rateable items on the hereditament (except land). Therefore the total of the ERC of the other Building Items and the P&M ERC (where applicable) to enable the correct contract size adjustment to be made. ERC of Building Component + ERC of P&M = Total ERC to which contract size adjustment should be applied. The appropriate % adjustment should be made in accordance with the scale for contract size adjustment specified under section 6 of the RCG 2023 Guidance notes. The currency ERC rates are set at £4m (Four Million Pounds) @ 1st April 2021 (AVD) for the RCG 2023 Publication. | Excludes cost of external works. Excludes insulation. | Measure to GIA. Height. Note of basement and size, finishes and access. | - | - | Chambers, walkways, | - | If a concrete flat roof is required, deduct £25/m2; Gross Internal Area (GIA) in lieu of pitch roof. Cost excludes heating installations. Add £27/m2 for insulation for internal wall and roof areas | Photo 1 - Typical metal clad shed with pumps. Photo 2 - Two small metal clad units in compound. | - | 10295 |  | M2 | - | NA | NA | NA | 580.4652 | Option 1 | 719.6632 | 23.98% | 1069.1989 | 767.6592 | 32.25% | 6.669% | 767.6592 | 32.25% | Indexed | NA | VOA_GPN_GOV_UK\7246041 | 2019-08-30 | Low | - | Medium | Risk taken from previous CG | - | - | NA | SPONS A&B | NA | (BEAMS Note 2) The ERC for this item should be added to all other rateable items on the hereditament (except land). Therefore the total of the ERC of the other Building Items and the P&M ERC (where applicable) to enable the correct contract size adjustment to be made. ERC of Building Component + ERC of P&M = Total ERC to which contract size adjustment should be applied. The appropriate % adjustment should be made in accordance with the scale for contract size adjustment specified under section 6 of the RCG 2021 Guidance notes. The currency ERC rates are set at £4m (Four Million Pounds) @ 1st April 2019 (AVD) for the RCG 2021 Publication. | Photo 1 - Typical metal clad shed with pumps. Photo 2 - Two small metal clad units in compound. | - | 2 | TRUE
4672 | 63MPZE | 4016 | 63MPZE | Pump houses | Metal clad | Pitched roof | 26.0m² - 50m² | 2.5m ht | The building is assumed to be single storey of traditional form of construction, brick cladding and varying heights. An average size is adopted based on the size ranges given with an assumed rectangular floor plate. All buildings are assumed to have a pitched roof profile with lighting and power only allowed as ME services. | Location Adjustment Applicable (See Guidance Notes) - ERC = UK mean of 1.00 | (BEAMS Note 2) The ERC for this item should be added to all other rateable items on the hereditament (except land). Therefore the total of the ERC of the other Building Items and the P&M ERC (where applicable) to enable the correct contract size adjustment to be made. ERC of Building Component + ERC of P&M = Total ERC to which contract size adjustment should be applied. The appropriate % adjustment should be made in accordance with the scale for contract size adjustment specified under section 6 of the RCG 2023 Guidance notes. The currency ERC rates are set at £4m (Four Million Pounds) @ 1st April 2021 (AVD) for the RCG 2023 Publication. | Excludes cost of external works. Excludes insulation. | Measure to GIA. Height. Note of basement and size, finishes and access. | - | - | Chambers, walkways, | - | If a concrete flat roof is required, deduct £25/m2; Gross Internal Area (GIA) in lieu of pitch roof. Cost excludes heating installations. Add £27/m2 for insulation for internal wall and roof areas | Photo 1 - Typical metal clad shed with pumps. Photo 2 - Two small metal clad units in compound. | - | 10295 |  | M2 | - | NA | NA | NA | 370.5752 | Option 1 | 459.4406 | 23.98% | 648.9095 | 465.9015 | 25.72% | 1.406% | 465.9015 | 25.72% | Indexed | NA | VOA_GPN_GOV_UK\7246041 | 2019-08-30 | Low | - | Medium | Risk taken from previous CG | - | - | NA | SPONS A&B | NA | (BEAMS Note 2) The ERC for this item should be added to all other rateable items on the hereditament (except land). Therefore the total of the ERC of the other Building Items and the P&M ERC (where applicable) to enable the correct contract size adjustment to be made. ERC of Building Component + ERC of P&M = Total ERC to which contract size adjustment should be applied. The appropriate % adjustment should be made in accordance with the scale for contract size adjustment specified under section 6 of the RCG 2021 Guidance notes. The currency ERC rates are set at £4m (Four Million Pounds) @ 1st April 2019 (AVD) for the RCG 2021 Publication. | Photo 1 - Typical metal clad shed with pumps. Photo 2 - Two small metal clad units in compound. | - | 2 | TRUE
4673 | 63MPZF | 4017 | 63MPZF | Pump houses | Metal clad | Pitched roof | 26.0m² - 50m² | 3.0m ht | The building is assumed to be single storey of traditional form of construction, brick cladding and varying heights. An average size is adopted based on the size ranges given with an assumed rectangular floor plate. All buildings are assumed to have a pitched roof profile with lighting and power only allowed as ME services. | Location Adjustment Applicable (See Guidance Notes) - ERC = UK mean of 1.00 | (BEAMS Note 2) The ERC for this item should be added to all other rateable items on the hereditament (except land). Therefore the total of the ERC of the other Building Items and the P&M ERC (where applicable) to enable the correct contract size adjustment to be made. ERC of Building Component + ERC of P&M = Total ERC to which contract size adjustment should be applied. The appropriate % adjustment should be made in accordance with the scale for contract size adjustment specified under section 6 of the RCG 2023 Guidance notes. The currency ERC rates are set at £4m (Four Million Pounds) @ 1st April 2021 (AVD) for the RCG 2023 Publication. | Excludes cost of external works. Excludes insulation. | Measure to GIA. Height. Note of basement and size, finishes and access. | - | - | Chambers, walkways, | - | If a concrete flat roof is required, deduct £25/m2; Gross Internal Area (GIA) in lieu of pitch roof. Cost excludes heating installations. Add £27/m2 for insulation for internal wall and roof areas | Photo 1 - Typical metal clad shed with pumps. Photo 2 - Two small metal clad units in compound. | - | 10295 |  | M2 | - | NA | NA | NA | 384.4141 | Option 1 | 476.5981 | 23.98% | 686.3576 | 492.7884 | 28.19% | 3.397% | 492.7884 | 28.19% | Indexed | NA | VOA_GPN_GOV_UK\7246041 | 2019-08-30 | Low | - | Medium | Risk taken from previous CG | - | - | NA | SPONS A&B | NA | (BEAMS Note 2) The ERC for this item should be added to all other rateable items on the hereditament (except land). Therefore the total of the ERC of the other Building Items and the P&M ERC (where applicable) to enable the correct contract size adjustment to be made. ERC of Building Component + ERC of P&M = Total ERC to which contract size adjustment should be applied. The appropriate % adjustment should be made in accordance with the scale for contract size adjustment specified under section 6 of the RCG 2021 Guidance notes. The currency ERC rates are set at £4m (Four Million Pounds) @ 1st April 2019 (AVD) for the RCG 2021 Publication. | Photo 1 - Typical metal clad shed with pumps. Photo 2 - Two small metal clad units in compound. | - | 2 | TRUE
4674 | 63MPZG | 4018 | 63MPZG | Pump houses | Metal clad | Pitched roof | 26.0m² - 50m² | 3.5m ht | The building is assumed to be single storey of traditional form of construction, brick cladding and varying heights. An average size is adopted based on the size ranges given with an assumed rectangular floor plate. All buildings are assumed to have a pitched roof profile with lighting and power only allowed as ME services. | Location Adjustment Applicable (See Guidance Notes) - ERC = UK mean of 1.00 | (BEAMS Note 2) The ERC for this item should be added to all other rateable items on the hereditament (except land). Therefore the total of the ERC of the other Building Items and the P&M ERC (where applicable) to enable the correct contract size adjustment to be made. ERC of Building Component + ERC of P&M = Total ERC to which contract size adjustment should be applied. The appropriate % adjustment should be made in accordance with the scale for contract size adjustment specified under section 6 of the RCG 2023 Guidance notes. The currency ERC rates are set at £4m (Four Million Pounds) @ 1st April 2021 (AVD) for the RCG 2023 Publication. | Excludes cost of external works. Excludes insulation. | Measure to GIA. Height. Note of basement and size, finishes and access. | - | - | Chambers, walkways, | - | If a concrete flat roof is required, deduct £25/m2; Gross Internal Area (GIA) in lieu of pitch roof. Cost excludes heating installations. Add £27/m2 for insulation for internal wall and roof areas | Photo 1 - Typical metal clad shed with pumps. Photo 2 - Two small metal clad units in compound. | - | 10295 |  | M2 | - | NA | NA | NA | 398.253 | Option 1 | 493.7557 | 23.98% | 723.8057 | 519.6752 | 30.49% | 5.249% | 519.6752 | 30.49% | Indexed | NA | VOA_GPN_GOV_UK\7246041 | 2019-08-30 | Low | - | Medium | Risk taken from previous CG | - | - | NA | SPONS A&B | NA | (BEAMS Note 2) The ERC for this item should be added to all other rateable items on the hereditament (except land). Therefore the total of the ERC of the other Building Items and the P&M ERC (where applicable) to enable the correct contract size adjustment to be made. ERC of Building Component + ERC of P&M = Total ERC to which contract size adjustment should be applied. The appropriate % adjustment should be made in accordance with the scale for contract size adjustment specified under section 6 of the RCG 2021 Guidance notes. The currency ERC rates are set at £4m (Four Million Pounds) @ 1st April 2019 (AVD) for the RCG 2021 Publication. | Photo 1 - Typical metal clad shed with pumps. Photo 2 - Two small metal clad units in compound. | - | 2 | TRUE
4675 | 63MPZH | 4019 | 63MPZH | Pump houses | Metal clad | Pitched roof | 26.0m² - 50m² | 4.0m ht | The building is assumed to be single storey of traditional form of construction, brick cladding and varying heights. An average size is adopted based on the size ranges given with an assumed rectangular floor plate. All buildings are assumed to have a pitched roof profile with lighting and power only allowed as ME services. | Location Adjustment Applicable (See Guidance Notes) - ERC = UK mean of 1.00 | (BEAMS Note 2) The ERC for this item should be added to all other rateable items on the hereditament (except land). Therefore the total of the ERC of the other Building Items and the P&M ERC (where applicable) to enable the correct contract size adjustment to be made. ERC of Building Component + ERC of P&M = Total ERC to which contract size adjustment should be applied. The appropriate % adjustment should be made in accordance with the scale for contract size adjustment specified under section 6 of the RCG 2023 Guidance notes. The currency ERC rates are set at £4m (Four Million Pounds) @ 1st April 2021 (AVD) for the RCG 2023 Publication. | Excludes cost of external works. Excludes insulation. | Measure to GIA. Height. Note of basement and size, finishes and access. | - | - | Chambers, walkways, | - | If a concrete flat roof is required, deduct £25/m2; Gross Internal Area (GIA) in lieu of pitch roof. Cost excludes heating installations. Add £27/m2 for insulation for internal wall and roof areas | Photo 1 - Typical metal clad shed with pumps. Photo 2 - Two small metal clad units in compound. | - | 10295 |  | M2 | - | NA | NA | NA | 412.0919 | Option 1 | 510.9132 | 23.98% | 761.2538 | 546.5621 | 32.63% | 6.977% | 546.5621 | 32.63% | Indexed | NA | VOA_GPN_GOV_UK\7246041 | 2019-08-30 | Low | - | Medium | Risk taken from previous CG | - | - | NA | SPONS A&B | NA | (BEAMS Note 2) The ERC for this item should be added to all other rateable items on the hereditament (except land). Therefore the total of the ERC of the other Building Items and the P&M ERC (where applicable) to enable the correct contract size adjustment to be made. ERC of Building Component + ERC of P&M = Total ERC to which contract size adjustment should be applied. The appropriate % adjustment should be made in accordance with the scale for contract size adjustment specified under section 6 of the RCG 2021 Guidance notes. The currency ERC rates are set at £4m (Four Million Pounds) @ 1st April 2019 (AVD) for the RCG 2021 Publication. | Photo 1 - Typical metal clad shed with pumps. Photo 2 - Two small metal clad units in compound. | - | 2 | TRUE
4676 | 63MPZK | 4020 | 63MPZK | Pump houses | Metal clad | Pitched roof | 26.0m² - 50m² | 4.5m ht | The building is assumed to be single storey of traditional form of construction, brick cladding and varying heights. An average size is adopted based on the size ranges given with an assumed rectangular floor plate. All buildings are assumed to have a pitched roof profile with lighting and power only allowed as ME services. | Location Adjustment Applicable (See Guidance Notes) - ERC = UK mean of 1.00 | (BEAMS Note 2) The ERC for this item should be added to all other rateable items on the hereditament (except land). Therefore the total of the ERC of the other Building Items and the P&M ERC (where applicable) to enable the correct contract size adjustment to be made. ERC of Building Component + ERC of P&M = Total ERC to which contract size adjustment should be applied. The appropriate % adjustment should be made in accordance with the scale for contract size adjustment specified under section 6 of the RCG 2023 Guidance notes. The currency ERC rates are set at £4m (Four Million Pounds) @ 1st April 2021 (AVD) for the RCG 2023 Publication. | Excludes cost of external works. Excludes insulation. | Measure to GIA. Height. Note of basement and size, finishes and access. | - | - | Chambers, walkways, | - | If a concrete flat roof is required, deduct £25/m2; Gross Internal Area (GIA) in lieu of pitch roof. Cost excludes heating installations. Add £27/m2 for insulation for internal wall and roof areas | Photo 1 - Typical metal clad shed with pumps. Photo 2 - Two small metal clad units in compound. | - | 10295 |  | M2 | - | NA | NA | NA | 425.9308 | Option 1 | 528.0707 | 23.98% | 798.702 | 573.4489 | 34.63% | 8.593% | 573.4489 | 34.63% | Indexed | NA | VOA_GPN_GOV_UK\7246041 | 2019-08-30 | Low | - | Medium | Risk taken from previous CG | - | - | NA | SPONS A&B | NA | (BEAMS Note 2) The ERC for this item should be added to all other rateable items on the hereditament (except land). Therefore the total of the ERC of the other Building Items and the P&M ERC (where applicable) to enable the correct contract size adjustment to be made. ERC of Building Component + ERC of P&M = Total ERC to which contract size adjustment should be applied. The appropriate % adjustment should be made in accordance with the scale for contract size adjustment specified under section 6 of the RCG 2021 Guidance notes. The currency ERC rates are set at £4m (Four Million Pounds) @ 1st April 2019 (AVD) for the RCG 2021 Publication. | Photo 1 - Typical metal clad shed with pumps. Photo 2 - Two small metal clad units in compound. | - | 2 | TRUE
4677 | 63MPZL | 4025 | 63MPZL | Pump houses | Metal clad | Pitched roof | 51.0m² - 100m² | 2.5m ht | The building is assumed to be single storey of traditional form of construction, brick cladding and varying heights. An average size is adopted based on the size ranges given with an assumed rectangular floor plate. All buildings are assumed to have a pitched roof profile with lighting and power only allowed as ME services. | Location Adjustment Applicable (See Guidance Notes) - ERC = UK mean of 1.00 | (BEAMS Note 2) The ERC for this item should be added to all other rateable items on the hereditament (except land). Therefore the total of the ERC of the other Building Items and the P&M ERC (where applicable) to enable the correct contract size adjustment to be made. ERC of Building Component + ERC of P&M = Total ERC to which contract size adjustment should be applied. The appropriate % adjustment should be made in accordance with the scale for contract size adjustment specified under section 6 of the RCG 2023 Guidance notes. The currency ERC rates are set at £4m (Four Million Pounds) @ 1st April 2021 (AVD) for the RCG 2023 Publication. | Excludes cost of external works. Excludes insulation. | Measure to GIA. Height. Note of basement and size, finishes and access. | - | - | Chambers, walkways, | - | If a concrete flat roof is required, deduct £25/m2; Gross Internal Area (GIA) in lieu of pitch roof. Cost excludes heating installations. Add £27/m2 for insulation for internal wall and roof areas | Photo 1 - Typical metal clad shed with pumps. Photo 2 - Two small metal clad units in compound. | - | 10295 |  | M2 | - | NA | NA | NA | 334.4402 | Option 1 | 414.6404 | 23.98% | 572.8079 | 411.2624 | 22.97% | -0.8147% | 411.2624 | 22.97% | Indexed | NA | VOA_GPN_GOV_UK\7246041 | 2019-08-30 | Low | - | Medium | Risk taken from previous CG | - | - | NA | SPONS A&B | NA | (BEAMS Note 2) The ERC for this item should be added to all other rateable items on the hereditament (except land). Therefore the total of the ERC of the other Building Items and the P&M ERC (where applicable) to enable the correct contract size adjustment to be made. ERC of Building Component + ERC of P&M = Total ERC to which contract size adjustment should be applied. The appropriate % adjustment should be made in accordance with the scale for contract size adjustment specified under section 6 of the RCG 2021 Guidance notes. The currency ERC rates are set at £4m (Four Million Pounds) @ 1st April 2019 (AVD) for the RCG 2021 Publication. | Photo 1 - Typical metal clad shed with pumps. Photo 2 - Two small metal clad units in compound. | - | 2 | TRUE
4678 | 63MPZM | 4026 | 63MPZM | Pump houses | Metal clad | Pitched roof | 51.0m² - 100m² | 3.0m ht | The building is assumed to be single storey of traditional form of construction, brick cladding and varying heights. An average size is adopted based on the size ranges given with an assumed rectangular floor plate. All buildings are assumed to have a pitched roof profile with lighting and power only allowed as ME services. | Location Adjustment Applicable (See Guidance Notes) - ERC = UK mean of 1.00 | (BEAMS Note 2) The ERC for this item should be added to all other rateable items on the hereditament (except land). Therefore the total of the ERC of the other Building Items and the P&M ERC (where applicable) to enable the correct contract size adjustment to be made. ERC of Building Component + ERC of P&M = Total ERC to which contract size adjustment should be applied. The appropriate % adjustment should be made in accordance with the scale for contract size adjustment specified under section 6 of the RCG 2023 Guidance notes. The currency ERC rates are set at £4m (Four Million Pounds) @ 1st April 2021 (AVD) for the RCG 2023 Publication. | Excludes cost of external works. Excludes insulation. | Measure to GIA. Height. Note of basement and size, finishes and access. | - | - | Chambers, walkways, | - | If a concrete flat roof is required, deduct £25/m2; Gross Internal Area (GIA) in lieu of pitch roof. Cost excludes heating installations. Add £27/m2 for insulation for internal wall and roof areas | Photo 1 - Typical metal clad shed with pumps. Photo 2 - Two small metal clad units in compound. | - | 10295 |  | M2 | - | NA | NA | NA | 345.9727 | Option 1 | 428.9383 | 23.98% | 599.3752 | 430.3371 | 24.38% | 0.3261% | 430.3371 | 24.38% | Indexed | NA | VOA_GPN_GOV_UK\7246041 | 2019-08-30 | Low | - | Medium | Risk taken from previous CG | - | - | NA | SPONS A&B | NA | (BEAMS Note 2) The ERC for this item should be added to all other rateable items on the hereditament (except land). Therefore the total of the ERC of the other Building Items and the P&M ERC (where applicable) to enable the correct contract size adjustment to be made. ERC of Building Component + ERC of P&M = Total ERC to which contract size adjustment should be applied. The appropriate % adjustment should be made in accordance with the scale for contract size adjustment specified under section 6 of the RCG 2021 Guidance notes. The currency ERC rates are set at £4m (Four Million Pounds) @ 1st April 2019 (AVD) for the RCG 2021 Publication. | Photo 1 - Typical metal clad shed with pumps. Photo 2 - Two small metal clad units in compound. | - | 2 | TRUE
4679 | 63MPZN | 4027 | 63MPZN | Pump houses | Metal clad | Pitched roof | 51.0m² - 100m² | 3.5m ht | The building is assumed to be single storey of traditional form of construction, brick cladding and varying heights. An average size is adopted based on the size ranges given with an assumed rectangular floor plate. All buildings are assumed to have a pitched roof profile with lighting and power only allowed as ME services. | Location Adjustment Applicable (See Guidance Notes) - ERC = UK mean of 1.00 | (BEAMS Note 2) The ERC for this item should be added to all other rateable items on the hereditament (except land). Therefore the total of the ERC of the other Building Items and the P&M ERC (where applicable) to enable the correct contract size adjustment to be made. ERC of Building Component + ERC of P&M = Total ERC to which contract size adjustment should be applied. The appropriate % adjustment should be made in accordance with the scale for contract size adjustment specified under section 6 of the RCG 2023 Guidance notes. The currency ERC rates are set at £4m (Four Million Pounds) @ 1st April 2021 (AVD) for the RCG 2023 Publication. | Excludes cost of external works. Excludes insulation. | Measure to GIA. Height. Note of basement and size, finishes and access. | - | - | Chambers, walkways, | - | If a concrete flat roof is required, deduct £25/m2; Gross Internal Area (GIA) in lieu of pitch roof. Cost excludes heating installations. Add £27/m2 for insulation for internal wall and roof areas | Photo 1 - Typical metal clad shed with pumps. Photo 2 - Two small metal clad units in compound. | - | 10295 |  | M2 | - | NA | NA | NA | 357.5051 | Option 1 | 443.2363 | 23.98% | 625.9426 | 449.4118 | 25.71% | 1.393% | 449.4118 | 25.71% | Indexed | NA | VOA_GPN_GOV_UK\7246041 | 2019-08-30 | Low | - | Medium | Risk taken from previous CG | - | - | NA | SPONS A&B | NA | (BEAMS Note 2) The ERC for this item should be added to all other rateable items on the hereditament (except land). Therefore the total of the ERC of the other Building Items and the P&M ERC (where applicable) to enable the correct contract size adjustment to be made. ERC of Building Component + ERC of P&M = Total ERC to which contract size adjustment should be applied. The appropriate % adjustment should be made in accordance with the scale for contract size adjustment specified under section 6 of the RCG 2021 Guidance notes. The currency ERC rates are set at £4m (Four Million Pounds) @ 1st April 2019 (AVD) for the RCG 2021 Publication. | Photo 1 - Typical metal clad shed with pumps. Photo 2 - Two small metal clad units in compound. | - | 2 | TRUE
4680 | 63MPZP | 4030 | 63MPZP | Pump houses | Metal clad | Pitched roof | 51.0m² - 100m² | 4.0m ht | The building is assumed to be single storey of traditional form of construction, brick cladding and varying heights. An average size is adopted based on the size ranges given with an assumed rectangular floor plate. All buildings are assumed to have a pitched roof profile with lighting and power only allowed as ME services. | Location Adjustment Applicable (See Guidance Notes) - ERC = UK mean of 1.00 | (BEAMS Note 2) The ERC for this item should be added to all other rateable items on the hereditament (except land). Therefore the total of the ERC of the other Building Items and the P&M ERC (where applicable) to enable the correct contract size adjustment to be made. ERC of Building Component + ERC of P&M = Total ERC to which contract size adjustment should be applied. The appropriate % adjustment should be made in accordance with the scale for contract size adjustment specified under section 6 of the RCG 2023 Guidance notes. The currency ERC rates are set at £4m (Four Million Pounds) @ 1st April 2021 (AVD) for the RCG 2023 Publication. | Excludes cost of external works. Excludes insulation. | Measure to GIA. Height. Note of basement and size, finishes and access. | - | - | Chambers, walkways, | - | If a concrete flat roof is required, deduct £25/m2; Gross Internal Area (GIA) in lieu of pitch roof. Cost excludes heating installations. Add £27/m2 for insulation for internal wall and roof areas | Photo 1 - Typical metal clad shed with pumps. Photo 2 - Two small metal clad units in compound. | - | 10295 |  | M2 | - | NA | NA | NA | 369.0375 | Option 1 | 457.5342 | 23.98% | 652.5099 | 468.4865 | 26.95% | 2.394% | 468.4865 | 26.95% | Indexed | NA | VOA_GPN_GOV_UK\7246041 | 2019-08-30 | Low | - | Medium | Risk taken from previous CG | - | - | NA | SPONS A&B | NA | (BEAMS Note 2) The ERC for this item should be added to all other rateable items on the hereditament (except land). Therefore the total of the ERC of the other Building Items and the P&M ERC (where applicable) to enable the correct contract size adjustment to be made. ERC of Building Component + ERC of P&M = Total ERC to which contract size adjustment should be applied. The appropriate % adjustment should be made in accordance with the scale for contract size adjustment specified under section 6 of the RCG 2021 Guidance notes. The currency ERC rates are set at £4m (Four Million Pounds) @ 1st April 2019 (AVD) for the RCG 2021 Publication. | Photo 1 - Typical metal clad shed with pumps. Photo 2 - Two small metal clad units in compound. | - | 2 | TRUE
4681 | 63MPZQ | 4031 | 63MPZQ | Pump houses | Metal clad | Pitched roof | 51.0m² - 100m² | 4.5m ht | The building is assumed to be single storey of traditional form of construction, brick cladding and varying heights. An average size is adopted based on the size ranges given with an assumed rectangular floor plate. All buildings are assumed to have a pitched roof profile with lighting and power only allowed as ME services. | Location Adjustment Applicable (See Guidance Notes) - ERC = UK mean of 1.00 | (BEAMS Note 2) The ERC for this item should be added to all other rateable items on the hereditament (except land). Therefore the total of the ERC of the other Building Items and the P&M ERC (where applicable) to enable the correct contract size adjustment to be made. ERC of Building Component + ERC of P&M = Total ERC to which contract size adjustment should be applied. The appropriate % adjustment should be made in accordance with the scale for contract size adjustment specified under section 6 of the RCG 2023 Guidance notes. The currency ERC rates are set at £4m (Four Million Pounds) @ 1st April 2021 (AVD) for the RCG 2023 Publication. | Excludes cost of external works. Excludes insulation. | Measure to GIA. Height. Note of basement and size, finishes and access. | - | - | Chambers, walkways, | - | If a concrete flat roof is required, deduct £25/m2; Gross Internal Area (GIA) in lieu of pitch roof. Cost excludes heating installations. Add £27/m2 for insulation for internal wall and roof areas | Photo 1 - Typical metal clad shed with pumps. Photo 2 - Two small metal clad units in compound. | - | 10295 |  | M2 | - | NA | NA | NA | 380.5699 | Option 1 | 471.8322 | 23.98% | 679.0773 | 487.5612 | 28.11% | 3.334% | 487.5612 | 28.11% | Indexed | NA | VOA_GPN_GOV_UK\7246041 | 2019-08-30 | Low | - | Medium | Risk taken from previous CG | - | - | NA | SPONS A&B | NA | (BEAMS Note 2) The ERC for this item should be added to all other rateable items on the hereditament (except land). Therefore the total of the ERC of the other Building Items and the P&M ERC (where applicable) to enable the correct contract size adjustment to be made. ERC of Building Component + ERC of P&M = Total ERC to which contract size adjustment should be applied. The appropriate % adjustment should be made in accordance with the scale for contract size adjustment specified under section 6 of the RCG 2021 Guidance notes. The currency ERC rates are set at £4m (Four Million Pounds) @ 1st April 2019 (AVD) for the RCG 2021 Publication. | Photo 1 - Typical metal clad shed with pumps. Photo 2 - Two small metal clad units in compound. | - | 2 | TRUE
4682 | 63MPZR | 4032 | 63MPZR | Pump houses | Metal clad | Pitched roof | 11.0m² - 25m² | 2.5m ht | The building is assumed to be single storey of traditional form of construction, brick cladding and varying heights. An average size is adopted based on the size ranges given with an assumed rectangular floor plate. All buildings are assumed to have a pitched roof profile with lighting and power only allowed as ME services. | Location Adjustment Applicable (See Guidance Notes) - ERC = UK mean of 1.00 | (BEAMS Note 2) The ERC for this item should be added to all other rateable items on the hereditament (except land). Therefore the total of the ERC of the other Building Items and the P&M ERC (where applicable) to enable the correct contract size adjustment to be made. ERC of Building Component + ERC of P&M = Total ERC to which contract size adjustment should be applied. The appropriate % adjustment should be made in accordance with the scale for contract size adjustment specified under section 6 of the RCG 2023 Guidance notes. The currency ERC rates are set at £4m (Four Million Pounds) @ 1st April 2021 (AVD) for the RCG 2023 Publication. | Excludes cost of external works. Excludes insulation. | Measure to GIA. Height. Note of basement and size, finishes and access. | - | - | Chambers, walkways, | - | If a concrete flat roof is required, deduct £25/m2; Gross Internal Area (GIA) in lieu of pitch roof. Cost excludes heating installations. Add £27/m2 for insulation for internal wall and roof areas | Photo 1 - Typical metal clad shed with pumps. Photo 2 - Two small metal clad units in compound. | - | 10295 |  | M2 | - | NA | NA | NA | 443.6138 | Option 1 | 549.9943 | 23.98% | 720.4733 | 517.2826 | 16.61% | -5.948% | 517.2826 | 16.61% | Indexed | NA | VOA_GPN_GOV_UK\7246041 | 2019-08-30 | Low | - | Medium | Risk taken from previous CG | - | - | NA | SPONS A&B | NA | (BEAMS Note 2) The ERC for this item should be added to all other rateable items on the hereditament (except land). Therefore the total of the ERC of the other Building Items and the P&M ERC (where applicable) to enable the correct contract size adjustment to be made. ERC of Building Component + ERC of P&M = Total ERC to which contract size adjustment should be applied. The appropriate % adjustment should be made in accordance with the scale for contract size adjustment specified under section 6 of the RCG 2021 Guidance notes. The currency ERC rates are set at £4m (Four Million Pounds) @ 1st April 2019 (AVD) for the RCG 2021 Publication. | Photo 1 - Typical metal clad shed with pumps. Photo 2 - Two small metal clad units in compound. | - | 2 | TRUE
4683 | 63MPZS | 4033 | 63MPZS | Pump houses | Metal clad | Pitched roof | 11.0m² - 25m² | 3.0m ht | The building is assumed to be single storey of traditional form of construction, brick cladding and varying heights. An average size is adopted based on the size ranges given with an assumed rectangular floor plate. All buildings are assumed to have a pitched roof profile with lighting and power only allowed as ME services. | Location Adjustment Applicable (See Guidance Notes) - ERC = UK mean of 1.00 | (BEAMS Note 2) The ERC for this item should be added to all other rateable items on the hereditament (except land). Therefore the total of the ERC of the other Building Items and the P&M ERC (where applicable) to enable the correct contract size adjustment to be made. ERC of Building Component + ERC of P&M = Total ERC to which contract size adjustment should be applied. The appropriate % adjustment should be made in accordance with the scale for contract size adjustment specified under section 6 of the RCG 2023 Guidance notes. The currency ERC rates are set at £4m (Four Million Pounds) @ 1st April 2021 (AVD) for the RCG 2023 Publication. | Excludes cost of external works. Excludes insulation. | Measure to GIA. Height. Note of basement and size, finishes and access. | - | - | Chambers, walkways, | - | If a concrete flat roof is required, deduct £25/m2; Gross Internal Area (GIA) in lieu of pitch roof. Cost excludes heating installations. Add £27/m2 for insulation for internal wall and roof areas | Photo 1 - Typical metal clad shed with pumps. Photo 2 - Two small metal clad units in compound. | - | 10295 |  | M2 | - | NA | NA | NA | 461.2969 | Option 1 | 571.9178 | 23.98% | 774.8842 | 556.3483 | 20.61% | -2.722% | 556.3483 | 20.61% | Indexed | NA | VOA_GPN_GOV_UK\7246041 | 2019-08-30 | Low | - | Medium | Risk taken from previous CG | - | - | NA | SPONS A&B | NA | (BEAMS Note 2) The ERC for this item should be added to all other rateable items on the hereditament (except land). Therefore the total of the ERC of the other Building Items and the P&M ERC (where applicable) to enable the correct contract size adjustment to be made. ERC of Building Component + ERC of P&M = Total ERC to which contract size adjustment should be applied. The appropriate % adjustment should be made in accordance with the scale for contract size adjustment specified under section 6 of the RCG 2021 Guidance notes. The currency ERC rates are set at £4m (Four Million Pounds) @ 1st April 2019 (AVD) for the RCG 2021 Publication. | Photo 1 - Typical metal clad shed with pumps. Photo 2 - Two small metal clad units in compound. | - | 2 | TRUE
4684 | 63MPZT | 4034 | 63MPZT | Pump houses | Metal clad | Pitched roof | 11.0m² - 25m² | 3.5m ht | The building is assumed to be single storey of traditional form of construction, brick cladding and varying heights. An average size is adopted based on the size ranges given with an assumed rectangular floor plate. All buildings are assumed to have a pitched roof profile with lighting and power only allowed as ME services. | Location Adjustment Applicable (See Guidance Notes) - ERC = UK mean of 1.00 | (BEAMS Note 2) The ERC for this item should be added to all other rateable items on the hereditament (except land). Therefore the total of the ERC of the other Building Items and the P&M ERC (where applicable) to enable the correct contract size adjustment to be made. ERC of Building Component + ERC of P&M = Total ERC to which contract size adjustment should be applied. The appropriate % adjustment should be made in accordance with the scale for contract size adjustment specified under section 6 of the RCG 2023 Guidance notes. The currency ERC rates are set at £4m (Four Million Pounds) @ 1st April 2021 (AVD) for the RCG 2023 Publication. | Excludes cost of external works. Excludes insulation. | Measure to GIA. Height. Note of basement and size, finishes and access. | - | - | Chambers, walkways, | - | If a concrete flat roof is required, deduct £25/m2; Gross Internal Area (GIA) in lieu of pitch roof. Cost excludes heating installations. Add £27/m2 for insulation for internal wall and roof areas | Photo 1 - Typical metal clad shed with pumps. Photo 2 - Two small metal clad units in compound. | - | 10295 |  | M2 | - | NA | NA | NA | 478.9799 | Option 1 | 593.8413 | 23.98% | 829.295 | 595.414 | 24.31% | 0.2648% | 595.414 | 24.31% | Indexed | NA | VOA_GPN_GOV_UK\7246041 | 2019-08-30 | Low | - | Medium | Risk taken from previous CG | - | - | NA | SPONS A&B | NA | (BEAMS Note 2) The ERC for this item should be added to all other rateable items on the hereditament (except land). Therefore the total of the ERC of the other Building Items and the P&M ERC (where applicable) to enable the correct contract size adjustment to be made. ERC of Building Component + ERC of P&M = Total ERC to which contract size adjustment should be applied. The appropriate % adjustment should be made in accordance with the scale for contract size adjustment specified under section 6 of the RCG 2021 Guidance notes. The currency ERC rates are set at £4m (Four Million Pounds) @ 1st April 2019 (AVD) for the RCG 2021 Publication. | Photo 1 - Typical metal clad shed with pumps. Photo 2 - Two small metal clad units in compound. | - | 2 | TRUE
4685 | 63MPZU | 4035 | 63MPZU | Pump houses | Metal clad | Pitched roof | 11.0m² - 25m² | 4.0m ht | The building is assumed to be single storey of traditional form of construction, brick cladding and varying heights. An average size is adopted based on the size ranges given with an assumed rectangular floor plate. All buildings are assumed to have a pitched roof profile with lighting and power only allowed as ME services. | Location Adjustment Applicable (See Guidance Notes) - ERC = UK mean of 1.00 | (BEAMS Note 2) The ERC for this item should be added to all other rateable items on the hereditament (except land). Therefore the total of the ERC of the other Building Items and the P&M ERC (where applicable) to enable the correct contract size adjustment to be made. ERC of Building Component + ERC of P&M = Total ERC to which contract size adjustment should be applied. The appropriate % adjustment should be made in accordance with the scale for contract size adjustment specified under section 6 of the RCG 2023 Guidance notes. The currency ERC rates are set at £4m (Four Million Pounds) @ 1st April 2021 (AVD) for the RCG 2023 Publication. | Excludes cost of external works. Excludes insulation. | Measure to GIA. Height. Note of basement and size, finishes and access. | - | - | Chambers, walkways, | - | If a concrete flat roof is required, deduct £25/m2; Gross Internal Area (GIA) in lieu of pitch roof. Cost excludes heating installations. Add £27/m2 for insulation for internal wall and roof areas | Photo 1 - Typical metal clad shed with pumps. Photo 2 - Two small metal clad units in compound. | - | 10295 |  | M2 | - | NA | NA | NA | 502.8136 | Option 1 | 623.3904 | 23.98% | 883.7058 | 634.4797 | 26.19% | 1.779% | 634.4797 | 26.19% | Indexed | NA | VOA_GPN_GOV_UK\7246041 | 2019-08-30 | Low | - | Medium | Risk taken from previous CG | - | - | NA | SPONS A&B | NA | (BEAMS Note 2) The ERC for this item should be added to all other rateable items on the hereditament (except land). Therefore the total of the ERC of the other Building Items and the P&M ERC (where applicable) to enable the correct contract size adjustment to be made. ERC of Building Component + ERC of P&M = Total ERC to which contract size adjustment should be applied. The appropriate % adjustment should be made in accordance with the scale for contract size adjustment specified under section 6 of the RCG 2021 Guidance notes. The currency ERC rates are set at £4m (Four Million Pounds) @ 1st April 2019 (AVD) for the RCG 2021 Publication. | Photo 1 - Typical metal clad shed with pumps. Photo 2 - Two small metal clad units in compound. | - | 2 | TRUE
4686 | 63MPZW | 4036 | 63MPZW | Pump houses | Metal clad | Pitched roof | 11.0m² - 25m² | 4.5m ht | The building is assumed to be single storey of traditional form of construction, brick cladding and varying heights. An average size is adopted based on the size ranges given with an assumed rectangular floor plate. All buildings are assumed to have a pitched roof profile with lighting and power only allowed as ME services. | Location Adjustment Applicable (See Guidance Notes) - ERC = UK mean of 1.00 | (BEAMS Note 2) The ERC for this item should be added to all other rateable items on the hereditament (except land). Therefore the total of the ERC of the other Building Items and the P&M ERC (where applicable) to enable the correct contract size adjustment to be made. ERC of Building Component + ERC of P&M = Total ERC to which contract size adjustment should be applied. The appropriate % adjustment should be made in accordance with the scale for contract size adjustment specified under section 6 of the RCG 2023 Guidance notes. The currency ERC rates are set at £4m (Four Million Pounds) @ 1st April 2021 (AVD) for the RCG 2023 Publication. | Excludes cost of external works. Excludes insulation. | Measure to GIA. Height. Note of basement and size, finishes and access. | - | - | Chambers, walkways, | - | If a concrete flat roof is required, deduct £25/m2; Gross Internal Area (GIA) in lieu of pitch roof. Cost excludes heating installations. Add £27/m2 for insulation for internal wall and roof areas | Photo 1 - Typical metal clad shed with pumps. Photo 2 - Two small metal clad units in compound. | - | 10295 |  | M2 | - | NA | NA | NA | 507.4266 | Option 1 | 629.1095 | 23.98% | 938.1167 | 673.5453 | 32.74% | 7.063% | 673.5453 | 32.74% | Indexed | NA | VOA_GPN_GOV_UK\7246041 | 2019-08-30 | Low | - | Medium | Risk taken from previous CG | - | - | NA | SPONS A&B | NA | (BEAMS Note 2) The ERC for this item should be added to all other rateable items on the hereditament (except land). Therefore the total of the ERC of the other Building Items and the P&M ERC (where applicable) to enable the correct contract size adjustment to be made. ERC of Building Component + ERC of P&M = Total ERC to which contract size adjustment should be applied. The appropriate % adjustment should be made in accordance with the scale for contract size adjustment specified under section 6 of the RCG 2021 Guidance notes. The currency ERC rates are set at £4m (Four Million Pounds) @ 1st April 2019 (AVD) for the RCG 2021 Publication. | Photo 1 - Typical metal clad shed with pumps. Photo 2 - Two small metal clad units in compound. | - | 2 | TRUE
4688 | 219B01 | 7204 | 219B01 | Railways | Ballast track support | Best quality - Granite - 25mm | 2m wide x 1m depth - 2 x 300mm upstand | Per 18.288m - standard track length | Best quality crushed granite as track ballast, machine laid and tamped | Considered Not Applicable at time of Publication | (BEAMS Note 2) The ERC for this item should be added to all other rateable items on the hereditament (except land). Therefore the total of the ERC of the other Building Items and the P&M ERC (where applicable) to enable the correct contract size adjustment to be made. ERC of Building Component + ERC of P&M = Total ERC to which contract size adjustment should be applied. The appropriate % adjustment should be made in accordance with the scale for contract size adjustment specified under section 6 of the RCG 2023 Guidance notes. The currency ERC rates are set at £4m (Four Million Pounds) @ 1st April 2021 (AVD) for the RCG 2023 Publication. | All the prices given in the Railways Section of the Cost Guide are for Green Zone working. The descriptions given here are to supersede the descriptions in the 2010 cost guide. | surface area covered = m2 | - | - | - | - | - | Photo 1 - Stone ballast | - | 20230 |  | M2 | - | NA | NA | NA | 57.3367 | Option 2 | 75.2154 | 31.18% | 0 | 0 | -100% | -100% | 75.2154 | 31.18% | Indexed | NA | VOA_GPN_GOV_UK\7246041 | 2019-08-30 | Low | - | Medium | Risk taken from previous CG | - | - | NA | SPONS Civils | NA | (BEAMS Note 2) The ERC for this item should be added to all other rateable items on the hereditament (except land). Therefore the total of the ERC of the other Building Items and the P&M ERC (where applicable) to enable the correct contract size adjustment to be made. ERC of Building Component + ERC of P&M = Total ERC to which contract size adjustment should be applied. The appropriate % adjustment should be made in accordance with the scale for contract size adjustment specified under section 6 of the RCG 2021 Guidance notes. The currency ERC rates are set at £4m (Four Million Pounds) @ 1st April 2019 (AVD) for the RCG 2021 Publication. | Photo 1 - Stone ballast | - | 2 | TRUE
4687 | 219B02 | 3887 | 219B02 | Railways | Ballast track support | Imported crushed granite for use as track ballast | - | - | The rate above includes for the supply and laying of ballast by ballast train, grading and packing by hand | Considered Not Applicable at time of Publication | (BEAMS Note 2) The ERC for this item should be added to all other rateable items on the hereditament (except land). Therefore the total of the ERC of the other Building Items and the P&M ERC (where applicable) to enable the correct contract size adjustment to be made. ERC of Building Component + ERC of P&M = Total ERC to which contract size adjustment should be applied. The appropriate % adjustment should be made in accordance with the scale for contract size adjustment specified under section 6 of the RCG 2023 Guidance notes. The currency ERC rates are set at £4m (Four Million Pounds) @ 1st April 2021 (AVD) for the RCG 2023 Publication. | All the prices given in the Railways section of the Cost Guide are for “Green Zone “working. The rates are based on Spons Civils 2015 page 319. | surface area covered x depth = m3 | - | - | - | - | - | Photo 1 - Stone ballast | - | 20230 |  | M3 | - | NA | NA | NA | 47.6336 | Option 2 | 62.4866 | 31.18% | 101.6505 | 70.7506 | 48.53% | 13.23% | 70.7506 | 48.53% | Indexed | NA | VOA_GPN_GOV_UK\7246041 | 2019-08-30 | Low | - | Medium | Risk taken from previous CG | - | - | NA | SPONS Civils | NA | (BEAMS Note 2) The ERC for this item should be added to all other rateable items on the hereditament (except land). Therefore the total of the ERC of the other Building Items and the P&M ERC (where applicable) to enable the correct contract size adjustment to be made. ERC of Building Component + ERC of P&M = Total ERC to which contract size adjustment should be applied. The appropriate % adjustment should be made in accordance with the scale for contract size adjustment specified under section 6 of the RCG 2021 Guidance notes. The currency ERC rates are set at £4m (Four Million Pounds) @ 1st April 2019 (AVD) for the RCG 2021 Publication. | Photo 1 - Stone ballast | - | 2 | TRUE
4689 | 219B03 | 3803 | 219B03 | Railways | Ballast track support | Mixed minerals - clinker | General surface | Per 18.288m - standard track length | Imported granular material for general usage as a sub base | Considered Not Applicable at time of Publication | (BEAMS Note 2) The ERC for this item should be added to all other rateable items on the hereditament (except land). Therefore the total of the ERC of the other Building Items and the P&M ERC (where applicable) to enable the correct contract size adjustment to be made. ERC of Building Component + ERC of P&M = Total ERC to which contract size adjustment should be applied. The appropriate % adjustment should be made in accordance with the scale for contract size adjustment specified under section 6 of the RCG 2023 Guidance notes. The currency ERC rates are set at £4m (Four Million Pounds) @ 1st April 2021 (AVD) for the RCG 2023 Publication. | All the prices given in the Railways Section of the Cost Guide are for Green Zone working. The descriptions given here are to supersede the descriptions in the 2010 cost guide. | surface area covered = m2 | - | - | - | - | - | Photo 1 - Stone ballast | - | 20230 |  | M2 | - | NA | NA | NA | 22.9347 | Option 2 | 30.0861 | 31.18% | 0 | 0 | -100% | -100% | 30.0861 | 31.18% | Indexed | NA | VOA_GPN_GOV_UK\7246041 | 2019-08-30 | Low | - | Medium | Risk taken from previous CG | - | - | NA | SPONS Civils | NA | (BEAMS Note 2) The ERC for this item should be added to all other rateable items on the hereditament (except land). Therefore the total of the ERC of the other Building Items and the P&M ERC (where applicable) to enable the correct contract size adjustment to be made. ERC of Building Component + ERC of P&M = Total ERC to which contract size adjustment should be applied. The appropriate % adjustment should be made in accordance with the scale for contract size adjustment specified under section 6 of the RCG 2021 Guidance notes. The currency ERC rates are set at £4m (Four Million Pounds) @ 1st April 2019 (AVD) for the RCG 2021 Publication. | Photo 1 - Stone ballast | - | 2 | TRUE
| 219P01 |  | 219P01 | Railways | Bridges | Brick Bridge 2 tracks wide | crossing road - river | single span - all cost inclusive | - | Considered Not Applicable at time of Publication | (BEAMS Note 2) The ERC for this item should be added to all other rateable items on the hereditament (except land). Therefore the total of the ERC of the other Building Items and the P&M ERC (where applicable) to enable the correct contract size adjustment to be made. ERC of Building Component + ERC of P&M = Total ERC to which contract size adjustment should be applied. The appropriate % adjustment should be made in accordance with the scale for contract size adjustment specified under section 6 of the RCG 2023 Guidance notes. The currency ERC rates are set at £4m (Four Million Pounds) @ 1st April 2021 (AVD) for the RCG 2023 Publication. | - | - | - | - | - | - | - | - | - | - |  | each | - | NA | NA | NA | 220525.8303 | Option 2 | 289289.8467 | 31.18% |  | 0 | -100% | -100% | 289289.8467 | 31.18% | Indexed | NA |  | 2021-09-30 |  |  |  | Indexed from NI RCG2020 | - | - | NA | SPONS Civils | NA |  |  |  |  | TRUE
4690 | 219P02 | 8571 | 219P02 | Railways | Bridges | Precast concrete bridge 2 tracks wide | Crossing road – river; single span all cost inclusive; supported on reinforced concrete bridge piers, including rubber bridge bearings, segregated access walkway to one side of bridge deck, pigeon netting to underside. Bridge installed over 48hr weekend possession. Item cost also allows for waterproof bridge deck membrane, rerailing and ballast work to the new bridge deck | - | - | Location Adjustment Applicable (See Guidance Notes) - ERC = UK mean of 1.00 | (BEAMS Note 2) The ERC for this item should be added to all other rateable items on the hereditament (except land). Therefore the total of the ERC of the other Building Items and the P&M ERC (where applicable) to enable the correct contract size adjustment to be made. ERC of Building Component + ERC of P&M = Total ERC to which contract size adjustment should be applied. The appropriate % adjustment should be made in accordance with the scale for contract size adjustment specified under section 6 of the RCG 2023 Guidance notes. The currency ERC rates are set at £4m (Four Million Pounds) @ 1st April 2021 (AVD) for the RCG 2023 Publication. | - | - | - | - | Handrails, tracks | - | - | Photo 1 - Typical bridge - concrete | - | 20231 |  | Each | - | NA | NA | NA | 176420.6642 | Option 2 | 231431.8774 | 31.18% | 1980203.5725 | 1378258.3296 | 681.2% | 495.5% | 1378258.3296 | 681.2% | Indexed | NA | VOA_GPN_GOV_UK\7246041 | 2019-08-30 | Low | - | Medium | Risk taken from previous CG | - | - | NA | SPONS Civils | NA | (BEAMS Note 2) The ERC for this item should be added to all other rateable items on the hereditament (except land). Therefore the total of the ERC of the other Building Items and the P&M ERC (where applicable) to enable the correct contract size adjustment to be made. ERC of Building Component + ERC of P&M = Total ERC to which contract size adjustment should be applied. The appropriate % adjustment should be made in accordance with the scale for contract size adjustment specified under section 6 of the RCG 2021 Guidance notes. The currency ERC rates are set at £4m (Four Million Pounds) @ 1st April 2019 (AVD) for the RCG 2021 Publication. | Photo 1 - Typical bridge - concrete | - | 2 | TRUE
4691 | 219P03 | 3721 | 219P03 | Railways | Bridges | Steel Bridge 2 tracks wide | Crossing road - river | Single span - all cost inclusive | Steel built bridge | Location Adjustment Applicable (See Guidance Notes) - ERC = UK mean of 1.00 | (BEAMS Note 2) The ERC for this item should be added to all other rateable items on the hereditament (except land). Therefore the total of the ERC of the other Building Items and the P&M ERC (where applicable) to enable the correct contract size adjustment to be made. ERC of Building Component + ERC of P&M = Total ERC to which contract size adjustment should be applied. The appropriate % adjustment should be made in accordance with the scale for contract size adjustment specified under section 6 of the RCG 2023 Guidance notes. The currency ERC rates are set at £4m (Four Million Pounds) @ 1st April 2021 (AVD) for the RCG 2023 Publication. | Cost based on single span of 10 m. For more complex structure or wider spans please contact Building Surveyor specialist. Costs include rebutments | - | - | - | Handrails, tracks | - | - | Photo 1 - Typical bridge - concrete | - | 20231 |  | Each | - | NA | NA | NA | 264630.9963 | Option 2 | 347147.8161 | 31.18% | 0 | 0 | -100% | -100% | 347147.8161 | 31.18% | Indexed | NA | VOA_GPN_GOV_UK\7246041 | 2019-08-30 | Low | - | Medium | Risk taken from previous CG | - | - | NA | SPONS Civils | NA | (BEAMS Note 2) The ERC for this item should be added to all other rateable items on the hereditament (except land). Therefore the total of the ERC of the other Building Items and the P&M ERC (where applicable) to enable the correct contract size adjustment to be made. ERC of Building Component + ERC of P&M = Total ERC to which contract size adjustment should be applied. The appropriate % adjustment should be made in accordance with the scale for contract size adjustment specified under section 6 of the RCG 2021 Guidance notes. The currency ERC rates are set at £4m (Four Million Pounds) @ 1st April 2019 (AVD) for the RCG 2021 Publication. | Photo 1 - Typical bridge - concrete | - | 2 | TRUE
4692 | 219C15 | 7229 | 219C15 | Railways | Buffers | Buffer stops; double raker; steel rail and timber; 2.5 tonnes approximate weight; cost includes for all excavation, construction of buffer and material parts. These costs are for a basic buffer stop at the end of the line in sidings etc. There are no mechanical or electrical parts. | - | - | - | Considered Not Applicable at time of Publication | (BEAMS Note 1) The ERC for this item should be added to the total of the ERC of the other P&M items on the site and the Buildings ERC (where applicable) to enable the correct contract size adjustment to be made. ERC of P&M Items + ERC of Building Component’s = Total ERC (net figure rateable items only) to which contract size adjustment should be applied The 2023 Generic Contractors Test Spreadsheet has this facility built into the programme - it is recommended you undertake all contractors test valuations using this spreadsheet. (Details on the application of contract size adjustments can be found in the RCG 2023 Guidance notes). Where RV is calculated using the comparative method (rental method) the contract size adjustment should be made as follows: Select - SCAT code box ""P and M as an addition” within the 2023 Generic Contractors Test Spreadsheet facility. Or Where the spreadsheet is not used take the: Reciprocal of statutory de-capitalisation rate (i.e. 5% reciprocal = 20) multiply by rateable value of the buildings (before any overall end allowances are made and after making a notional deduction for the land value) and add to the ERC of P&M. Use resultant figure to calculate contract size adjustment. (Guidance Notes - Section 6) | All the prices given in the Railways section of the Cost Guide are for “Green Zone “ working The rates are based on Spons Civils 2015. | - | Class 3 (a) Associated fixed accessories and equipment Wood II 8.6 (iii) Buffers,..... Ballast and sub ballast are assumed to be rateable as part of the land on which tracks are laid and the cost thereof should be included within the improved land value | - | Track | It is assumed that the item forms part of an average size industrial, commercial or office complex. Where it would be normal to find more than one item in such a hereditament the ERC stated has been adjusted to reflect any number / quantity, discount. These figures are NOT one off figures. | - | Photo 1 - Buffers Works Frictional. Photo 2 - Buffers Fixed goods sidings. Photo 3 - Buffers Fixed sleeper | Photo 1 - Fixed to the track and basic in design. Heavy impact could derail wagons and are used as end of line barriers. Photo 2 - Fixed to track, horizontal is a steel girder Photo 3 - Fixed to track, basic design, works wagon track, old railway sleeper acts as barrier. | 20232 |  | Each | one | NA | NA | NA | 1411.3653 | Option 2 | 1851.455 | 31.18% | 30097.7742 | 20948.6078 | 1384% | 1031% | 20948.6078 | 1384% | Indexed | NA | VOA_GPN_GOV_UK\7246041 | 2019-08-30 | Low | - | Medium | Risk taken from previous CG | - | - | NA | SPONS Civils | NA | (BEAMS Note 1) The ERC for this item should be added to the total of the ERC of the other P&M items on the site and the Buildings ERC (where applicable) to enable the correct contract size adjustment to be made. ERC of P&M Items + ERC of Building Component’s = Total ERC (net figure rateable items only) to which contract size adjustment should be applied The 2021 Generic Contractors Test Spreadsheet has this facility built into the programme - it is recommended you undertake all contractors test valuations using this spreadsheet. (Details on the application of contract size adjustments can be found in the RCG 2021 Guidance notes). Where RV is calculated using the comparative method (rental method) the contract size adjustment should be made as follows: Select - SCAT code box "P and M as an addition” within the 2021 Generic Contractors Test Spreadsheet facility. Or Where the spreadsheet is not used take the: Reciprocal of statutory de-capitalisation rate (i.e. 5% reciprocal = 20) multiply by rateable value of the buildings (before any overall end allowances are made and after making a notional deduction for the land value) and add to the ERC of P&M. Use resultant figure to calculate contract size adjustment. (Guidance Notes - Section 6) | Photo 1 - Buffers Works Frictional. Photo 2 - Buffers Fixed goods sidings. Photo 3 - Buffers Fixed sleeper | Photo 1 - Fixed to the track and basic in design. Heavy impact could derail wagons and are used as end of line barriers. Photo 2 - Fixed to track, horizontal is a steel girder Photo 3 - Fixed to track, basic design, works wagon track, old railway sleeper acts as barrier. | 1 | TRUE
4693 | 219C14 | 7227 | 219C14 | Railways | Buffers | Buffer stops; single raker; steel rail and timber; 2.0 tonnes approximate weight; cost includes for all excavation, construction of buffer and material parts. These costs are for a basic buffer stop at the end of the line in sidings etc. There are no mechanical or electrical parts. | - | - | - | Considered Not Applicable at time of Publication | (BEAMS Note 1) The ERC for this item should be added to the total of the ERC of the other P&M items on the site and the Buildings ERC (where applicable) to enable the correct contract size adjustment to be made. ERC of P&M Items + ERC of Building Component’s = Total ERC (net figure rateable items only) to which contract size adjustment should be applied The 2023 Generic Contractors Test Spreadsheet has this facility built into the programme - it is recommended you undertake all contractors test valuations using this spreadsheet. (Details on the application of contract size adjustments can be found in the RCG 2023 Guidance notes). Where RV is calculated using the comparative method (rental method) the contract size adjustment should be made as follows: Select - SCAT code box ""P and M as an addition” within the 2023 Generic Contractors Test Spreadsheet facility. Or Where the spreadsheet is not used take the: Reciprocal of statutory de-capitalisation rate (i.e. 5% reciprocal = 20) multiply by rateable value of the buildings (before any overall end allowances are made and after making a notional deduction for the land value) and add to the ERC of P&M. Use resultant figure to calculate contract size adjustment. (Guidance Notes - Section 6) | All the prices given in the Railways section of the Cost Guide are for “Green Zone “ working The rates are based on Spons Civils 2015. | - | Class 3 (a) Associated fixed accessories and equipment Wood II 8.6 (iii) Buffers,..... Ballast and sub ballast are assumed to be rateable as part of the land on which tracks are laid and the cost thereof should be included within the improved land value | - | Track | It is assumed that the item forms part of an average size industrial, commercial or office complex. Where it would be normal to find more than one item in such a hereditament the ERC stated has been adjusted to reflect any number / quantity, discount. These figures are NOT one off figures. | - | Photo 1 - Buffers Works Frictional. Photo 2 - Buffers Fixed goods sidings. Photo 3 - Buffers Fixed sleeper | Photo 1 - Fixed to the track and basic in design. Heavy impact could derail wagons and are used as end of line barriers. Photo 2 - Fixed to track, horizontal is a steel girder Photo 3 - Fixed to track, basic design, works wagon track, old railway sleeper acts as barrier. | 20232 |  | Each | one | NA | NA | NA | 7409.6679 | Option 2 | 9720.1389 | 31.18% | 27600.0774 | 19210.1646 | 159.3% | 97.63% | 19210.1646 | 159.3% | Indexed | NA | VOA_GPN_GOV_UK\7246041 | 2019-08-30 | Low | - | Medium | Risk taken from previous CG | - | - | NA | SPONS Civils | NA | (BEAMS Note 1) The ERC for this item should be added to the total of the ERC of the other P&M items on the site and the Buildings ERC (where applicable) to enable the correct contract size adjustment to be made. ERC of P&M Items + ERC of Building Component’s = Total ERC (net figure rateable items only) to which contract size adjustment should be applied The 2021 Generic Contractors Test Spreadsheet has this facility built into the programme - it is recommended you undertake all contractors test valuations using this spreadsheet. (Details on the application of contract size adjustments can be found in the RCG 2021 Guidance notes). Where RV is calculated using the comparative method (rental method) the contract size adjustment should be made as follows: Select - SCAT code box "P and M as an addition” within the 2021 Generic Contractors Test Spreadsheet facility. Or Where the spreadsheet is not used take the: Reciprocal of statutory de-capitalisation rate (i.e. 5% reciprocal = 20) multiply by rateable value of the buildings (before any overall end allowances are made and after making a notional deduction for the land value) and add to the ERC of P&M. Use resultant figure to calculate contract size adjustment. (Guidance Notes - Section 6) | Photo 1 - Buffers Works Frictional. Photo 2 - Buffers Fixed goods sidings. Photo 3 - Buffers Fixed sleeper | Photo 1 - Fixed to the track and basic in design. Heavy impact could derail wagons and are used as end of line barriers. Photo 2 - Fixed to track, horizontal is a steel girder Photo 3 - Fixed to track, basic design, works wagon track, old railway sleeper acts as barrier. | 1 | TRUE
4694 | 219C17 | 7230 | 219C17 | Railways | Buffers | Sliding friction and hydraulic heads - best quality | Inside works fence - standard gauge | Eurostar type facilities | Railways * Buffers * Sliding friction and hydraulic heads - best quality * Green zone working * Eurostar type facilities * 219C17 | Considered Not Applicable at time of Publication | (BEAMS Note 1) The ERC for this item should be added to the total of the ERC of the other P&M items on the site and the Buildings ERC (where applicable) to enable the correct contract size adjustment to be made. ERC of P&M Items + ERC of Building Component’s = Total ERC (net figure rateable items only) to which contract size adjustment should be applied The 2023 Generic Contractors Test Spreadsheet has this facility built into the programme - it is recommended you undertake all contractors test valuations using this spreadsheet. (Details on the application of contract size adjustments can be found in the RCG 2023 Guidance notes). Where RV is calculated using the comparative method (rental method) the contract size adjustment should be made as follows: Select - SCAT code box ""P and M as an addition” within the 2023 Generic Contractors Test Spreadsheet facility. Or Where the spreadsheet is not used take the: Reciprocal of statutory de-capitalisation rate (i.e. 5% reciprocal = 20) multiply by rateable value of the buildings (before any overall end allowances are made and after making a notional deduction for the land value) and add to the ERC of P&M. Use resultant figure to calculate contract size adjustment. (Guidance Notes - Section 6) | - | - | Class 3 (a) Associated fixed accessories and equipment Wood II 8.6 (iii) Buffers,..... Ballast and sub ballast are assumed to be rateable as part of the land on which tracks are laid and the cost thereof should be included within the improved land value | - | Track | It is assumed that the item forms part of an average size industrial, commercial or office complex. Where it would be normal to find more than one item in such a hereditament the ERC stated has been adjusted to reflect any number / quantity, discount. These figures are NOT one off figures. | - | Photo 1 - Buffers Works Frictional Photo 2 - Buffers Fixed goods sidings Photo 3 - Buffers Fixed sleeper | Photo 1 - Fixed to the track and basic in design. Heavy impact could derail wagons and are used as end of line barriers. Photo 2 - Fixed to track, horizontal is a steel girder Photo 3 - Fixed to track, basic design, works wagon track, old railway sleeper acts as barrier. | 20232 |  | Each | one | NA | NA | NA | 27389.3081 | Option 2 | 35929.799 | 31.18% | 0 | 0 | -100% | -100% | 35929.799 | 31.18% | Indexed | NA | VOA_GPN_GOV_UK\7246041 | 2019-08-30 | Low | - | Medium | Risk taken from previous CG | - | - | NA | SPONS Civils | NA | (BEAMS Note 1) The ERC for this item should be added to the total of the ERC of the other P&M items on the site and the Buildings ERC (where applicable) to enable the correct contract size adjustment to be made. ERC of P&M Items + ERC of Building Component’s = Total ERC (net figure rateable items only) to which contract size adjustment should be applied The 2021 Generic Contractors Test Spreadsheet has this facility built into the programme - it is recommended you undertake all contractors test valuations using this spreadsheet. (Details on the application of contract size adjustments can be found in the RCG 2021 Guidance notes). Where RV is calculated using the comparative method (rental method) the contract size adjustment should be made as follows: Select - SCAT code box "P and M as an addition” within the 2021 Generic Contractors Test Spreadsheet facility. Or Where the spreadsheet is not used take the: Reciprocal of statutory de-capitalisation rate (i.e. 5% reciprocal = 20) multiply by rateable value of the buildings (before any overall end allowances are made and after making a notional deduction for the land value) and add to the ERC of P&M. Use resultant figure to calculate contract size adjustment. (Guidance Notes - Section 6) | Photo 1 - Buffers Works Frictional Photo 2 - Buffers Fixed goods sidings Photo 3 - Buffers Fixed sleeper | Photo 1 - Fixed to the track and basic in design. Heavy impact could derail wagons and are used as end of line barriers. Photo 2 - Fixed to track, horizontal is a steel girder Photo 3 - Fixed to track, basic design, works wagon track, old railway sleeper acts as barrier. | 1 | TRUE
4695 | 219C11 | 7224 | 219C11 | Railways | Buffers | Sliding friction and hydraulic heads - general quality | Inside works fence - standard gauge | General locomotive facilities | Buffer stops; single raker; steel rail and timber; 2.0 tonnes precast concrete kentledge. Cost includes for all excavation, construction of buffer and all material costs. These costs are for a basic buffer stop at the end of the line in sidings etc. There are no mechanical or electrical parts. | Considered Not Applicable at time of Publication | (BEAMS Note 1) The ERC for this item should be added to the total of the ERC of the other P&M items on the site and the Buildings ERC (where applicable) to enable the correct contract size adjustment to be made. ERC of P&M Items + ERC of Building Component’s = Total ERC (net figure rateable items only) to which contract size adjustment should be applied The 2023 Generic Contractors Test Spreadsheet has this facility built into the programme - it is recommended you undertake all contractors test valuations using this spreadsheet. (Details on the application of contract size adjustments can be found in the RCG 2023 Guidance notes). Where RV is calculated using the comparative method (rental method) the contract size adjustment should be made as follows: Select - SCAT code box ""P and M as an addition” within the 2023 Generic Contractors Test Spreadsheet facility. Or Where the spreadsheet is not used take the: Reciprocal of statutory de-capitalisation rate (i.e. 5% reciprocal = 20) multiply by rateable value of the buildings (before any overall end allowances are made and after making a notional deduction for the land value) and add to the ERC of P&M. Use resultant figure to calculate contract size adjustment. (Guidance Notes - Section 6) | - | - | Class 3 (a) Associated fixed accessories and equipment Wood II 8.6 (iii) Buffers,..... Ballast and sub ballast are assumed to be rateable as part of the land on which tracks are laid and the cost thereof should be included within the improved land value | - | Track | It is assumed that the item forms part of an average size industrial, commercial or office complex. Where it would be normal to find more than one item in such a hereditament the ERC stated has been adjusted to reflect any number / quantity, discount. These figures are NOT one off figures. | - | Photo 1 - Buffers Works Frictional Photo 2 - Buffers Fixed goods sidings Photo 3 - Buffers Fixed sleeper | Photo 1 - Fixed to the track and basic in design. Heavy impact could derail wagons and are used as end of line barriers. Photo 2 - Fixed to track, horizontal is a steel girder Photo 3 - Fixed to track, basic design, works wagon track, old railway sleeper acts as barrier. | 20232 |  | Each | one | NA | NA | NA | 22758.2657 | Option 2 | 29854.7122 | 31.18% | 0 | 0 | -100% | -100% | 29854.7122 | 31.18% | Indexed | NA | VOA_GPN_GOV_UK\7246041 | 2019-08-30 | Low | - | Medium | Risk taken from previous CG | - | - | NA | SPONS Civils | NA | (BEAMS Note 1) The ERC for this item should be added to the total of the ERC of the other P&M items on the site and the Buildings ERC (where applicable) to enable the correct contract size adjustment to be made. ERC of P&M Items + ERC of Building Component’s = Total ERC (net figure rateable items only) to which contract size adjustment should be applied The 2021 Generic Contractors Test Spreadsheet has this facility built into the programme - it is recommended you undertake all contractors test valuations using this spreadsheet. (Details on the application of contract size adjustments can be found in the RCG 2021 Guidance notes). Where RV is calculated using the comparative method (rental method) the contract size adjustment should be made as follows: Select - SCAT code box "P and M as an addition” within the 2021 Generic Contractors Test Spreadsheet facility. Or Where the spreadsheet is not used take the: Reciprocal of statutory de-capitalisation rate (i.e. 5% reciprocal = 20) multiply by rateable value of the buildings (before any overall end allowances are made and after making a notional deduction for the land value) and add to the ERC of P&M. Use resultant figure to calculate contract size adjustment. (Guidance Notes - Section 6) | Photo 1 - Buffers Works Frictional Photo 2 - Buffers Fixed goods sidings Photo 3 - Buffers Fixed sleeper | Photo 1 - Fixed to the track and basic in design. Heavy impact could derail wagons and are used as end of line barriers. Photo 2 - Fixed to track, horizontal is a steel girder Photo 3 - Fixed to track, basic design, works wagon track, old railway sleeper acts as barrier. | 1 | TRUE
4696 | 219C13 | 7226 | 219C13 | Railways | Buffers | Sliding frictional - basic type | Inside works fence - standard gauge | Tram facilities | Railways * Buffers * Sliding frictional - basic type * green zone working * General works * 219C13 | Considered Not Applicable at time of Publication | (BEAMS Note 1) The ERC for this item should be added to the total of the ERC of the other P&M items on the site and the Buildings ERC (where applicable) to enable the correct contract size adjustment to be made. ERC of P&M Items + ERC of Building Component’s = Total ERC (net figure rateable items only) to which contract size adjustment should be applied The 2023 Generic Contractors Test Spreadsheet has this facility built into the programme - it is recommended you undertake all contractors test valuations using this spreadsheet. (Details on the application of contract size adjustments can be found in the RCG 2023 Guidance notes). Where RV is calculated using the comparative method (rental method) the contract size adjustment should be made as follows: Select - SCAT code box ""P and M as an addition” within the 2023 Generic Contractors Test Spreadsheet facility. Or Where the spreadsheet is not used take the: Reciprocal of statutory de-capitalisation rate (i.e. 5% reciprocal = 20) multiply by rateable value of the buildings (before any overall end allowances are made and after making a notional deduction for the land value) and add to the ERC of P&M. Use resultant figure to calculate contract size adjustment. (Guidance Notes - Section 6) | - | - | Class 3 (a) Associated fixed accessories and equipment Wood II 8.6 (iii) Buffers,..... Ballast and sub ballast are assumed to be rateable as part of the land on which tracks are laid and the cost thereof should be included within the improved land value | - | Track | It is assumed that the item forms part of an average size industrial, commercial or office complex. Where it would be normal to find more than one item in such a hereditament the ERC stated has been adjusted to reflect any number / quantity, discount. These figures are NOT one off figures. | - | Photo 1 - Buffers Works Frictional Photo 2 - Buffers Fixed goods sidings Photo 3 - Buffers Fixed sleeper | Photo 1 - Fixed to the track and basic in design. Heavy impact could derail wagons and are used as end of line barriers. Photo 2 - Fixed to track, horizontal is a steel girder Photo 3 - Fixed to track, basic design, works wagon track, old railway sleeper acts as barrier. | 20232 |  | Each | one | NA | NA | NA | 7586.0886 | Option 2 | 9951.5707 | 31.18% | 0 | 0 | -100% | -100% | 9951.5707 | 31.18% | Indexed | NA | VOA_GPN_GOV_UK\7246041 | 2019-08-30 | Low | - | Medium | Risk taken from previous CG | - | - | NA | SPONS Civils | NA | (BEAMS Note 1) The ERC for this item should be added to the total of the ERC of the other P&M items on the site and the Buildings ERC (where applicable) to enable the correct contract size adjustment to be made. ERC of P&M Items + ERC of Building Component’s = Total ERC (net figure rateable items only) to which contract size adjustment should be applied The 2021 Generic Contractors Test Spreadsheet has this facility built into the programme - it is recommended you undertake all contractors test valuations using this spreadsheet. (Details on the application of contract size adjustments can be found in the RCG 2021 Guidance notes). Where RV is calculated using the comparative method (rental method) the contract size adjustment should be made as follows: Select - SCAT code box "P and M as an addition” within the 2021 Generic Contractors Test Spreadsheet facility. Or Where the spreadsheet is not used take the: Reciprocal of statutory de-capitalisation rate (i.e. 5% reciprocal = 20) multiply by rateable value of the buildings (before any overall end allowances are made and after making a notional deduction for the land value) and add to the ERC of P&M. Use resultant figure to calculate contract size adjustment. (Guidance Notes - Section 6) | Photo 1 - Buffers Works Frictional Photo 2 - Buffers Fixed goods sidings Photo 3 - Buffers Fixed sleeper | Photo 1 - Fixed to the track and basic in design. Heavy impact could derail wagons and are used as end of line barriers. Photo 2 - Fixed to track, horizontal is a steel girder Photo 3 - Fixed to track, basic design, works wagon track, old railway sleeper acts as barrier. | 1 | TRUE
4697 | 219C12 | 7225 | 219C12 | Railways | Buffers | Sliding frictional - warning lights | Inside works fence - standard gauge | Passenger coach facilities | Buffer stops; single raker; steel rail and timber; 2.5 tonnes precast concrete kentledge. Cost includes for all excavation, construction of buffer and all material costs. These costs are for a basic buffer stop at the end of the line in sidings etc. There are no mechanical or electrical parts. | Considered Not Applicable at time of Publication | (BEAMS Note 1) The ERC for this item should be added to the total of the ERC of the other P&M items on the site and the Buildings ERC (where applicable) to enable the correct contract size adjustment to be made. ERC of P&M Items + ERC of Building Component’s = Total ERC (net figure rateable items only) to which contract size adjustment should be applied The 2023 Generic Contractors Test Spreadsheet has this facility built into the programme - it is recommended you undertake all contractors test valuations using this spreadsheet. (Details on the application of contract size adjustments can be found in the RCG 2023 Guidance notes). Where RV is calculated using the comparative method (rental method) the contract size adjustment should be made as follows: Select - SCAT code box ""P and M as an addition” within the 2023 Generic Contractors Test Spreadsheet facility. Or Where the spreadsheet is not used take the: Reciprocal of statutory de-capitalisation rate (i.e. 5% reciprocal = 20) multiply by rateable value of the buildings (before any overall end allowances are made and after making a notional deduction for the land value) and add to the ERC of P&M. Use resultant figure to calculate contract size adjustment. (Guidance Notes - Section 6) | - | - | Class 3 (a) Associated fixed accessories and equipment Wood II 8.6 (iii) Buffers,..... Ballast and sub ballast are assumed to be rateable as part of the land on which tracks are laid and the cost thereof should be included within the improved land value | - | Track | It is assumed that the item forms part of an average size industrial, commercial or office complex. Where it would be normal to find more than one item in such a hereditament the ERC stated has been adjusted to reflect any number / quantity, discount. These figures are NOT one off figures. | - | Photo 1 - Buffers Works Frictional Photo 2 - Buffers Fixed goods sidings Photo 3 - Buffers Fixed sleeper | Photo 1 - Fixed to the track and basic in design. Heavy impact could derail wagons and are used as end of line barriers. Photo 2 - Fixed to track, horizontal is a steel girder Photo 3 - Fixed to track, basic design, works wagon track, old railway sleeper acts as barrier. | 20232 |  | Each | one | NA | NA | NA | 13496.1808 | Option 2 | 17704.5386 | 31.18% | 0 | 0 | -100% | -100% | 17704.5386 | 31.18% | Indexed | NA | VOA_GPN_GOV_UK\7246041 | 2019-08-30 | Low | - | Medium | Risk taken from previous CG | - | - | NA | SPONS Civils | NA | (BEAMS Note 1) The ERC for this item should be added to the total of the ERC of the other P&M items on the site and the Buildings ERC (where applicable) to enable the correct contract size adjustment to be made. ERC of P&M Items + ERC of Building Component’s = Total ERC (net figure rateable items only) to which contract size adjustment should be applied The 2021 Generic Contractors Test Spreadsheet has this facility built into the programme - it is recommended you undertake all contractors test valuations using this spreadsheet. (Details on the application of contract size adjustments can be found in the RCG 2021 Guidance notes). Where RV is calculated using the comparative method (rental method) the contract size adjustment should be made as follows: Select - SCAT code box "P and M as an addition” within the 2021 Generic Contractors Test Spreadsheet facility. Or Where the spreadsheet is not used take the: Reciprocal of statutory de-capitalisation rate (i.e. 5% reciprocal = 20) multiply by rateable value of the buildings (before any overall end allowances are made and after making a notional deduction for the land value) and add to the ERC of P&M. Use resultant figure to calculate contract size adjustment. (Guidance Notes - Section 6) | Photo 1 - Buffers Works Frictional Photo 2 - Buffers Fixed goods sidings Photo 3 - Buffers Fixed sleeper | Photo 1 - Fixed to the track and basic in design. Heavy impact could derail wagons and are used as end of line barriers. Photo 2 - Fixed to track, horizontal is a steel girder Photo 3 - Fixed to track, basic design, works wagon track, old railway sleeper acts as barrier. | 1 | TRUE
4698 | 219D13 | 7187 | 219D13 | Railways | Catch points | Catch points and Trap points are types of turnout which act as railway safety devices. Both work by guiding railway carriages and trucks from a dangerous route onto a separate, safer track. Catch points are used to derail vehicles which are out of control on steep slopes (known as runaways). Trap points are used to protect main railway lines from unauthorised vehicles moving onto them from sidings or branch lines. | Inside works fence inc sleepers and fittings | - | - | Considered Not Applicable at time of Publication | (BEAMS Note 1) The ERC for this item should be added to the total of the ERC of the other P&M items on the site and the Buildings ERC (where applicable) to enable the correct contract size adjustment to be made. ERC of P&M Items + ERC of Building Component’s = Total ERC (net figure rateable items only) to which contract size adjustment should be applied The 2023 Generic Contractors Test Spreadsheet has this facility built into the programme - it is recommended you undertake all contractors test valuations using this spreadsheet. (Details on the application of contract size adjustments can be found in the RCG 2023 Guidance notes). Where RV is calculated using the comparative method (rental method) the contract size adjustment should be made as follows: Select - SCAT code box ""P and M as an addition” within the 2023 Generic Contractors Test Spreadsheet facility. Or Where the spreadsheet is not used take the: Reciprocal of statutory de-capitalisation rate (i.e. 5% reciprocal = 20) multiply by rateable value of the buildings (before any overall end allowances are made and after making a notional deduction for the land value) and add to the ERC of P&M. Use resultant figure to calculate contract size adjustment. (Guidance Notes - Section 6) | - | - | - | - | Rail track, buffers | It is assumed that the item forms part of an average size industrial, commercial or office complex. Where it would be normal to find more than one item in such a hereditament the ERC stated has been adjusted to reflect any number / quantity, discount. These figures are NOT one off figures. | - | Photo 1 - Catch points near maintenance platform on private facilities Note: Traffic will be slow moving at this point | - | 20233 |  | Each | - | NA | NA | NA | 16936.3838 | Option 2 | 22217.4602 | 31.18% | 33357.1892 | 23217.221 | 37.08% | 4.5% | 23217.221 | 37.08% | Indexed | NA | VOA_GPN_GOV_UK\7246041 | 2019-08-30 | Low | - | Medium | Risk taken from previous CG | - | - | NA | SPONS Civils | NA | (BEAMS Note 1) The ERC for this item should be added to the total of the ERC of the other P&M items on the site and the Buildings ERC (where applicable) to enable the correct contract size adjustment to be made. ERC of P&M Items + ERC of Building Component’s = Total ERC (net figure rateable items only) to which contract size adjustment should be applied The 2021 Generic Contractors Test Spreadsheet has this facility built into the programme - it is recommended you undertake all contractors test valuations using this spreadsheet. (Details on the application of contract size adjustments can be found in the RCG 2021 Guidance notes). Where RV is calculated using the comparative method (rental method) the contract size adjustment should be made as follows: Select - SCAT code box "P and M as an addition” within the 2021 Generic Contractors Test Spreadsheet facility. Or Where the spreadsheet is not used take the: Reciprocal of statutory de-capitalisation rate (i.e. 5% reciprocal = 20) multiply by rateable value of the buildings (before any overall end allowances are made and after making a notional deduction for the land value) and add to the ERC of P&M. Use resultant figure to calculate contract size adjustment. (Guidance Notes - Section 6) | Photo 1 - Catch points near maintenance platform on private facilities Note: Traffic will be slow moving at this point | - | 1 | TRUE
4699 | 219D14 | 7238 | 219D14 | Railways | Catch points | Fixed - poor quality - empty wagons | Inside works fence inc sleepers and fittings | Standard gauge 4ft 8½ inches | Railways * Catch points * Fixed - poor quality - empty wagons * Green zone working * 219D14 | Considered Not Applicable at time of Publication | (BEAMS Note 1) The ERC for this item should be added to the total of the ERC of the other P&M items on the site and the Buildings ERC (where applicable) to enable the correct contract size adjustment to be made. ERC of P&M Items + ERC of Building Component’s = Total ERC (net figure rateable items only) to which contract size adjustment should be applied The 2023 Generic Contractors Test Spreadsheet has this facility built into the programme - it is recommended you undertake all contractors test valuations using this spreadsheet. (Details on the application of contract size adjustments can be found in the RCG 2023 Guidance notes). Where RV is calculated using the comparative method (rental method) the contract size adjustment should be made as follows: Select - SCAT code box ""P and M as an addition” within the 2023 Generic Contractors Test Spreadsheet facility. Or Where the spreadsheet is not used take the: Reciprocal of statutory de-capitalisation rate (i.e. 5% reciprocal = 20) multiply by rateable value of the buildings (before any overall end allowances are made and after making a notional deduction for the land value) and add to the ERC of P&M. Use resultant figure to calculate contract size adjustment. (Guidance Notes - Section 6) | - | - | Class 3 (a) (iii) cross-overs, points Ballast and sub ballast are assumed to be rateable as part of the land on which tracks are laid and the cost thereof should be included within the improved land value | - | Rail track, buffers | It is assumed that the item forms part of an average size industrial, commercial or office complex. Where it would be normal to find more than one item in such a hereditament the ERC stated has been adjusted to reflect any number / quantity, discount. These figures are NOT one off figures. | - | Photo 1 - Catch points near maintenance platform on private facilities Note: Traffic will be slow moving at this point | - | 20233 |  | Each | - | NA | NA | NA | 12790.4982 | Option 2 | 16778.8111 | 31.18% | 0 | 0 | -100% | -100% | 16778.8111 | 31.18% | Indexed | NA | VOA_GPN_GOV_UK\7246041 | 2019-08-30 | Low | - | Medium | Risk taken from previous CG | - | - | NA | SPONS Civils | NA | (BEAMS Note 1) The ERC for this item should be added to the total of the ERC of the other P&M items on the site and the Buildings ERC (where applicable) to enable the correct contract size adjustment to be made. ERC of P&M Items + ERC of Building Component’s = Total ERC (net figure rateable items only) to which contract size adjustment should be applied The 2021 Generic Contractors Test Spreadsheet has this facility built into the programme - it is recommended you undertake all contractors test valuations using this spreadsheet. (Details on the application of contract size adjustments can be found in the RCG 2021 Guidance notes). Where RV is calculated using the comparative method (rental method) the contract size adjustment should be made as follows: Select - SCAT code box "P and M as an addition” within the 2021 Generic Contractors Test Spreadsheet facility. Or Where the spreadsheet is not used take the: Reciprocal of statutory de-capitalisation rate (i.e. 5% reciprocal = 20) multiply by rateable value of the buildings (before any overall end allowances are made and after making a notional deduction for the land value) and add to the ERC of P&M. Use resultant figure to calculate contract size adjustment. (Guidance Notes - Section 6) | Photo 1 - Catch points near maintenance platform on private facilities Note: Traffic will be slow moving at this point | - | 1 | TRUE
4700 | 219D11 | 7235 | 219D11 | Railways | Catch points | Powered - best quality to take main line locomotives | Inside works fence inc sleepers and fittings | Standard gauge 4ft 8½ inches | Catch points; electro mechanical; On concrete sleepers; Best quality to take high speed mainline trains; installed under green zone working | Considered Not Applicable at time of Publication | (BEAMS Note 1) The ERC for this item should be added to the total of the ERC of the other P&M items on the site and the Buildings ERC (where applicable) to enable the correct contract size adjustment to be made. ERC of P&M Items + ERC of Building Component’s = Total ERC (net figure rateable items only) to which contract size adjustment should be applied The 2023 Generic Contractors Test Spreadsheet has this facility built into the programme - it is recommended you undertake all contractors test valuations using this spreadsheet. (Details on the application of contract size adjustments can be found in the RCG 2023 Guidance notes). Where RV is calculated using the comparative method (rental method) the contract size adjustment should be made as follows: Select - SCAT code box ""P and M as an addition” within the 2023 Generic Contractors Test Spreadsheet facility. Or Where the spreadsheet is not used take the: Reciprocal of statutory de-capitalisation rate (i.e. 5% reciprocal = 20) multiply by rateable value of the buildings (before any overall end allowances are made and after making a notional deduction for the land value) and add to the ERC of P&M. Use resultant figure to calculate contract size adjustment. (Guidance Notes - Section 6) | For tramway tracks where the rail is set in concrete the BS should be consulted | - | Class 3 (a) (iii) cross-overs, points Ballast and sub ballast are assumed to be rateable as part of the land on which tracks are laid and the cost thereof should be included within the improved land value | - | Rail track, buffers | It is assumed that the item forms part of an average size industrial, commercial or office complex. Where it would be normal to find more than one item in such a hereditament the ERC stated has been adjusted to reflect any number / quantity, discount. These figures are NOT one off figures. | - | Photo 1 - Catch points near maintenance platform on private facilities Note: Traffic will be slow moving at this point | - | 20233 |  | Each | - | NA | NA | NA | 33872.7675 | Option 2 | 44434.9205 | 31.18% | 0 | 0 | -100% | -100% | 44434.9205 | 31.18% | Indexed | NA | VOA_GPN_GOV_UK\7246041 | 2019-08-30 | Low | - | Medium | Risk taken from previous CG | - | - | NA | SPONS Civils | NA | (BEAMS Note 1) The ERC for this item should be added to the total of the ERC of the other P&M items on the site and the Buildings ERC (where applicable) to enable the correct contract size adjustment to be made. ERC of P&M Items + ERC of Building Component’s = Total ERC (net figure rateable items only) to which contract size adjustment should be applied The 2021 Generic Contractors Test Spreadsheet has this facility built into the programme - it is recommended you undertake all contractors test valuations using this spreadsheet. (Details on the application of contract size adjustments can be found in the RCG 2021 Guidance notes). Where RV is calculated using the comparative method (rental method) the contract size adjustment should be made as follows: Select - SCAT code box "P and M as an addition” within the 2021 Generic Contractors Test Spreadsheet facility. Or Where the spreadsheet is not used take the: Reciprocal of statutory de-capitalisation rate (i.e. 5% reciprocal = 20) multiply by rateable value of the buildings (before any overall end allowances are made and after making a notional deduction for the land value) and add to the ERC of P&M. Use resultant figure to calculate contract size adjustment. (Guidance Notes - Section 6) | Photo 1 - Catch points near maintenance platform on private facilities Note: Traffic will be slow moving at this point | - | 1 | TRUE
4701 | 219D12 | 7236 | 219D12 | Railways | Catch points | Powered - in sidings - good quality | Inside works fence inc sleepers and fittings | Standard gauge 4ft 8½ inches | Railways * Catch points * Powered - in sidings - good quality * including sleepers and fittings * Green zone working * 219D12 | Considered Not Applicable at time of Publication | (BEAMS Note 1) The ERC for this item should be added to the total of the ERC of the other P&M items on the site and the Buildings ERC (where applicable) to enable the correct contract size adjustment to be made. ERC of P&M Items + ERC of Building Component’s = Total ERC (net figure rateable items only) to which contract size adjustment should be applied The 2023 Generic Contractors Test Spreadsheet has this facility built into the programme - it is recommended you undertake all contractors test valuations using this spreadsheet. (Details on the application of contract size adjustments can be found in the RCG 2023 Guidance notes). Where RV is calculated using the comparative method (rental method) the contract size adjustment should be made as follows: Select - SCAT code box ""P and M as an addition” within the 2023 Generic Contractors Test Spreadsheet facility. Or Where the spreadsheet is not used take the: Reciprocal of statutory de-capitalisation rate (i.e. 5% reciprocal = 20) multiply by rateable value of the buildings (before any overall end allowances are made and after making a notional deduction for the land value) and add to the ERC of P&M. Use resultant figure to calculate contract size adjustment. (Guidance Notes - Section 6) | - | - | Class 3 (a) (iii) cross-overs, points Ballast and sub ballast are assumed to be rateable as part of the land on which tracks are laid and the cost thereof should be included within the improved land value | - | Rail track, buffers | It is assumed that the item forms part of an average size industrial, commercial or office complex. Where it would be normal to find more than one item in such a hereditament the ERC stated has been adjusted to reflect any number / quantity, discount. These figures are NOT one off figures. | - | Photo 1 - Catch points near maintenance platform on private facilities Note: Traffic will be slow moving at this point | - | 20233 |  | Each | - | NA | NA | NA | 25492.786 | Option 2 | 33441.9063 | 31.18% | 0 | 0 | -100% | -100% | 33441.9063 | 31.18% | Indexed | NA | VOA_GPN_GOV_UK\7246041 | 2019-08-30 | Low | - | Medium | Risk taken from previous CG | - | - | NA | SPONS Civils | NA | (BEAMS Note 1) The ERC for this item should be added to the total of the ERC of the other P&M items on the site and the Buildings ERC (where applicable) to enable the correct contract size adjustment to be made. ERC of P&M Items + ERC of Building Component’s = Total ERC (net figure rateable items only) to which contract size adjustment should be applied The 2021 Generic Contractors Test Spreadsheet has this facility built into the programme - it is recommended you undertake all contractors test valuations using this spreadsheet. (Details on the application of contract size adjustments can be found in the RCG 2021 Guidance notes). Where RV is calculated using the comparative method (rental method) the contract size adjustment should be made as follows: Select - SCAT code box "P and M as an addition” within the 2021 Generic Contractors Test Spreadsheet facility. Or Where the spreadsheet is not used take the: Reciprocal of statutory de-capitalisation rate (i.e. 5% reciprocal = 20) multiply by rateable value of the buildings (before any overall end allowances are made and after making a notional deduction for the land value) and add to the ERC of P&M. Use resultant figure to calculate contract size adjustment. (Guidance Notes - Section 6) | Photo 1 - Catch points near maintenance platform on private facilities Note: Traffic will be slow moving at this point | - | 1 | TRUE
4702 | 219X01 | 7213 | 219X01 | Railways | Crossings – Rail level crossings | Railway level crossing across a two carriageway wide road; remotely controlled safety barriers not gates | - | - | These occur when the railway line crosses a road. It is unusual for this to occur across a public highway and the assessment is in the same occupation. There are occasions where the crossing is within a privately owned hereditament. In the latter case the gates are opened manually at the crossing but normally cameras - relays will indicate a train arrival and the gates will be operated. Train speeds on site are very low. The road width will usually be such that a single arm would be sufficient. | Considered Not Applicable at time of Publication | (BEAMS Note 1) The ERC for this item should be added to the total of the ERC of the other P&M items on the site and the Buildings ERC (where applicable) to enable the correct contract size adjustment to be made. ERC of P&M Items + ERC of Building Component’s = Total ERC (net figure rateable items only) to which contract size adjustment should be applied The 2023 Generic Contractors Test Spreadsheet has this facility built into the programme - it is recommended you undertake all contractors test valuations using this spreadsheet. (Details on the application of contract size adjustments can be found in the RCG 2023 Guidance notes). Where RV is calculated using the comparative method (rental method) the contract size adjustment should be made as follows: Select - SCAT code box ""P and M as an addition” within the 2023 Generic Contractors Test Spreadsheet facility. Or Where the spreadsheet is not used take the: Reciprocal of statutory de-capitalisation rate (i.e. 5% reciprocal = 20) multiply by rateable value of the buildings (before any overall end allowances are made and after making a notional deduction for the land value) and add to the ERC of P&M. Use resultant figure to calculate contract size adjustment. (Guidance Notes - Section 6) | All the prices given in the Railways Section of the Cost Guide are for Green Zone working. The descriptions given here are to supersede the descriptions in the 2010 cost guide. | The width of the arm and the means of operation. i.e. opened at the point of crossing or remotely via a control room. The distance between the arms (single track or double track). The number of arms (usually 2). The construction of the roadway round the rail track. (usually this is concrete or tarmac but some crossings adopt a flexible material - consult Building Surveyor) | Crossings - gates - barriers | - | track support and foundations, sleepers, settings and fittings. | It is assumed that the item forms part of an average size industrial, commercial or office complex. Where it would be normal to find more than one item in such a hereditament the ERC stated has been adjusted to reflect any number / quantity, discount. These figures are NOT one off figures. | - | - | - | 20239 |  | Each | - | NA | NA | NA | 17642.0664 | Option 2 | 23143.1877 | 31.18% | 104290.7215 | 72588.272 | 311.4% | 213.6% | 72588.272 | 311.4% | Indexed | NA | VOA_GPN_GOV_UK\7246041 | 2019-08-30 | Low | - | Medium | Risk taken from previous CG | - | - | NA | SPONS Civils | NA | (BEAMS Note 1) The ERC for this item should be added to the total of the ERC of the other P&M items on the site and the Buildings ERC (where applicable) to enable the correct contract size adjustment to be made. ERC of P&M Items + ERC of Building Component’s = Total ERC (net figure rateable items only) to which contract size adjustment should be applied The 2021 Generic Contractors Test Spreadsheet has this facility built into the programme - it is recommended you undertake all contractors test valuations using this spreadsheet. (Details on the application of contract size adjustments can be found in the RCG 2021 Guidance notes). Where RV is calculated using the comparative method (rental method) the contract size adjustment should be made as follows: Select - SCAT code box "P and M as an addition” within the 2021 Generic Contractors Test Spreadsheet facility. Or Where the spreadsheet is not used take the: Reciprocal of statutory de-capitalisation rate (i.e. 5% reciprocal = 20) multiply by rateable value of the buildings (before any overall end allowances are made and after making a notional deduction for the land value) and add to the ERC of P&M. Use resultant figure to calculate contract size adjustment. (Guidance Notes - Section 6) | - | - | 1 | TRUE
4703 | 219X02 | 7214 | 219X02 | Railways | Crossings – Rail road crossings | Railway level crossing across a one carriageway wide road; manually operated timber gates | - | - | These occur when the railway line crosses a road. It is unusual for this to occur across a public highway and the assessment is in the same occupation. There are occasions where the crossing is within a privately owned hereditament. In the latter case the gates are opened manually at the crossing but normally cameras - relays will indicate a train arrival and the gates will be operated. Train speeds on site are very low. The road width will usually be such that a single arm would be sufficient. | Considered Not Applicable at time of Publication | (BEAMS Note 1) The ERC for this item should be added to the total of the ERC of the other P&M items on the site and the Buildings ERC (where applicable) to enable the correct contract size adjustment to be made. ERC of P&M Items + ERC of Building Component’s = Total ERC (net figure rateable items only) to which contract size adjustment should be applied The 2023 Generic Contractors Test Spreadsheet has this facility built into the programme - it is recommended you undertake all contractors test valuations using this spreadsheet. (Details on the application of contract size adjustments can be found in the RCG 2023 Guidance notes). Where RV is calculated using the comparative method (rental method) the contract size adjustment should be made as follows: Select - SCAT code box ""P and M as an addition” within the 2023 Generic Contractors Test Spreadsheet facility. Or Where the spreadsheet is not used take the: Reciprocal of statutory de-capitalisation rate (i.e. 5% reciprocal = 20) multiply by rateable value of the buildings (before any overall end allowances are made and after making a notional deduction for the land value) and add to the ERC of P&M. Use resultant figure to calculate contract size adjustment. (Guidance Notes - Section 6) | All the prices given in the Railways Section of the Cost Guide are for Green Zone working. The descriptions given here are to supersede the descriptions in the 2010 cost guide. | The width of the arm and the means of operation. i.e. opened at the point of crossing or remotely via a control room. The distance between the arms (single track or double track). The number of arms (usually 2). The construction of the roadway round the rail track. (usually this is concrete or tarmac but some crossings adopt a flexible material - consult Building Surveyor) | Crossings - gates - barriers | - | track support and foundations, sleepers, settings and fittings. | It is assumed that the item forms part of an average size industrial, commercial or office complex. Where it would be normal to find more than one item in such a hereditament the ERC stated has been adjusted to reflect any number / quantity, discount. These figures are NOT one off figures. | - | - | - | 20239 |  | Each | - | NA | NA | NA | 4410.5166 | Option 2 | 5785.7969 | 31.18% | 6864.7057 | 4777.9622 | 8.331% | -17.42% | 4777.9622 | 8.331% | Indexed | NA | VOA_GPN_GOV_UK\7246041 | 2019-08-30 | Low | - | Medium | Risk taken from previous CG | - | - | NA | SPONS Civils | NA | (BEAMS Note 1) The ERC for this item should be added to the total of the ERC of the other P&M items on the site and the Buildings ERC (where applicable) to enable the correct contract size adjustment to be made. ERC of P&M Items + ERC of Building Component’s = Total ERC (net figure rateable items only) to which contract size adjustment should be applied The 2021 Generic Contractors Test Spreadsheet has this facility built into the programme - it is recommended you undertake all contractors test valuations using this spreadsheet. (Details on the application of contract size adjustments can be found in the RCG 2021 Guidance notes). Where RV is calculated using the comparative method (rental method) the contract size adjustment should be made as follows: Select - SCAT code box "P and M as an addition” within the 2021 Generic Contractors Test Spreadsheet facility. Or Where the spreadsheet is not used take the: Reciprocal of statutory de-capitalisation rate (i.e. 5% reciprocal = 20) multiply by rateable value of the buildings (before any overall end allowances are made and after making a notional deduction for the land value) and add to the ERC of P&M. Use resultant figure to calculate contract size adjustment. (Guidance Notes - Section 6) | - | - | 1 | TRUE
4704 | 219D31 | 7239 | 219D31 | Railways | Crossovers | In sidings - good quality | Inside works fence inc sleepers and fittings | Standard gauge 4ft 8½ inches | Crossover * flat bottomed rail * on hardwood sleepers * CV10 rail * installed under green zone working | Considered Not Applicable at time of Publication | (BEAMS Note 1) The ERC for this item should be added to the total of the ERC of the other P&M items on the site and the Buildings ERC (where applicable) to enable the correct contract size adjustment to be made. ERC of P&M Items + ERC of Building Component’s = Total ERC (net figure rateable items only) to which contract size adjustment should be applied The 2023 Generic Contractors Test Spreadsheet has this facility built into the programme - it is recommended you undertake all contractors test valuations using this spreadsheet. (Details on the application of contract size adjustments can be found in the RCG 2023 Guidance notes). Where RV is calculated using the comparative method (rental method) the contract size adjustment should be made as follows: Select - SCAT code box ""P and M as an addition” within the 2023 Generic Contractors Test Spreadsheet facility. Or Where the spreadsheet is not used take the: Reciprocal of statutory de-capitalisation rate (i.e. 5% reciprocal = 20) multiply by rateable value of the buildings (before any overall end allowances are made and after making a notional deduction for the land value) and add to the ERC of P&M. Use resultant figure to calculate contract size adjustment. (Guidance Notes - Section 6) | These notes supersede previous cost guide notes | - | Class 3 (a) (iii) cross-overs, points Ballast and sub ballast are assumed to be rateable as part of the land on which tracks are laid and the cost thereof should be included within the improved land value | - | Rail track, buffers | It is assumed that the item forms part of an average size industrial, commercial or office complex. Where it would be normal to find more than one item in such a hereditament the ERC stated has been adjusted to reflect any number / quantity, discount. These figures are NOT one off figures. | - | - | - | 20234 |  | Each | one | NA | NA | NA | 56983.8745 | Option 2 | 74752.4964 | 31.18% | 0 | 0 | -100% | -100% | 74752.4964 | 31.18% | Indexed | NA | VOA_GPN_GOV_UK\7246041 | 2019-08-30 | Low | - | Medium | Risk taken from previous CG | - | - | NA | SPONS Civils | NA | (BEAMS Note 1) The ERC for this item should be added to the total of the ERC of the other P&M items on the site and the Buildings ERC (where applicable) to enable the correct contract size adjustment to be made. ERC of P&M Items + ERC of Building Component’s = Total ERC (net figure rateable items only) to which contract size adjustment should be applied The 2021 Generic Contractors Test Spreadsheet has this facility built into the programme - it is recommended you undertake all contractors test valuations using this spreadsheet. (Details on the application of contract size adjustments can be found in the RCG 2021 Guidance notes). Where RV is calculated using the comparative method (rental method) the contract size adjustment should be made as follows: Select - SCAT code box "P and M as an addition” within the 2021 Generic Contractors Test Spreadsheet facility. Or Where the spreadsheet is not used take the: Reciprocal of statutory de-capitalisation rate (i.e. 5% reciprocal = 20) multiply by rateable value of the buildings (before any overall end allowances are made and after making a notional deduction for the land value) and add to the ERC of P&M. Use resultant figure to calculate contract size adjustment. (Guidance Notes - Section 6) | - | - | 1 | TRUE
| 219D32 |  | 219D32 | Railways | Crossovers | In sidings - standard - poor quality | Inside works fence inc sleepers and fittings | Standard gauge 4ft 8½ inches | - | Considered Not Applicable at time of Publication | (BEAMS Note 1) The ERC for this item should be added to the total of the ERC of the other P&M items on the site and the Buildings ERC (where applicable) to enable the correct contract size adjustment to be made. ERC of P&M Items + ERC of Building Component’s = Total ERC (net figure rateable items only) to which contract size adjustment should be applied The 2023 Generic Contractors Test Spreadsheet has this facility built into the programme - it is recommended you undertake all contractors test valuations using this spreadsheet. (Details on the application of contract size adjustments can be found in the RCG 2023 Guidance notes). Where RV is calculated using the comparative method (rental method) the contract size adjustment should be made as follows: Select - SCAT code box ""P and M as an addition” within the 2023 Generic Contractors Test Spreadsheet facility. Or Where the spreadsheet is not used take the: Reciprocal of statutory de-capitalisation rate (i.e. 5% reciprocal = 20) multiply by rateable value of the buildings (before any overall end allowances are made and after making a notional deduction for the land value) and add to the ERC of P&M. Use resultant figure to calculate contract size adjustment. (Guidance Notes - Section 6) | - | - | - | - | - | - | - | - | - | - |  | each | - | NA | NA | NA | 16759.9631 | Option 2 | 21986.0284 | 31.18% |  | 0 | -100% | -100% | 21986.0284 | 31.18% | Indexed | NA |  | 2021-09-30 |  |  |  | Indexed from NI RCG2020 | - | - | NA | SPONS Civils | NA |  |  |  |  | TRUE
4705 | 219F01 | 7241 | 219F01 | Railways | Fittings | Clips, pads, shoulders - best quality | Inside works fence | Per sleeper - based on 100 sleepers | Railways * Fittings * Baseplates, clips and pandrols * For securing rails to sleepers * per 100 sleepers * 219F01 | Considered Not Applicable at time of Publication | (BEAMS Note 1) The ERC for this item should be added to the total of the ERC of the other P&M items on the site and the Buildings ERC (where applicable) to enable the correct contract size adjustment to be made. ERC of P&M Items + ERC of Building Component’s = Total ERC (net figure rateable items only) to which contract size adjustment should be applied The 2023 Generic Contractors Test Spreadsheet has this facility built into the programme - it is recommended you undertake all contractors test valuations using this spreadsheet. (Details on the application of contract size adjustments can be found in the RCG 2023 Guidance notes). Where RV is calculated using the comparative method (rental method) the contract size adjustment should be made as follows: Select - SCAT code box ""P and M as an addition” within the 2023 Generic Contractors Test Spreadsheet facility. Or Where the spreadsheet is not used take the: Reciprocal of statutory de-capitalisation rate (i.e. 5% reciprocal = 20) multiply by rateable value of the buildings (before any overall end allowances are made and after making a notional deduction for the land value) and add to the ERC of P&M. Use resultant figure to calculate contract size adjustment. (Guidance Notes - Section 6) | All the prices given in the Railways Section of the Cost Guide are for Green Zone working. The descriptions given here are to supersede the descriptions in the 2010 cost guide. | Quality may change between main line and private lines | - | - | sleepers, tracks. | It is assumed that the item forms part of an average size industrial, commercial or office complex. Where it would be normal to find more than one item in such a hereditament the ERC stated has been adjusted to reflect any number / quantity, discount. These figures are NOT one off figures. | - | - | - | 20235 |  | Each | - | NA | NA | NA | 90.8566 | Option 2 | 119.1874 | 31.18% | 0 | 0 | -100% | -100% | 119.1874 | 31.18% | Indexed | NA | VOA_GPN_GOV_UK\7246041 | 2019-08-30 | Low | - | Medium | Risk taken from previous CG | - | - | NA | SPONS Civils | NA | (BEAMS Note 1) The ERC for this item should be added to the total of the ERC of the other P&M items on the site and the Buildings ERC (where applicable) to enable the correct contract size adjustment to be made. ERC of P&M Items + ERC of Building Component’s = Total ERC (net figure rateable items only) to which contract size adjustment should be applied The 2021 Generic Contractors Test Spreadsheet has this facility built into the programme - it is recommended you undertake all contractors test valuations using this spreadsheet. (Details on the application of contract size adjustments can be found in the RCG 2021 Guidance notes). Where RV is calculated using the comparative method (rental method) the contract size adjustment should be made as follows: Select - SCAT code box "P and M as an addition” within the 2021 Generic Contractors Test Spreadsheet facility. Or Where the spreadsheet is not used take the: Reciprocal of statutory de-capitalisation rate (i.e. 5% reciprocal = 20) multiply by rateable value of the buildings (before any overall end allowances are made and after making a notional deduction for the land value) and add to the ERC of P&M. Use resultant figure to calculate contract size adjustment. (Guidance Notes - Section 6) | - | - | 1 | TRUE
| 219F02 |  | 219F02 | Railways | Fittings | clips, pads, shoulders - works quality | Inside works fence | per sleeper - based on 100 sleepers | - | Considered Not Applicable at time of Publication | (BEAMS Note 1) The ERC for this item should be added to the total of the ERC of the other P&M items on the site and the Buildings ERC (where applicable) to enable the correct contract size adjustment to be made. ERC of P&M Items + ERC of Building Component’s = Total ERC (net figure rateable items only) to which contract size adjustment should be applied The 2023 Generic Contractors Test Spreadsheet has this facility built into the programme - it is recommended you undertake all contractors test valuations using this spreadsheet. (Details on the application of contract size adjustments can be found in the RCG 2023 Guidance notes). Where RV is calculated using the comparative method (rental method) the contract size adjustment should be made as follows: Select - SCAT code box ""P and M as an addition” within the 2023 Generic Contractors Test Spreadsheet facility. Or Where the spreadsheet is not used take the: Reciprocal of statutory de-capitalisation rate (i.e. 5% reciprocal = 20) multiply by rateable value of the buildings (before any overall end allowances are made and after making a notional deduction for the land value) and add to the ERC of P&M. Use resultant figure to calculate contract size adjustment. (Guidance Notes - Section 6) | - | - | - | - | - | - | - | - | - | - |  | set | - | NA | NA | NA | 57.3367 | Option 2 | 75.2154 | 31.18% |  | 0 | -100% | -100% | 75.2154 | 31.18% | Indexed | NA |  | 2021-09-30 |  |  |  | Indexed from NI RCG2020 | - | - | NA | SPONS Civils | NA |  |  |  |  | TRUE
4706 | 219GA1 | 7156 | 219GA1 | Railways | Gantries | For signal support - complex steelwork structure | Two or more signals | - | Gantries are usually for signals on railway systems however the can be for a variety of uses as they are rateable under Fixed Gantries. They are usually fabricated in sections off site and then erected into one structure on site. The pieces are made out of steel channel or angle or tubular steel, usually galvanised. The support stanchions may be I sectioned steel piece or a built up frame of pieces as the gantry itself. The concrete foundations will be included in these costs. | Considered Not Applicable at time of Publication | (BEAMS Note 2) The ERC for this item should be added to all other rateable items on the hereditament (except land). Therefore the total of the ERC of the other Building Items and the P&M ERC (where applicable) to enable the correct contract size adjustment to be made. ERC of Building Component + ERC of P&M = Total ERC to which contract size adjustment should be applied. The appropriate % adjustment should be made in accordance with the scale for contract size adjustment specified under section 6 of the RCG 2023 Guidance notes. The currency ERC rates are set at £4m (Four Million Pounds) @ 1st April 2021 (AVD) for the RCG 2023 Publication. | All the prices given in the Railways Section of the Cost Guide are for Green Zone working. The descriptions given here are to supersede the descriptions in the 2010 cost guide. | The cross section dementions of the gantry and the length The height to the underside of the gantry and the type of support each side. i.e. A frame or a boxes section. Age The type of materials used - channel , angle, tubular, boxed. - size and if galvanised. | Class 4 Table 3 fixed gantries. | - | - | - | - | - | - | 20236 |  | Each | - | NA | NA | NA | 7938.9299 | Option 2 | 10414.4345 | 31.18% | 0 | 0 | -100% | -100% | 10414.4345 | 31.18% | Indexed | NA | VOA_GPN_GOV_UK\7246041 | 2019-08-30 | Low | - | Medium | Risk taken from previous CG | - | - | NA | SPONS Civils | NA | (BEAMS Note 2) The ERC for this item should be added to all other rateable items on the hereditament (except land). Therefore the total of the ERC of the other Building Items and the P&M ERC (where applicable) to enable the correct contract size adjustment to be made. ERC of Building Component + ERC of P&M = Total ERC to which contract size adjustment should be applied. The appropriate % adjustment should be made in accordance with the scale for contract size adjustment specified under section 6 of the RCG 2021 Guidance notes. The currency ERC rates are set at £4m (Four Million Pounds) @ 1st April 2019 (AVD) for the RCG 2021 Publication. | - | - | 2 | TRUE
4707 | 219GA2 | 7196 | 219GA2 | Railways | Gantries | For signal support - simple steelwork structure | Single signal or other such equipment | - | Gantries are usually for signals on railway systems however the can be for a variety of uses as they are rateable under Fixed Gantries. They are usually fabricated in sections off site and then erected into one structure on site. The pieces are made out of steel channel or angle or tubular steel, usually galvanised. The support stanchions may be I sectioned steel piece or a built up frame of pieces as the gantry itself. The concrete foundations will be included in these costs. | Considered Not Applicable at time of Publication | (BEAMS Note 2) The ERC for this item should be added to all other rateable items on the hereditament (except land). Therefore the total of the ERC of the other Building Items and the P&M ERC (where applicable) to enable the correct contract size adjustment to be made. ERC of Building Component + ERC of P&M = Total ERC to which contract size adjustment should be applied. The appropriate % adjustment should be made in accordance with the scale for contract size adjustment specified under section 6 of the RCG 2023 Guidance notes. The currency ERC rates are set at £4m (Four Million Pounds) @ 1st April 2021 (AVD) for the RCG 2023 Publication. | All the prices given in the Railways Section of the Cost Guide are for Green Zone working. The descriptions given here are to supersede the descriptions in the 2010 cost guide. | The cross section dementions of the gantry and the length The height to the underside of the gantry and the type of support each side. i.e. A frame or a boxes section. Age The type of materials used - channel , angle, tubular, boxed. - size and if galvanised. | Class 4 Table 3 fixed gantries. | - | - | - | - | - | - | 20236 |  | Each | - | NA | NA | NA | 3969.4649 | Option 2 | 5207.2172 | 31.18% | 0 | 0 | -100% | -100% | 5207.2172 | 31.18% | Indexed | NA | VOA_GPN_GOV_UK\7246041 | 2019-08-30 | Low | - | Medium | Risk taken from previous CG | - | - | NA | SPONS Civils | NA | (BEAMS Note 2) The ERC for this item should be added to all other rateable items on the hereditament (except land). Therefore the total of the ERC of the other Building Items and the P&M ERC (where applicable) to enable the correct contract size adjustment to be made. ERC of Building Component + ERC of P&M = Total ERC to which contract size adjustment should be applied. The appropriate % adjustment should be made in accordance with the scale for contract size adjustment specified under section 6 of the RCG 2021 Guidance notes. The currency ERC rates are set at £4m (Four Million Pounds) @ 1st April 2019 (AVD) for the RCG 2021 Publication. | - | - | 2 | TRUE
4708 | 219G01 | 7243 | 219G01 | Railways | Gates | Automatic | 2 carriageway wide | - | Railway Gates, Automatic steel heavy duty; Two carriageway wide; flexible skirt; includes electric power supply. | Considered Not Applicable at time of Publication | (BEAMS Note 1) The ERC for this item should be added to the total of the ERC of the other P&M items on the site and the Buildings ERC (where applicable) to enable the correct contract size adjustment to be made. ERC of P&M Items + ERC of Building Component’s = Total ERC (net figure rateable items only) to which contract size adjustment should be applied The 2023 Generic Contractors Test Spreadsheet has this facility built into the programme - it is recommended you undertake all contractors test valuations using this spreadsheet. (Details on the application of contract size adjustments can be found in the RCG 2023 Guidance notes). Where RV is calculated using the comparative method (rental method) the contract size adjustment should be made as follows: Select - SCAT code box ""P and M as an addition” within the 2023 Generic Contractors Test Spreadsheet facility. Or Where the spreadsheet is not used take the: Reciprocal of statutory de-capitalisation rate (i.e. 5% reciprocal = 20) multiply by rateable value of the buildings (before any overall end allowances are made and after making a notional deduction for the land value) and add to the ERC of P&M. Use resultant figure to calculate contract size adjustment. (Guidance Notes - Section 6) | All the prices given in the Railways Section of the Cost Guide are for Green Zone working. The descriptions given here are to supersede the descriptions in the 2010 cost guide. | NOTE: The items above and their costs do not include for connection to signalling, alarms, CCTV, connection to railway telephone system, contractor design or main contractor set up. | - | - | - | - | - | - | - | 20238 |  | Each | one set | NA | NA | NA | 44105.1661 | Option 2 | 57857.9693 | 31.18% | 0 | 0 | -100% | -100% | 57857.9693 | 31.18% | Indexed | NA | VOA_GPN_GOV_UK\7246041 | 2019-08-30 | Low | - | Medium | Risk taken from previous CG | - | - | NA | SPONS Civils | NA | (BEAMS Note 1) The ERC for this item should be added to the total of the ERC of the other P&M items on the site and the Buildings ERC (where applicable) to enable the correct contract size adjustment to be made. ERC of P&M Items + ERC of Building Component’s = Total ERC (net figure rateable items only) to which contract size adjustment should be applied The 2021 Generic Contractors Test Spreadsheet has this facility built into the programme - it is recommended you undertake all contractors test valuations using this spreadsheet. (Details on the application of contract size adjustments can be found in the RCG 2021 Guidance notes). Where RV is calculated using the comparative method (rental method) the contract size adjustment should be made as follows: Select - SCAT code box "P and M as an addition” within the 2021 Generic Contractors Test Spreadsheet facility. Or Where the spreadsheet is not used take the: Reciprocal of statutory de-capitalisation rate (i.e. 5% reciprocal = 20) multiply by rateable value of the buildings (before any overall end allowances are made and after making a notional deduction for the land value) and add to the ERC of P&M. Use resultant figure to calculate contract size adjustment. (Guidance Notes - Section 6) | - | - | 1 | TRUE
4709 | 219G02 | 7244 | 219G02 | Railways | Gates | Manual | 1 carriageway wide | - | Gate- manually operated across single track road way May open either across track or away from track. Supported from heavy post structure often with extra balance support. | Considered Not Applicable at time of Publication | (BEAMS Note 1) The ERC for this item should be added to the total of the ERC of the other P&M items on the site and the Buildings ERC (where applicable) to enable the correct contract size adjustment to be made. ERC of P&M Items + ERC of Building Component’s = Total ERC (net figure rateable items only) to which contract size adjustment should be applied The 2023 Generic Contractors Test Spreadsheet has this facility built into the programme - it is recommended you undertake all contractors test valuations using this spreadsheet. (Details on the application of contract size adjustments can be found in the RCG 2023 Guidance notes). Where RV is calculated using the comparative method (rental method) the contract size adjustment should be made as follows: Select - SCAT code box ""P and M as an addition” within the 2023 Generic Contractors Test Spreadsheet facility. Or Where the spreadsheet is not used take the: Reciprocal of statutory de-capitalisation rate (i.e. 5% reciprocal = 20) multiply by rateable value of the buildings (before any overall end allowances are made and after making a notional deduction for the land value) and add to the ERC of P&M. Use resultant figure to calculate contract size adjustment. (Guidance Notes - Section 6) | All the prices given in the Railways Section of the Cost Guide are for Green Zone working. The descriptions given here are to supersede the descriptions in the 2010 cost guide. | NOTE: The items above and their costs do not include for connection to signalling, alarms, CCTV, connection to railway telephone system, contractor design or main contractor set up. | - | - | - | - | - | - | - | 20238 |  | Each | one set | NA | NA | NA | 17642.0664 | Option 2 | 23143.1877 | 31.18% | 0 | 0 | -100% | -100% | 23143.1877 | 31.18% | Indexed | NA | VOA_GPN_GOV_UK\7246041 | 2019-08-30 | Low | - | Medium | Risk taken from previous CG | - | - | NA | SPONS Civils | NA | (BEAMS Note 1) The ERC for this item should be added to the total of the ERC of the other P&M items on the site and the Buildings ERC (where applicable) to enable the correct contract size adjustment to be made. ERC of P&M Items + ERC of Building Component’s = Total ERC (net figure rateable items only) to which contract size adjustment should be applied The 2021 Generic Contractors Test Spreadsheet has this facility built into the programme - it is recommended you undertake all contractors test valuations using this spreadsheet. (Details on the application of contract size adjustments can be found in the RCG 2021 Guidance notes). Where RV is calculated using the comparative method (rental method) the contract size adjustment should be made as follows: Select - SCAT code box "P and M as an addition” within the 2021 Generic Contractors Test Spreadsheet facility. Or Where the spreadsheet is not used take the: Reciprocal of statutory de-capitalisation rate (i.e. 5% reciprocal = 20) multiply by rateable value of the buildings (before any overall end allowances are made and after making a notional deduction for the land value) and add to the ERC of P&M. Use resultant figure to calculate contract size adjustment. (Guidance Notes - Section 6) | - | - | 1 | TRUE
4710 | 219J11 | 7157 | 219J11 | Railways | Points (Turnouts) | Points (UK) Turnouts (USA) are the terms used to describe the junctions in trackwork where lines diverge or converge. They are normally prefabricated and dropped into position before connecting to the rail network. The unit will comprise of the steel rails and the timber/concrete or steel sleepers underneath. The points are controlled by electro mechanical or manual means. Within depots, freight yards etc the points connecting the facility to the main line are likely to be electro mechanical with the points inside the facility varying depending on the train movements at that location. The points control mechanism costs are not included here. | Prefabricated Turnouts; complete with closures, check rails, fittings etc | TypeBx8; BS113 ‘A’ section flat bottom rail with timber bearers | - | Considered Not Applicable at time of Publication | (BEAMS Note 1) The ERC for this item should be added to the total of the ERC of the other P&M items on the site and the Buildings ERC (where applicable) to enable the correct contract size adjustment to be made. ERC of P&M Items + ERC of Building Component’s = Total ERC (net figure rateable items only) to which contract size adjustment should be applied The 2023 Generic Contractors Test Spreadsheet has this facility built into the programme - it is recommended you undertake all contractors test valuations using this spreadsheet. (Details on the application of contract size adjustments can be found in the RCG 2023 Guidance notes). Where RV is calculated using the comparative method (rental method) the contract size adjustment should be made as follows: Select - SCAT code box ""P and M as an addition” within the 2023 Generic Contractors Test Spreadsheet facility. Or Where the spreadsheet is not used take the: Reciprocal of statutory de-capitalisation rate (i.e. 5% reciprocal = 20) multiply by rateable value of the buildings (before any overall end allowances are made and after making a notional deduction for the land value) and add to the ERC of P&M. Use resultant figure to calculate contract size adjustment. (Guidance Notes - Section 6) | All the prices given in the Railways section of the Cost Guide are for “Green Zone “ working The rates are based on Spons Civils 2015 page 322. | - | Class 3 (a) (iii) points Ballast and sub ballast are assumed to be rateable as part of the land on which tracks are laid and the cost thereof should be included within the improved land value | - | Track | It is assumed that the item forms part of an average size industrial, commercial or office complex. Where it would be normal to find more than one item in such a hereditament the ERC stated has been adjusted to reflect any number / quantity, discount. These figures are NOT one off figures. | For tramway tracks set in concrete seek advice | - | - | 20241 |  | Each | - | NA | NA | NA | 0 | Option 2 | 0 | 0% | 46290.5588 | 32219.0856 | 0% | 0% | 32219.0856 | 0% | Indexed | NA | VOA_GPN_GOV_UK\7246041 | 2019-08-30 | Low | - | Medium | Risk taken from previous CG | - | - | NA | SPONS Civils | NA | (BEAMS Note 1) The ERC for this item should be added to the total of the ERC of the other P&M items on the site and the Buildings ERC (where applicable) to enable the correct contract size adjustment to be made. ERC of P&M Items + ERC of Building Component’s = Total ERC (net figure rateable items only) to which contract size adjustment should be applied The 2021 Generic Contractors Test Spreadsheet has this facility built into the programme - it is recommended you undertake all contractors test valuations using this spreadsheet. (Details on the application of contract size adjustments can be found in the RCG 2021 Guidance notes). Where RV is calculated using the comparative method (rental method) the contract size adjustment should be made as follows: Select - SCAT code box "P and M as an addition” within the 2021 Generic Contractors Test Spreadsheet facility. Or Where the spreadsheet is not used take the: Reciprocal of statutory de-capitalisation rate (i.e. 5% reciprocal = 20) multiply by rateable value of the buildings (before any overall end allowances are made and after making a notional deduction for the land value) and add to the ERC of P&M. Use resultant figure to calculate contract size adjustment. (Guidance Notes - Section 6) | - | - | 1 | TRUE
4711 | 219J12 | 7245 | 219J12 | Railways | Points (Turnouts) | Points (UK) Turnouts (USA) are the terms used to describe the junctions in trackwork where lines diverge or converge. They are normally prefabricated and dropped into position before connecting to the rail network. The unit will comprise of the steel rails and the timber/concrete or steel sleepers underneath. The points are controlled by electro mechanical or manual means. Within depots, freight yards etc the points connecting the facility to the main line are likely to be electro mechanical with the points inside the facility varying depending on the train movements at that location. The points control mechanism costs are not included here. | Prefabricated Turnouts; complete with closures, check rails, fittings etc | TypeCv9.25; BS113 ‘A’ section flat bottom rail with concrete bearers | - | Considered Not Applicable at time of Publication | (BEAMS Note 1) The ERC for this item should be added to the total of the ERC of the other P&M items on the site and the Buildings ERC (where applicable) to enable the correct contract size adjustment to be made. ERC of P&M Items + ERC of Building Component’s = Total ERC (net figure rateable items only) to which contract size adjustment should be applied The 2023 Generic Contractors Test Spreadsheet has this facility built into the programme - it is recommended you undertake all contractors test valuations using this spreadsheet. (Details on the application of contract size adjustments can be found in the RCG 2023 Guidance notes). Where RV is calculated using the comparative method (rental method) the contract size adjustment should be made as follows: Select - SCAT code box ""P and M as an addition” within the 2023 Generic Contractors Test Spreadsheet facility. Or Where the spreadsheet is not used take the: Reciprocal of statutory de-capitalisation rate (i.e. 5% reciprocal = 20) multiply by rateable value of the buildings (before any overall end allowances are made and after making a notional deduction for the land value) and add to the ERC of P&M. Use resultant figure to calculate contract size adjustment. (Guidance Notes - Section 6) | All the prices given in the Railways section of the Cost Guide are for “Green Zone “ working The rates are based on Spons Civils 2015 page 322. | - | Class 3 (a) (iii) points Ballast and sub ballast are assumed to be rateable as part of the land on which tracks are laid and the cost thereof should be included within the improved land value | - | Track | It is assumed that the item forms part of an average size industrial, commercial or office complex. Where it would be normal to find more than one item in such a hereditament the ERC stated has been adjusted to reflect any number / quantity, discount. These figures are NOT one off figures. | - | Photo 1 - basic points mechanism | - | 20241 |  | Each | - | NA | NA | NA | 0 | Option 2 | 0 | 0% | 64940.1161 | 45199.5225 | 0% | 0% | 45199.5225 | 0% | Indexed | NA | VOA_GPN_GOV_UK\7246041 | 2019-08-30 | Low | - | Medium | Risk taken from previous CG | - | - | NA | SPONS Civils | NA | (BEAMS Note 1) The ERC for this item should be added to the total of the ERC of the other P&M items on the site and the Buildings ERC (where applicable) to enable the correct contract size adjustment to be made. ERC of P&M Items + ERC of Building Component’s = Total ERC (net figure rateable items only) to which contract size adjustment should be applied The 2021 Generic Contractors Test Spreadsheet has this facility built into the programme - it is recommended you undertake all contractors test valuations using this spreadsheet. (Details on the application of contract size adjustments can be found in the RCG 2021 Guidance notes). Where RV is calculated using the comparative method (rental method) the contract size adjustment should be made as follows: Select - SCAT code box "P and M as an addition” within the 2021 Generic Contractors Test Spreadsheet facility. Or Where the spreadsheet is not used take the: Reciprocal of statutory de-capitalisation rate (i.e. 5% reciprocal = 20) multiply by rateable value of the buildings (before any overall end allowances are made and after making a notional deduction for the land value) and add to the ERC of P&M. Use resultant figure to calculate contract size adjustment. (Guidance Notes - Section 6) | Photo 1 - basic points mechanism | - | 1 | TRUE
4712 | 219J13 | 7246 | 219J13 | Railways | Points (Turnouts) | Points (UK) Turnouts (USA) are the terms used to describe the junctions in trackwork where lines diverge or converge. They are normally prefabricated and dropped into position before connecting to the rail network. The unit will comprise of the steel rails and the timber/concrete or steel sleepers underneath. The points are controlled by electro mechanical or manual means. Within depots, freight yards etc the points connecting the facility to the main line are likely to be electro mechanical with the points inside the facility varying depending on the train movements at that location. The points control mechanism costs are not included here. | Prefabricated Turnouts; complete with closures, check rails, fittings etc | TypeCv9.25; BS113’A’ section flat bottom rail with sleeper bearers | - | Considered Not Applicable at time of Publication | (BEAMS Note 1) The ERC for this item should be added to the total of the ERC of the other P&M items on the site and the Buildings ERC (where applicable) to enable the correct contract size adjustment to be made. ERC of P&M Items + ERC of Building Component’s = Total ERC (net figure rateable items only) to which contract size adjustment should be applied The 2023 Generic Contractors Test Spreadsheet has this facility built into the programme - it is recommended you undertake all contractors test valuations using this spreadsheet. (Details on the application of contract size adjustments can be found in the RCG 2023 Guidance notes). Where RV is calculated using the comparative method (rental method) the contract size adjustment should be made as follows: Select - SCAT code box ""P and M as an addition” within the 2023 Generic Contractors Test Spreadsheet facility. Or Where the spreadsheet is not used take the: Reciprocal of statutory de-capitalisation rate (i.e. 5% reciprocal = 20) multiply by rateable value of the buildings (before any overall end allowances are made and after making a notional deduction for the land value) and add to the ERC of P&M. Use resultant figure to calculate contract size adjustment. (Guidance Notes - Section 6) | All the prices given in the Railways section of the Cost Guide are for “Green Zone “ working The rates are based on Spons Civils 2015 page 322. | - | Class 3 (a) (iii) points Ballast and sub ballast are assumed to be rateable as part of the land on which tracks are laid and the cost thereof should be included within the improved land value | - | Track | It is assumed that the item forms part of an average size industrial, commercial or office complex. Where it would be normal to find more than one item in such a hereditament the ERC stated has been adjusted to reflect any number / quantity, discount. These figures are NOT one off figures. | - | Photo 1 - General internal works points | - | 20241 |  | Each | - | NA | NA | NA | 0 | Option 2 | 0 | 0% | 64940.1161 | 45199.5225 | 0% | 0% | 45199.5225 | 0% | Indexed | NA | VOA_GPN_GOV_UK\7246041 | 2019-08-30 | Low | - | Medium | Risk taken from previous CG | - | - | NA | SPONS Civils | NA | (BEAMS Note 1) The ERC for this item should be added to the total of the ERC of the other P&M items on the site and the Buildings ERC (where applicable) to enable the correct contract size adjustment to be made. ERC of P&M Items + ERC of Building Component’s = Total ERC (net figure rateable items only) to which contract size adjustment should be applied The 2021 Generic Contractors Test Spreadsheet has this facility built into the programme - it is recommended you undertake all contractors test valuations using this spreadsheet. (Details on the application of contract size adjustments can be found in the RCG 2021 Guidance notes). Where RV is calculated using the comparative method (rental method) the contract size adjustment should be made as follows: Select - SCAT code box "P and M as an addition” within the 2021 Generic Contractors Test Spreadsheet facility. Or Where the spreadsheet is not used take the: Reciprocal of statutory de-capitalisation rate (i.e. 5% reciprocal = 20) multiply by rateable value of the buildings (before any overall end allowances are made and after making a notional deduction for the land value) and add to the ERC of P&M. Use resultant figure to calculate contract size adjustment. (Guidance Notes - Section 6) | Photo 1 - General internal works points | - | 1 | TRUE
| 219J14 |  | 219J14 | Railways | Points | Internal Works - poor quality - empty wagons - hand operated | Inside works fence | Standard gauge 4ft 8½ inches | - | Considered Not Applicable at time of Publication | (BEAMS Note 1) The ERC for this item should be added to the total of the ERC of the other P&M items on the site and the Buildings ERC (where applicable) to enable the correct contract size adjustment to be made. ERC of P&M Items + ERC of Building Component’s = Total ERC (net figure rateable items only) to which contract size adjustment should be applied The 2023 Generic Contractors Test Spreadsheet has this facility built into the programme - it is recommended you undertake all contractors test valuations using this spreadsheet. (Details on the application of contract size adjustments can be found in the RCG 2023 Guidance notes). Where RV is calculated using the comparative method (rental method) the contract size adjustment should be made as follows: Select - SCAT code box ""P and M as an addition” within the 2023 Generic Contractors Test Spreadsheet facility. Or Where the spreadsheet is not used take the: Reciprocal of statutory de-capitalisation rate (i.e. 5% reciprocal = 20) multiply by rateable value of the buildings (before any overall end allowances are made and after making a notional deduction for the land value) and add to the ERC of P&M. Use resultant figure to calculate contract size adjustment. (Guidance Notes - Section 6) | - | - | - | - | - | - | - | - | - | - |  | item | - | NA | NA | NA | 0 | Option 2 | 0 | 0% |  | 0 | 0% | 0% | 0 | 0% | Indexed | NA |  | 2021-09-30 |  |  |  | Indexed from NI RCG2020 | - | - | NA | SPONS Civils | NA |  |  |  |  | TRUE
4713 | 219M03 | 7250 | 219M03 | Railways | Sleepers | Grade 1 Timber 2.6m x 225mm x 150mm deep - pressure treated | Inside works fence - per 100 sleepers | Oak / Beech - life 40 years | Sleepers are usually timber or re enforced concrete. Timber sleepers are treated to prevent rot and both timber and concrete sleepers are brought on site with holes in to take rails. Hole location varies depending on whether the track is straight or curved Sleepers are usually laid 750 mm centre to centre New Timber Sleeper 2.4m x 225mm x 125 mm deep Exact size Scots Pine pressure treated Life 25 years + New Timber Sleeper 1.8m x 225mm x 125 mm deep Exact size Scots Pine pressure treated Life 25 years + Grade 1 Timber Sleeper 2.6m x 225mm x 150 mm deep Exact size Oak / Beech, pressure treated Life 40 years + | Considered Not Applicable at time of Publication | (BEAMS Note 1) The ERC for this item should be added to the total of the ERC of the other P&M items on the site and the Buildings ERC (where applicable) to enable the correct contract size adjustment to be made. ERC of P&M Items + ERC of Building Component’s = Total ERC (net figure rateable items only) to which contract size adjustment should be applied The 2023 Generic Contractors Test Spreadsheet has this facility built into the programme - it is recommended you undertake all contractors test valuations using this spreadsheet. (Details on the application of contract size adjustments can be found in the RCG 2023 Guidance notes). Where RV is calculated using the comparative method (rental method) the contract size adjustment should be made as follows: Select - SCAT code box ""P and M as an addition” within the 2023 Generic Contractors Test Spreadsheet facility. Or Where the spreadsheet is not used take the: Reciprocal of statutory de-capitalisation rate (i.e. 5% reciprocal = 20) multiply by rateable value of the buildings (before any overall end allowances are made and after making a notional deduction for the land value) and add to the ERC of P&M. Use resultant figure to calculate contract size adjustment. (Guidance Notes - Section 6) | All the prices given in the Railways Section of the Cost Guide are for Green Zone working. The descriptions given here are to supersede the descriptions in the 2010 cost guide. | per sleeper | - | - | Track and clips etc. | - | See cost of clips, pads and shoulders in addition. | Photo 1 - Timber sleepers on ballast - near line are a branch line from main line. Photo 2 - good quality timber sleepers. Photo 3 - Right hand track has poorer quality timber sleepers. Main track has concrete sleepers. | Note: Timber sleepers are treated for rot before being laid. Holes for rail fixing are pre drilled. | 20243 |  | Each | one | NA | NA | NA | 22.0526 | Option 2 | 28.929 | 31.18% | 0 | 0 | -100% | -100% | 28.929 | 31.18% | Indexed | NA | VOA_GPN_GOV_UK\7246041 | 2019-08-30 | Low | - | Medium | Risk taken from previous CG | - | - | NA | SPONS Civils | NA | (BEAMS Note 1) The ERC for this item should be added to the total of the ERC of the other P&M items on the site and the Buildings ERC (where applicable) to enable the correct contract size adjustment to be made. ERC of P&M Items + ERC of Building Component’s = Total ERC (net figure rateable items only) to which contract size adjustment should be applied The 2021 Generic Contractors Test Spreadsheet has this facility built into the programme - it is recommended you undertake all contractors test valuations using this spreadsheet. (Details on the application of contract size adjustments can be found in the RCG 2021 Guidance notes). Where RV is calculated using the comparative method (rental method) the contract size adjustment should be made as follows: Select - SCAT code box "P and M as an addition” within the 2021 Generic Contractors Test Spreadsheet facility. Or Where the spreadsheet is not used take the: Reciprocal of statutory de-capitalisation rate (i.e. 5% reciprocal = 20) multiply by rateable value of the buildings (before any overall end allowances are made and after making a notional deduction for the land value) and add to the ERC of P&M. Use resultant figure to calculate contract size adjustment. (Guidance Notes - Section 6) | Photo 1 - Timber sleepers on ballast - near line are a branch line from main line. Photo 2 - good quality timber sleepers. Photo 3 - Right hand track has poorer quality timber sleepers. Main track has concrete sleepers. | Note: Timber sleepers are treated for rot before being laid. Holes for rail fixing are pre drilled. | 1 | TRUE
4714 | 219M02 | 7249 | 219M02 | Railways | Sleepers | Spot Replacement of concrete sleepers | - | - | - | Considered Not Applicable at time of Publication | (BEAMS Note 1) The ERC for this item should be added to the total of the ERC of the other P&M items on the site and the Buildings ERC (where applicable) to enable the correct contract size adjustment to be made. ERC of P&M Items + ERC of Building Component’s = Total ERC (net figure rateable items only) to which contract size adjustment should be applied The 2023 Generic Contractors Test Spreadsheet has this facility built into the programme - it is recommended you undertake all contractors test valuations using this spreadsheet. (Details on the application of contract size adjustments can be found in the RCG 2023 Guidance notes). Where RV is calculated using the comparative method (rental method) the contract size adjustment should be made as follows: Select - SCAT code box ""P and M as an addition” within the 2023 Generic Contractors Test Spreadsheet facility. Or Where the spreadsheet is not used take the: Reciprocal of statutory de-capitalisation rate (i.e. 5% reciprocal = 20) multiply by rateable value of the buildings (before any overall end allowances are made and after making a notional deduction for the land value) and add to the ERC of P&M. Use resultant figure to calculate contract size adjustment. (Guidance Notes - Section 6) | All the prices given in the Railways section of the cost guide are for “Green Zone” working The rates are based on Spons Civil Engineering 2015 page 319. | per sleeper | - | - | Track and clips etc. | - | see cost of clips, pads and shoulders in addition. | Photo 1 - Timber sleepers on ballast - near line are a branch line from main line. Photo 2 - good quality timber sleepers. Photo 3 - Right hand track has poorer quality timber sleepers. Main track has concrete sleepers. | Note: Timber sleepers are treated for rot before being laid. Holes for rail fixing are pre drilled. | 20243 |  | Each | one | NA | NA | NA | 19.4063 | Option 2 | 25.4575 | 31.18% | 87.4722 | 60.8823 | 213.7% | 139.2% | 60.8823 | 213.7% | Indexed | NA | VOA_GPN_GOV_UK\7246041 | 2019-08-30 | Low | - | Medium | Risk taken from previous CG | - | - | NA | SPONS Civils | NA | (BEAMS Note 1) The ERC for this item should be added to the total of the ERC of the other P&M items on the site and the Buildings ERC (where applicable) to enable the correct contract size adjustment to be made. ERC of P&M Items + ERC of Building Component’s = Total ERC (net figure rateable items only) to which contract size adjustment should be applied The 2021 Generic Contractors Test Spreadsheet has this facility built into the programme - it is recommended you undertake all contractors test valuations using this spreadsheet. (Details on the application of contract size adjustments can be found in the RCG 2021 Guidance notes). Where RV is calculated using the comparative method (rental method) the contract size adjustment should be made as follows: Select - SCAT code box "P and M as an addition” within the 2021 Generic Contractors Test Spreadsheet facility. Or Where the spreadsheet is not used take the: Reciprocal of statutory de-capitalisation rate (i.e. 5% reciprocal = 20) multiply by rateable value of the buildings (before any overall end allowances are made and after making a notional deduction for the land value) and add to the ERC of P&M. Use resultant figure to calculate contract size adjustment. (Guidance Notes - Section 6) | Photo 1 - Timber sleepers on ballast - near line are a branch line from main line. Photo 2 - good quality timber sleepers. Photo 3 - Right hand track has poorer quality timber sleepers. Main track has concrete sleepers. | Note: Timber sleepers are treated for rot before being laid. Holes for rail fixing are pre drilled. | 1 | TRUE
4715 | 219M01 | 7248 | 219M01 | Railways | Sleepers | Spot Replacement of timber sleepers | - | - | - | Considered Not Applicable at time of Publication | (BEAMS Note 1) The ERC for this item should be added to the total of the ERC of the other P&M items on the site and the Buildings ERC (where applicable) to enable the correct contract size adjustment to be made. ERC of P&M Items + ERC of Building Component’s = Total ERC (net figure rateable items only) to which contract size adjustment should be applied The 2023 Generic Contractors Test Spreadsheet has this facility built into the programme - it is recommended you undertake all contractors test valuations using this spreadsheet. (Details on the application of contract size adjustments can be found in the RCG 2023 Guidance notes). Where RV is calculated using the comparative method (rental method) the contract size adjustment should be made as follows: Select - SCAT code box ""P and M as an addition” within the 2023 Generic Contractors Test Spreadsheet facility. Or Where the spreadsheet is not used take the: Reciprocal of statutory de-capitalisation rate (i.e. 5% reciprocal = 20) multiply by rateable value of the buildings (before any overall end allowances are made and after making a notional deduction for the land value) and add to the ERC of P&M. Use resultant figure to calculate contract size adjustment. (Guidance Notes - Section 6) | All the prices given in the Railways section of the cost guide are for “Green Zone” working The rates are based on Spons Civil Engineering 2015 page 319. | per sleeper | - | - | Track and clips etc. | - | see cost of clips, pads and shoulders in addition. | Photo 1 - Timber sleepers on ballast - near line are a branch line from main line. Photo 2 - good quality timber sleepers. Photo 3 - Right hand track has poorer quality timber sleepers. Main track has concrete sleepers. | Note: Timber sleepers are treated for rot before being laid. Holes for rail fixing are pre drilled. | 20243 |  | Each | one | NA | NA | NA | 24.6989 | Option 2 | 32.4005 | 31.18% | 74.6405 | 51.9512 | 110.3% | 60.34% | 51.9512 | 110.3% | Indexed | NA | VOA_GPN_GOV_UK\7246041 | 2019-08-30 | Low | - | Medium | Risk taken from previous CG | - | - | NA | SPONS Civils | NA | (BEAMS Note 1) The ERC for this item should be added to the total of the ERC of the other P&M items on the site and the Buildings ERC (where applicable) to enable the correct contract size adjustment to be made. ERC of P&M Items + ERC of Building Component’s = Total ERC (net figure rateable items only) to which contract size adjustment should be applied The 2021 Generic Contractors Test Spreadsheet has this facility built into the programme - it is recommended you undertake all contractors test valuations using this spreadsheet. (Details on the application of contract size adjustments can be found in the RCG 2021 Guidance notes). Where RV is calculated using the comparative method (rental method) the contract size adjustment should be made as follows: Select - SCAT code box "P and M as an addition” within the 2021 Generic Contractors Test Spreadsheet facility. Or Where the spreadsheet is not used take the: Reciprocal of statutory de-capitalisation rate (i.e. 5% reciprocal = 20) multiply by rateable value of the buildings (before any overall end allowances are made and after making a notional deduction for the land value) and add to the ERC of P&M. Use resultant figure to calculate contract size adjustment. (Guidance Notes - Section 6) | Photo 1 - Timber sleepers on ballast - near line are a branch line from main line. Photo 2 - good quality timber sleepers. Photo 3 - Right hand track has poorer quality timber sleepers. Main track has concrete sleepers. | Note: Timber sleepers are treated for rot before being laid. Holes for rail fixing are pre drilled. | 1 | TRUE
| 219M04 |  | 219M04 | Railways | Sleepers | Grade 2 Timber 2.6m x 225mm x 150mm deep - pressure treated | Inside works fence - per 100 sleepers | Oak / Beech - life 16 + years | - | Considered Not Applicable at time of Publication | (BEAMS Note 1) The ERC for this item should be added to the total of the ERC of the other P&M items on the site and the Buildings ERC (where applicable) to enable the correct contract size adjustment to be made. ERC of P&M Items + ERC of Building Component’s = Total ERC (net figure rateable items only) to which contract size adjustment should be applied The 2023 Generic Contractors Test Spreadsheet has this facility built into the programme - it is recommended you undertake all contractors test valuations using this spreadsheet. (Details on the application of contract size adjustments can be found in the RCG 2023 Guidance notes). Where RV is calculated using the comparative method (rental method) the contract size adjustment should be made as follows: Select - SCAT code box ""P and M as an addition” within the 2023 Generic Contractors Test Spreadsheet facility. Or Where the spreadsheet is not used take the: Reciprocal of statutory de-capitalisation rate (i.e. 5% reciprocal = 20) multiply by rateable value of the buildings (before any overall end allowances are made and after making a notional deduction for the land value) and add to the ERC of P&M. Use resultant figure to calculate contract size adjustment. (Guidance Notes - Section 6) | - | - | - | - | - | - | - | - | - | - |  | each | - | NA | NA | NA | 14.9958 | Option 2 | 19.6717 | 31.18% |  | 0 | -100% | -100% | 19.6717 | 31.18% | Indexed | NA |  | 2021-09-30 |  |  |  | Indexed from NI RCG2020 | - | - | NA | SPONS Civils | NA |  |  |  |  | TRUE
| 219M05 |  | 219M05 | Railways | Sleepers | Prestressed concrete - 2525 x 264 x 204mm deep | Inside works fence - per 100 sleepers | BR standard | - | Considered Not Applicable at time of Publication | (BEAMS Note 1) The ERC for this item should be added to the total of the ERC of the other P&M items on the site and the Buildings ERC (where applicable) to enable the correct contract size adjustment to be made. ERC of P&M Items + ERC of Building Component’s = Total ERC (net figure rateable items only) to which contract size adjustment should be applied The 2023 Generic Contractors Test Spreadsheet has this facility built into the programme - it is recommended you undertake all contractors test valuations using this spreadsheet. (Details on the application of contract size adjustments can be found in the RCG 2023 Guidance notes). Where RV is calculated using the comparative method (rental method) the contract size adjustment should be made as follows: Select - SCAT code box ""P and M as an addition” within the 2023 Generic Contractors Test Spreadsheet facility. Or Where the spreadsheet is not used take the: Reciprocal of statutory de-capitalisation rate (i.e. 5% reciprocal = 20) multiply by rateable value of the buildings (before any overall end allowances are made and after making a notional deduction for the land value) and add to the ERC of P&M. Use resultant figure to calculate contract size adjustment. (Guidance Notes - Section 6) | - | - | - | - | - | - | - | - | - | - |  | each | - | NA | NA | NA | 15.8779 | Option 2 | 20.8289 | 31.18% |  | 0 | -100% | -100% | 20.8289 | 31.18% | Indexed | NA |  | 2021-09-30 |  |  |  | Indexed from NI RCG2020 | - | - | NA | SPONS Civils | NA |  |  |  |  | TRUE
| 219M06 |  | 219M06 | Railways | Sleepers | moulded re-enforced concrete - works application | Inside works fence - per 100 sleepers | goods yard - basic | - | Considered Not Applicable at time of Publication | (BEAMS Note 1) The ERC for this item should be added to the total of the ERC of the other P&M items on the site and the Buildings ERC (where applicable) to enable the correct contract size adjustment to be made. ERC of P&M Items + ERC of Building Component’s = Total ERC (net figure rateable items only) to which contract size adjustment should be applied The 2023 Generic Contractors Test Spreadsheet has this facility built into the programme - it is recommended you undertake all contractors test valuations using this spreadsheet. (Details on the application of contract size adjustments can be found in the RCG 2023 Guidance notes). Where RV is calculated using the comparative method (rental method) the contract size adjustment should be made as follows: Select - SCAT code box ""P and M as an addition” within the 2023 Generic Contractors Test Spreadsheet facility. Or Where the spreadsheet is not used take the: Reciprocal of statutory de-capitalisation rate (i.e. 5% reciprocal = 20) multiply by rateable value of the buildings (before any overall end allowances are made and after making a notional deduction for the land value) and add to the ERC of P&M. Use resultant figure to calculate contract size adjustment. (Guidance Notes - Section 6) | - | - | - | - | - | - | - | - | - | - |  | lin m | - | NA | NA | NA | 14.1137 | Option 2 | 18.5146 | 31.18% |  | 0 | -100% | -100% | 18.5146 | 31.18% | Indexed | NA |  | 2021-09-30 |  |  |  | Indexed from NI RCG2020 | - | - | NA | SPONS Civils | NA |  |  |  |  | TRUE
4716 | 219S02 | 6974 | 219S02 | Railways | Supports for overhead line work | One track electrification | Concrete base, Cantilevered steel support | - | Usually consisting of an I section stanchion set in a concrete base at regular intervals at the side of the track. These stanchions carry the support wires which in turn support the power cables over the track. For areas where several power cables are supported I sections of 100mm x 200mm can be found whereas when the support is over a single track a 100 mm die pole is adopted. The picture at 1 shows a power wire gantry. There are two stanchions opposite each other with as in the picture a castilated type beam over. Either support wires hold the power cables or an insulated support holds the power wire direct. | Considered Not Applicable at time of Publication | (BEAMS Note 2) The ERC for this item should be added to all other rateable items on the hereditament (except land). Therefore the total of the ERC of the other Building Items and the P&M ERC (where applicable) to enable the correct contract size adjustment to be made. ERC of Building Component + ERC of P&M = Total ERC to which contract size adjustment should be applied. The appropriate % adjustment should be made in accordance with the scale for contract size adjustment specified under section 6 of the RCG 2023 Guidance notes. The currency ERC rates are set at £4m (Four Million Pounds) @ 1st April 2021 (AVD) for the RCG 2023 Publication. | All the prices given in the Railways Section of the Cost Guide are for Green Zone working. The descriptions given here are to supersede the descriptions in the 2010 cost guide. | The section and type of stanchion is required. The height from the foundation and intervals if relevant. It is assumed that the stanchion is set in a concrete foundation. For Gantries the type of construction and size of the gantry is required as well as the height above the foundation. | Power wire. Supports. Power wire gantries | power cables | - | All railway relevant equipment | - | Photo1 - Typical gantry support to wires | - | 20237 |  | Each | - | NA | NA | NA | 1984.7325 | Option 2 | 2603.6086 | 31.18% | 8440.9478 | 5875.0558 | 196% | 125.7% | 5875.0558 | 196% | Indexed | NA | VOA_GPN_GOV_UK\7246041 | 2019-08-30 | Low | - | Medium | Risk taken from previous CG | - | - | NA | SPONS Civils | NA | (BEAMS Note 2) The ERC for this item should be added to all other rateable items on the hereditament (except land). Therefore the total of the ERC of the other Building Items and the P&M ERC (where applicable) to enable the correct contract size adjustment to be made. ERC of Building Component + ERC of P&M = Total ERC to which contract size adjustment should be applied. The appropriate % adjustment should be made in accordance with the scale for contract size adjustment specified under section 6 of the RCG 2021 Guidance notes. The currency ERC rates are set at £4m (Four Million Pounds) @ 1st April 2019 (AVD) for the RCG 2021 Publication. | Photo1 - Typical gantry support to wires | - | 2 | TRUE
4717 | 219S01 | 6973 | 219S01 | Railways | Supports for overhead line work | Two track electrification | Concrete bases, steel masts and gantry | - | Usually consisting of an I section stanchion set in a concrete base at regular intervals at the side of the track. These stanchions carry the support wires which in turn support the power cables over the track. For areas where several power cables are supported I sections of 100mm x 200mm can be found whereas when the support is over a single track a 100 mm die pole is adopted. The picture at 1 shows a power wire gantry. There are two stanchions opposite each other with as in the picture a castilated type beam over. Either support wires hold the power cables or an insulated support holds the power wire direct. | Considered Not Applicable at time of Publication | (BEAMS Note 2) The ERC for this item should be added to all other rateable items on the hereditament (except land). Therefore the total of the ERC of the other Building Items and the P&M ERC (where applicable) to enable the correct contract size adjustment to be made. ERC of Building Component + ERC of P&M = Total ERC to which contract size adjustment should be applied. The appropriate % adjustment should be made in accordance with the scale for contract size adjustment specified under section 6 of the RCG 2023 Guidance notes. The currency ERC rates are set at £4m (Four Million Pounds) @ 1st April 2021 (AVD) for the RCG 2023 Publication. | All the prices given in the Railways Section of the Cost Guide are for Green Zone working. The descriptions given here are to supersede the descriptions in the 2010 cost guide. | The section and type of stanchion is required. The height from the foundation and intervals if relevant. It is assumed that the stanchion is set in a concrete foundation. For Gantries the type of construction and size of the gantry is required as well as the height above the foundation. | Power wire. Supports. Power wire gantries | power cables | All railway "relevant equipment" | - | - | Photo1 - Typical gantry support to wires | - | 20237 |  | Each | - | NA | NA | NA | 3561.4922 | Option 1 | 4672.031 | 31.18% | 0 | 0 | -100% | -100% | 4672.031 | 31.18% | Indexed | NA | VOA_GPN_GOV_UK\7246041 | 2019-08-30 | Low | - | Medium | Risk taken from previous CG | - | - | NA | SPONS Civils | NA | (BEAMS Note 2) The ERC for this item should be added to all other rateable items on the hereditament (except land). Therefore the total of the ERC of the other Building Items and the P&M ERC (where applicable) to enable the correct contract size adjustment to be made. ERC of Building Component + ERC of P&M = Total ERC to which contract size adjustment should be applied. The appropriate % adjustment should be made in accordance with the scale for contract size adjustment specified under section 6 of the RCG 2021 Guidance notes. The currency ERC rates are set at £4m (Four Million Pounds) @ 1st April 2019 (AVD) for the RCG 2021 Publication. | Photo1 - Typical gantry support to wires | - | 2 | TRUE
4718 | 219A11 | 7220 | 219A11 | Railways | Trackwork Plain Line | Rail line for use within train depots, train maintenance facilities, freight terminals, marshalling yards and the like. | Flat bottom rail; BS 11; Delivered in standard 18.288m lengths. BS113’A’ Section, 56kg/m. | On and including softwood sleepers, clips, pandrols etc. Jointed track. | The rate above includes for all the necessary materials, labour and plant to provide one metre of low speed rail line. | Considered Not Applicable at time of Publication | (BEAMS Note 1) The ERC for this item should be added to the total of the ERC of the other P&M items on the site and the Buildings ERC (where applicable) to enable the correct contract size adjustment to be made. ERC of P&M Items + ERC of Building Component’s = Total ERC (net figure rateable items only) to which contract size adjustment should be applied The 2023 Generic Contractors Test Spreadsheet has this facility built into the programme - it is recommended you undertake all contractors test valuations using this spreadsheet. (Details on the application of contract size adjustments can be found in the RCG 2023 Guidance notes). Where RV is calculated using the comparative method (rental method) the contract size adjustment should be made as follows: Select - SCAT code box ""P and M as an addition” within the 2023 Generic Contractors Test Spreadsheet facility. Or Where the spreadsheet is not used take the: Reciprocal of statutory de-capitalisation rate (i.e. 5% reciprocal = 20) multiply by rateable value of the buildings (before any overall end allowances are made and after making a notional deduction for the land value) and add to the ERC of P&M. Use resultant figure to calculate contract size adjustment. (Guidance Notes - Section 6) | All the prices given in the Railways section of the Cost Guide are for “Green Zone “working. The rates are based on Spons Civil Engineering 2015 pages 318 to 325. | Measure linear length. N.B. The above rate is for low speed secondary lines only (see above notes) and is only applicable to branch lines, sidings or depots. | Class 3 (a) (Railway and tramway lines and tracks (other than tracks used exclusively for the transmission of power) | - | - | It is assumed that the item forms part of an average size industrial, commercial or office complex. Where it would be normal to find more than one item in such a hereditament the ERC stated has been adjusted to reflect any number / quantity, discount. These figures are NOT one off figures. | - | Photo 1 - Main line standard track on concrete rails. Photo 2 - Branch from main line standard track on timber sleepers. Photo 3 Typical standard track on timber sleepers within works | Photo 1 - Private sidings that take main line engines and rolling stock. Photo 2 - Establish extent of hereditament and where track is vested in Rail track. Photo 3 Private sidings that take main line engines and rolling stock. Ballast cost is an addition to the land value | 20242 |  | M | linear | NA | NA | NA | 680.9838 | Option 2 | 893.327 | 31.18% | 625.7443 | 435.5296 | -36.04% | -51.25% | 435.5296 | -36.04% | Indexed | NA | VOA_GPN_GOV_UK\7246041 | 2019-08-30 | Low | - | Medium | Risk taken from previous CG | - | - | NA | SPONS Civils | NA | (BEAMS Note 1) The ERC for this item should be added to the total of the ERC of the other P&M items on the site and the Buildings ERC (where applicable) to enable the correct contract size adjustment to be made. ERC of P&M Items + ERC of Building Component’s = Total ERC (net figure rateable items only) to which contract size adjustment should be applied The 2021 Generic Contractors Test Spreadsheet has this facility built into the programme - it is recommended you undertake all contractors test valuations using this spreadsheet. (Details on the application of contract size adjustments can be found in the RCG 2021 Guidance notes). Where RV is calculated using the comparative method (rental method) the contract size adjustment should be made as follows: Select - SCAT code box "P and M as an addition” within the 2021 Generic Contractors Test Spreadsheet facility. Or Where the spreadsheet is not used take the: Reciprocal of statutory de-capitalisation rate (i.e. 5% reciprocal = 20) multiply by rateable value of the buildings (before any overall end allowances are made and after making a notional deduction for the land value) and add to the ERC of P&M. Use resultant figure to calculate contract size adjustment. (Guidance Notes - Section 6) | Photo 1 - Main line standard track on concrete rails. Photo 2 - Branch from main line standard track on timber sleepers. Photo 3 Typical standard track on timber sleepers within works | Photo 1 - Private sidings that take main line engines and rolling stock. Photo 2 - Establish extent of hereditament and where track is vested in Rail track. Photo 3 Private sidings that take main line engines and rolling stock. Ballast cost is an addition to the land value | 1 | TRUE
4719 | 219A12 | 7221 | 219A12 | Railways | Trackwork Plain Line | Rail line for use within train depots, train maintenance facilities, freight terminals, marshalling yards and the like. Specifically non Network Rail Infrastructure and for low speed train movements. | Flat bottom rail; BS 11; Delivered in standard 18.288m lengths. BS113’A’ Section, 56kg/m. | On and including concrete sleepers, clips, pandrols etc. Jointed track. | The rate above includes for all the necessary materials, labour and plant to provide one metre of low speed rail line. | Considered Not Applicable at time of Publication | (BEAMS Note 1) The ERC for this item should be added to the total of the ERC of the other P&M items on the site and the Buildings ERC (where applicable) to enable the correct contract size adjustment to be made. ERC of P&M Items + ERC of Building Component’s = Total ERC (net figure rateable items only) to which contract size adjustment should be applied The 2023 Generic Contractors Test Spreadsheet has this facility built into the programme - it is recommended you undertake all contractors test valuations using this spreadsheet. (Details on the application of contract size adjustments can be found in the RCG 2023 Guidance notes). Where RV is calculated using the comparative method (rental method) the contract size adjustment should be made as follows: Select - SCAT code box ""P and M as an addition” within the 2023 Generic Contractors Test Spreadsheet facility. Or Where the spreadsheet is not used take the: Reciprocal of statutory de-capitalisation rate (i.e. 5% reciprocal = 20) multiply by rateable value of the buildings (before any overall end allowances are made and after making a notional deduction for the land value) and add to the ERC of P&M. Use resultant figure to calculate contract size adjustment. (Guidance Notes - Section 6) | All the prices given in the Railways section of the Cost Guide are for “Green Zone “working. The rates are based on Spons Civil Engineering 2015 pages 318 to 325. | Measure linear length. N.B. The above rate is for low speed secondary lines only (see above notes) and is only applicable to branch lines, sidings or depots. | Class 3 (a) (Railway and tramway lines and tracks (other than tracks used exclusively for the transmission of power) | 3rd rail and 4th power rails are not to be rated | Sleepers, settings, fittings, buffers cross-over points, et cetera | It is assumed that the item forms part of an average size industrial, commercial or office complex. Where it would be normal to find more than one item in such a hereditament the ERC stated has been adjusted to reflect any number / quantity, discount. These figures are NOT one off figures. | - | Photo 1 - Main line standard track on concrete rails. Photo 2 - Branch from main line standard track on timber sleepers. Photo 3 Typical standard track on timber sleepers within works | Photo 1 - Private sidings that take main line engines and rolling stock. Photo 2 - Establish extent of hereditament and where track is vested in Rail track. Photo 3 Private sidings that take main line engines and rolling stock. Ballast cost is an addition to the land value | 20242 |  | M | linear | NA | NA | NA | 343.1382 | Option 2 | 450.135 | 31.18% | 670.6289 | 466.7702 | 36.03% | 3.696% | 466.7702 | 36.03% | Indexed | NA | VOA_GPN_GOV_UK\7246041 | 2019-08-30 | Low | - | Medium | Risk taken from previous CG | - | - | NA | SPONS Civils | NA | (BEAMS Note 1) The ERC for this item should be added to the total of the ERC of the other P&M items on the site and the Buildings ERC (where applicable) to enable the correct contract size adjustment to be made. ERC of P&M Items + ERC of Building Component’s = Total ERC (net figure rateable items only) to which contract size adjustment should be applied The 2021 Generic Contractors Test Spreadsheet has this facility built into the programme - it is recommended you undertake all contractors test valuations using this spreadsheet. (Details on the application of contract size adjustments can be found in the RCG 2021 Guidance notes). Where RV is calculated using the comparative method (rental method) the contract size adjustment should be made as follows: Select - SCAT code box "P and M as an addition” within the 2021 Generic Contractors Test Spreadsheet facility. Or Where the spreadsheet is not used take the: Reciprocal of statutory de-capitalisation rate (i.e. 5% reciprocal = 20) multiply by rateable value of the buildings (before any overall end allowances are made and after making a notional deduction for the land value) and add to the ERC of P&M. Use resultant figure to calculate contract size adjustment. (Guidance Notes - Section 6) | Photo 1 - Main line standard track on concrete rails. Photo 2 - Branch from main line standard track on timber sleepers. Photo 3 Typical standard track on timber sleepers within works | Photo 1 - Private sidings that take main line engines and rolling stock. Photo 2 - Establish extent of hereditament and where track is vested in Rail track. Photo 3 Private sidings that take main line engines and rolling stock. Ballast cost is an addition to the land value | 1 | TRUE
4720 | 219A13 | 7222 | 219A13 | Railways | Trackwork Plain Line | Rail line for use within train depots, train maintenance facilities, freight terminals, marshalling yards and the like. Specifically non Network Rail Infrastructure and for low speed train movements. | Flat bottom rail; BS 11; Delivered in standard 18.288m lengths. BS113’A’ Section, 56kg/m. | On and including steel sleepers, clips, pandrols etc. Jointed track. | The rate above includes for all the necessary materials, labour and plant to provide one metre of low speed rail line. | Considered Not Applicable at time of Publication | (BEAMS Note 1) The ERC for this item should be added to the total of the ERC of the other P&M items on the site and the Buildings ERC (where applicable) to enable the correct contract size adjustment to be made. ERC of P&M Items + ERC of Building Component’s = Total ERC (net figure rateable items only) to which contract size adjustment should be applied The 2023 Generic Contractors Test Spreadsheet has this facility built into the programme - it is recommended you undertake all contractors test valuations using this spreadsheet. (Details on the application of contract size adjustments can be found in the RCG 2023 Guidance notes). Where RV is calculated using the comparative method (rental method) the contract size adjustment should be made as follows: Select - SCAT code box ""P and M as an addition” within the 2023 Generic Contractors Test Spreadsheet facility. Or Where the spreadsheet is not used take the: Reciprocal of statutory de-capitalisation rate (i.e. 5% reciprocal = 20) multiply by rateable value of the buildings (before any overall end allowances are made and after making a notional deduction for the land value) and add to the ERC of P&M. Use resultant figure to calculate contract size adjustment. (Guidance Notes - Section 6) | All the prices given in the Railways section of the Cost Guide are for “Green Zone “working. The rates are based on Spons Civil Engineering 2015 pages 318 to 325. | Measure linear length. N.B. The above rate is for low speed secondary lines only (see above notes) and is only applicable to branch lines, sidings or depots. | Class 3 (a) (Railway and tramway lines and tracks (other than tracks used exclusively for the transmission of power) | 3rd rail and 4th power rails are not to be rated | Sleepers, settings, fittings, buffers cross-over points, et cetera | It is assumed that the item forms part of an average size industrial, commercial or office complex. Where it would be normal to find more than one item in such a hereditament the ERC stated has been adjusted to reflect any number / quantity, discount. These figures are NOT one off figures. | - | Photo 1 - Main line standard track on concrete rails. Photo 2 - Branch from main line standard track on timber sleepers. Photo 3 Typical standard track on timber sleepers within works | Photo 1 - Private sidings that take main line engines and rolling stock. Photo 2 - Establish extent of hereditament and where track is vested in Rail track. Photo 3 Private sidings that take main line engines and rolling stock. Ballast cost is an addition to the land value | 20242 |  | M | linear | NA | NA | NA | 254.9279 | Option 2 | 334.4191 | 31.18% | 706.2726 | 491.5788 | 92.83% | 46.99% | 491.5788 | 92.83% | Indexed | NA | VOA_GPN_GOV_UK\7246041 | 2019-08-30 | Low | - | Medium | Risk taken from previous CG | - | - | NA | SPONS Civils | NA | (BEAMS Note 1) The ERC for this item should be added to the total of the ERC of the other P&M items on the site and the Buildings ERC (where applicable) to enable the correct contract size adjustment to be made. ERC of P&M Items + ERC of Building Component’s = Total ERC (net figure rateable items only) to which contract size adjustment should be applied The 2021 Generic Contractors Test Spreadsheet has this facility built into the programme - it is recommended you undertake all contractors test valuations using this spreadsheet. (Details on the application of contract size adjustments can be found in the RCG 2021 Guidance notes). Where RV is calculated using the comparative method (rental method) the contract size adjustment should be made as follows: Select - SCAT code box "P and M as an addition” within the 2021 Generic Contractors Test Spreadsheet facility. Or Where the spreadsheet is not used take the: Reciprocal of statutory de-capitalisation rate (i.e. 5% reciprocal = 20) multiply by rateable value of the buildings (before any overall end allowances are made and after making a notional deduction for the land value) and add to the ERC of P&M. Use resultant figure to calculate contract size adjustment. (Guidance Notes - Section 6) | Photo 1 - Main line standard track on concrete rails. Photo 2 - Branch from main line standard track on timber sleepers. Photo 3 Typical standard track on timber sleepers within works | Photo 1 - Private sidings that take main line engines and rolling stock. Photo 2 - Establish extent of hereditament and where track is vested in Rail track. Photo 3 Private sidings that take main line engines and rolling stock. Ballast cost is an addition to the land value | 1 | TRUE
| 219A14 |  | 219A14 | Railways | Rail Track | Internal Works - poor quality - empty wagons | Inside works fence | Standard gauge 4ft 8½ inches | - | Considered Not Applicable at time of Publication | (BEAMS Note 1) The ERC for this item should be added to the total of the ERC of the other P&M items on the site and the Buildings ERC (where applicable) to enable the correct contract size adjustment to be made. ERC of P&M Items + ERC of Building Component’s = Total ERC (net figure rateable items only) to which contract size adjustment should be applied The 2023 Generic Contractors Test Spreadsheet has this facility built into the programme - it is recommended you undertake all contractors test valuations using this spreadsheet. (Details on the application of contract size adjustments can be found in the RCG 2023 Guidance notes). Where RV is calculated using the comparative method (rental method) the contract size adjustment should be made as follows: Select - SCAT code box ""P and M as an addition” within the 2023 Generic Contractors Test Spreadsheet facility. Or Where the spreadsheet is not used take the: Reciprocal of statutory de-capitalisation rate (i.e. 5% reciprocal = 20) multiply by rateable value of the buildings (before any overall end allowances are made and after making a notional deduction for the land value) and add to the ERC of P&M. Use resultant figure to calculate contract size adjustment. (Guidance Notes - Section 6) | - | - | - | - | - | - | - | - | - | - |  | m | - | NA | NA | NA | 176.4207 | Option 2 | 231.4319 | 31.18% |  | 0 | -100% | -100% | 231.4319 | 31.18% | Indexed | NA |  | 2021-09-30 |  |  |  | Indexed from NI RCG2020 | - | - | NA | SPONS Civils | NA |  |  |  |  | TRUE
4721 | 219L01 | 7232 | 219L01 | Railways | Train lifts | Hydraulic lift for carriages in maintenance depot | Per item | - | System of linked electro hydraulic lifts that can raise up engines and carriages for maintenance | Considered Not Applicable at time of Publication | (BEAMS Note 1) The ERC for this item should be added to the total of the ERC of the other P&M items on the site and the Buildings ERC (where applicable) to enable the correct contract size adjustment to be made. ERC of P&M Items + ERC of Building Component’s = Total ERC (net figure rateable items only) to which contract size adjustment should be applied The 2023 Generic Contractors Test Spreadsheet has this facility built into the programme - it is recommended you undertake all contractors test valuations using this spreadsheet. (Details on the application of contract size adjustments can be found in the RCG 2023 Guidance notes). Where RV is calculated using the comparative method (rental method) the contract size adjustment should be made as follows: Select - SCAT code box ""P and M as an addition” within the 2023 Generic Contractors Test Spreadsheet facility. Or Where the spreadsheet is not used take the: Reciprocal of statutory de-capitalisation rate (i.e. 5% reciprocal = 20) multiply by rateable value of the buildings (before any overall end allowances are made and after making a notional deduction for the land value) and add to the ERC of P&M. Use resultant figure to calculate contract size adjustment. (Guidance Notes - Section 6) | All the prices given in the Railways Section of the Cost Guide are for Green Zone working. The descriptions given here are the same as those in the 2010 cost guide. | Check length and number of lifting points. | - | - | Pits, ducts, hydraulic equipment, rail track | It is assumed that the item forms part of an average size industrial, commercial or office complex. Where it would be normal to find more than one item in such a hereditament the ERC stated has been adjusted to reflect any number / quantity, discount. These figures are NOT one off figures. | - | - | - | 20244 |  | Each | - | NA | NA | NA | 8821.0332 | Option 2 | 11571.5939 | 31.18% | 0 | 0 | -100% | -100% | 11571.5939 | 31.18% | Indexed | NA | VOA_GPN_GOV_UK\7246041 | 2019-08-30 | Low | - | Medium | Risk taken from previous CG | - | - | NA | SPONS Civils | NA | (BEAMS Note 1) The ERC for this item should be added to the total of the ERC of the other P&M items on the site and the Buildings ERC (where applicable) to enable the correct contract size adjustment to be made. ERC of P&M Items + ERC of Building Component’s = Total ERC (net figure rateable items only) to which contract size adjustment should be applied The 2021 Generic Contractors Test Spreadsheet has this facility built into the programme - it is recommended you undertake all contractors test valuations using this spreadsheet. (Details on the application of contract size adjustments can be found in the RCG 2021 Guidance notes). Where RV is calculated using the comparative method (rental method) the contract size adjustment should be made as follows: Select - SCAT code box "P and M as an addition” within the 2021 Generic Contractors Test Spreadsheet facility. Or Where the spreadsheet is not used take the: Reciprocal of statutory de-capitalisation rate (i.e. 5% reciprocal = 20) multiply by rateable value of the buildings (before any overall end allowances are made and after making a notional deduction for the land value) and add to the ERC of P&M. Use resultant figure to calculate contract size adjustment. (Guidance Notes - Section 6) | - | - | 1 | TRUE
4722 | 219R02 | 6972 | 219R02 | Railways | Tunnel supports | Brick buttresses | 1m wide and 5m high | Including foundation | A buttress made out of brick some 5 metres high, the footprint being 1 m wide and 1 m deep. Used as a support to a tunnel either to the side or to the entrance. Similar buttresses can be found on many hereditaments but would be rated as a support Class 4 Table 3. The costings are for a concrete buttress . If the item were made in brick the costs would be similar but this should be referred to the Building surveyor for verification All costs include the concrete foundation. | Considered Not Applicable at time of Publication | (BEAMS Note 2) The ERC for this item should be added to all other rateable items on the hereditament (except land). Therefore the total of the ERC of the other Building Items and the P&M ERC (where applicable) to enable the correct contract size adjustment to be made. ERC of Building Component + ERC of P&M = Total ERC to which contract size adjustment should be applied. The appropriate % adjustment should be made in accordance with the scale for contract size adjustment specified under section 6 of the RCG 2023 Guidance notes. The currency ERC rates are set at £4m (Four Million Pounds) @ 1st April 2021 (AVD) for the RCG 2023 Publication. | Refer to 2017 workings | The material used. The height and size of the footprint. The purpose of the item. | When used in conjunction with tunnels :- Tunnel supports ( Class 4 Table 3 ) Others :- Supports ( Class 4 Table 3 ) | - | - | Tunnel | - | - | - | 20245 |  | Each | - | NA | NA | NA | 1984.7325 | Option 2 | 2603.6086 | 31.18% | 0 | 0 | -100% | -100% | 2603.6086 | 31.18% | Indexed | NA | VOA_GPN_GOV_UK\7246041 | 2019-08-30 | Low | - | Medium | Risk taken from previous CG | - | - | NA | SPONS Civils | NA | (BEAMS Note 2) The ERC for this item should be added to all other rateable items on the hereditament (except land). Therefore the total of the ERC of the other Building Items and the P&M ERC (where applicable) to enable the correct contract size adjustment to be made. ERC of Building Component + ERC of P&M = Total ERC to which contract size adjustment should be applied. The appropriate % adjustment should be made in accordance with the scale for contract size adjustment specified under section 6 of the RCG 2021 Guidance notes. The currency ERC rates are set at £4m (Four Million Pounds) @ 1st April 2019 (AVD) for the RCG 2021 Publication. | - | - | 2 | TRUE
4723 | 219R01 | 6971 | 219R01 | Railways | Tunnel supports | Concrete buttresses | 1m wide and 5m high | Including foundation | A buttress made out of brick some 5 metres high, the footprint being 1 m wide and 1 m deep. Used as a support to a tunnel either to the side or to the entrance. Similar buttresses can be found on many hereditaments but would be rated as a support Class 4 Table 3. The costings are for a concrete buttress . If the item were made in brick the costs would be similar but this should be referred to the Building surveyor for verification. All costs include the concrete foundation. | Considered Not Applicable at time of Publication | (BEAMS Note 2) The ERC for this item should be added to all other rateable items on the hereditament (except land). Therefore the total of the ERC of the other Building Items and the P&M ERC (where applicable) to enable the correct contract size adjustment to be made. ERC of Building Component + ERC of P&M = Total ERC to which contract size adjustment should be applied. The appropriate % adjustment should be made in accordance with the scale for contract size adjustment specified under section 6 of the RCG 2023 Guidance notes. The currency ERC rates are set at £4m (Four Million Pounds) @ 1st April 2021 (AVD) for the RCG 2023 Publication. | Refer to 2017 workings | The material used. The height and size of the footprint. The purpose of the item. | When used in conjunction with tunnels :- Tunnel supports ( Class 4 Table 3 ) Others :- Supports ( Class 4 Table 3 ) | - | - | Tunnel | - | - | - | 20245 |  | Each | - | NA | NA | NA | 1587.786 | Option 2 | 2082.8869 | 31.18% | 0 | 0 | -100% | -100% | 2082.8869 | 31.18% | Indexed | NA | VOA_GPN_GOV_UK\7246041 | 2019-08-30 | Low | - | Medium | Risk taken from previous CG | - | - | NA | SPONS Civils | NA | (BEAMS Note 2) The ERC for this item should be added to all other rateable items on the hereditament (except land). Therefore the total of the ERC of the other Building Items and the P&M ERC (where applicable) to enable the correct contract size adjustment to be made. ERC of Building Component + ERC of P&M = Total ERC to which contract size adjustment should be applied. The appropriate % adjustment should be made in accordance with the scale for contract size adjustment specified under section 6 of the RCG 2021 Guidance notes. The currency ERC rates are set at £4m (Four Million Pounds) @ 1st April 2019 (AVD) for the RCG 2021 Publication. | - | - | 2 | TRUE
4724 | 219T01 | 6975 | 219T01 | Railways | Tunnels | Excavation - 5.0m diam - rock | Per linear metre | - | Rail Tunnel capable of allowing single standard gauge track access. The tunnel should be in private ownership and not part of the Network Rail portfolio. Modern tunnels are usually constructed with concrete panels or sectionally poured concrete which is put in place as the cutting takes place. To this can be added a lining made of concrete or brick. Older tunnels may be constructed of engineering bricks. Costs assume a modern concrete construction, any variation to this should be discussed with a VOA Building Surveyor. | Location Adjustment Applicable (See Guidance Notes) - ERC = UK mean of 1.00 | (BEAMS Note 2) The ERC for this item should be added to all other rateable items on the hereditament (except land). Therefore the total of the ERC of the other Building Items and the P&M ERC (where applicable) to enable the correct contract size adjustment to be made. ERC of Building Component + ERC of P&M = Total ERC to which contract size adjustment should be applied. The appropriate % adjustment should be made in accordance with the scale for contract size adjustment specified under section 6 of the RCG 2023 Guidance notes. The currency ERC rates are set at £4m (Four Million Pounds) @ 1st April 2021 (AVD) for the RCG 2023 Publication. | Note nature of ground/rock through which tunnel passes. i.e. whether the geology of the surrounding area is solid rock or sand - lighter soils. | Measure width and total length noting whether it is a single or double track laid. The tunnel entrance may of a more extensive construction that the remainder of the tunnel. Longer tunnels may have safe areas that staff can step into when a train is passing. Never enter a tunnel | The structural element of the Tunnel and its supports | Furniture in the form of lights, signals, et cetera | Railtrack, sleepers, signal gantries, | - | - | Photo 1 - Short length of tunnel | - | 20246 |  | M | length | NA | NA | NA | 6439.3542 | Option 2 | 8447.2635 | 31.18% | 0 | 0 | -100% | -100% | 8447.2635 | 31.18% | Indexed | NA | VOA_GPN_GOV_UK\7246041 | 2019-08-30 | Low | - | Medium | Risk taken from previous CG | - | - | NA | SPONS Civils | NA | (BEAMS Note 2) The ERC for this item should be added to all other rateable items on the hereditament (except land). Therefore the total of the ERC of the other Building Items and the P&M ERC (where applicable) to enable the correct contract size adjustment to be made. ERC of Building Component + ERC of P&M = Total ERC to which contract size adjustment should be applied. The appropriate % adjustment should be made in accordance with the scale for contract size adjustment specified under section 6 of the RCG 2021 Guidance notes. The currency ERC rates are set at £4m (Four Million Pounds) @ 1st April 2019 (AVD) for the RCG 2021 Publication. | Photo 1 - Short length of tunnel | - | 2 | TRUE
4725 | 219T02 | 6976 | 219T02 | Railways | Tunnels | Excavation - 5.0m diam - soft material | Per linear metre | - | Rail Tunnel capable of allowing single standard gauge track access. The tunnel should be in private ownership and not part of the Network Rail portfolio. Modern tunnels are usually constructed with concrete panels or sectionally poured concrete which is put in place as the cutting takes place. To this can be added a lining made of concrete or brick. Older tunnels may be constructed of engineering bricks. Costs assume a modern concrete construction, any variation to this should be discussed with a VOA Building Surveyor. | Location Adjustment Applicable (See Guidance Notes) - ERC = UK mean of 1.00 | (BEAMS Note 2) The ERC for this item should be added to all other rateable items on the hereditament (except land). Therefore the total of the ERC of the other Building Items and the P&M ERC (where applicable) to enable the correct contract size adjustment to be made. ERC of Building Component + ERC of P&M = Total ERC to which contract size adjustment should be applied. The appropriate % adjustment should be made in accordance with the scale for contract size adjustment specified under section 6 of the RCG 2023 Guidance notes. The currency ERC rates are set at £4m (Four Million Pounds) @ 1st April 2021 (AVD) for the RCG 2023 Publication. | Note nature of ground/rock through which tunnel passes. i.e. whether the geology of the surrounding area is solid rock or sand - lighter soils. | Measure width and total length noting whether it is a single or double track laid. The tunnel entrance may of a more extensive construction that the remainder of the tunnel. Longer tunnels may have safe areas that staff can step into when a train is passing. Never enter a tunnel | The structural element of the Tunnel and its supports | Furniture in the form of lights, signals, et cetera | Railtrack, sleepers, signal gantries, | - | - | Photo 1 - Short length of tunnel | - | 20246 |  | M | length | NA | NA | NA | 3087.3616 | Option 2 | 4050.0579 | 31.18% | 0 | 0 | -100% | -100% | 4050.0579 | 31.18% | Indexed | NA | VOA_GPN_GOV_UK\7246041 | 2019-08-30 | Low | - | Medium | Risk taken from previous CG | - | - | NA | SPONS Civils | NA | (BEAMS Note 2) The ERC for this item should be added to all other rateable items on the hereditament (except land). Therefore the total of the ERC of the other Building Items and the P&M ERC (where applicable) to enable the correct contract size adjustment to be made. ERC of Building Component + ERC of P&M = Total ERC to which contract size adjustment should be applied. The appropriate % adjustment should be made in accordance with the scale for contract size adjustment specified under section 6 of the RCG 2021 Guidance notes. The currency ERC rates are set at £4m (Four Million Pounds) @ 1st April 2019 (AVD) for the RCG 2021 Publication. | Photo 1 - Short length of tunnel | - | 2 | TRUE
4726 | 219TL3 | 7176 | 219TL3 | Railways | Tunnels - linings | Brickwork | size 8.0m internal diameter x 750mm long x 250mm thick | - | Tunnel linings may be of 3 basic types Precast concrete units set in place with mass concrete grout. Cast insitu concrete often in two layers. Brickwork built up in thickness up to 750mm | Location Adjustment Applicable (See Guidance Notes) - ERC = UK mean of 1.00 | (BEAMS Note 2) The ERC for this item should be added to all other rateable items on the hereditament (except land). Therefore the total of the ERC of the other Building Items and the P&M ERC (where applicable) to enable the correct contract size adjustment to be made. ERC of Building Component + ERC of P&M = Total ERC to which contract size adjustment should be applied. The appropriate % adjustment should be made in accordance with the scale for contract size adjustment specified under section 6 of the RCG 2023 Guidance notes. The currency ERC rates are set at £4m (Four Million Pounds) @ 1st April 2021 (AVD) for the RCG 2023 Publication. | Based on 5 m diam tunnel | Diameter or radius of the tunnel. Length. Age. | - | - | Railtrack | - | - | - | - | 20247 |  | Each | - | NA | NA | NA | 7780.1513 | Option 2 | 10206.1458 | 31.18% | 0 | 0 | -100% | -100% | 10206.1458 | 31.18% | Indexed | NA | VOA_GPN_GOV_UK\7246041 | 2019-08-30 | Low | - | Medium | Risk taken from previous CG | - | - | NA | SPONS Civils | NA | (BEAMS Note 2) The ERC for this item should be added to all other rateable items on the hereditament (except land). Therefore the total of the ERC of the other Building Items and the P&M ERC (where applicable) to enable the correct contract size adjustment to be made. ERC of Building Component + ERC of P&M = Total ERC to which contract size adjustment should be applied. The appropriate % adjustment should be made in accordance with the scale for contract size adjustment specified under section 6 of the RCG 2021 Guidance notes. The currency ERC rates are set at £4m (Four Million Pounds) @ 1st April 2019 (AVD) for the RCG 2021 Publication. | - | - | 2 | TRUE
4727 | 219TL1 | 7195 | 219TL1 | Railways | Tunnels - linings | Mass concrete | Spray applied - Rough cast finish | size 8.0m internal diameter x 750mm long x 250mm thick | Tunnel linings may be of 3 basic types Precast concrete units set in place with mass concrete grout. Cast insitu concrete often in two layers. Brickwork built up in thickness up to 750mm | Location Adjustment Applicable (See Guidance Notes) - ERC = UK mean of 1.00 | (BEAMS Note 2) The ERC for this item should be added to all other rateable items on the hereditament (except land). Therefore the total of the ERC of the other Building Items and the P&M ERC (where applicable) to enable the correct contract size adjustment to be made. ERC of Building Component + ERC of P&M = Total ERC to which contract size adjustment should be applied. The appropriate % adjustment should be made in accordance with the scale for contract size adjustment specified under section 6 of the RCG 2023 Guidance notes. The currency ERC rates are set at £4m (Four Million Pounds) @ 1st April 2021 (AVD) for the RCG 2023 Publication. | Based on 5 m diam tunnel | Diameter or radius of the tunnel. Length. Age. | - | - | Railtrack | - | - | - | - | 20247 |  | Each | - | NA | NA | NA | 4392.8745 | Option 2 | 5762.6537 | 31.18% | 0 | 0 | -100% | -100% | 5762.6537 | 31.18% | Indexed | NA | VOA_GPN_GOV_UK\7246041 | 2019-08-30 | Low | - | Medium | Risk taken from previous CG | - | - | NA | SPONS Civils | NA | (BEAMS Note 2) The ERC for this item should be added to all other rateable items on the hereditament (except land). Therefore the total of the ERC of the other Building Items and the P&M ERC (where applicable) to enable the correct contract size adjustment to be made. ERC of Building Component + ERC of P&M = Total ERC to which contract size adjustment should be applied. The appropriate % adjustment should be made in accordance with the scale for contract size adjustment specified under section 6 of the RCG 2021 Guidance notes. The currency ERC rates are set at £4m (Four Million Pounds) @ 1st April 2019 (AVD) for the RCG 2021 Publication. | - | - | 2 | TRUE
4728 | 219TL2 | 3633 | 219TL2 | Railways | Tunnels - linings | Pre - formed segmental sections | Reinforced precast concrete bolted rings complete size | size 8.0m internal diameter x 750mm long x 250mm thick | Tunnel linings may be of 3 basic types Precast concrete units set in place with mass concrete grout. Cast insitu concrete often in two layers. Brickwork built up in thickness up to 750mm | Location Adjustment Applicable (See Guidance Notes) - ERC = UK mean of 1.00 | (BEAMS Note 2) The ERC for this item should be added to all other rateable items on the hereditament (except land). Therefore the total of the ERC of the other Building Items and the P&M ERC (where applicable) to enable the correct contract size adjustment to be made. ERC of Building Component + ERC of P&M = Total ERC to which contract size adjustment should be applied. The appropriate % adjustment should be made in accordance with the scale for contract size adjustment specified under section 6 of the RCG 2023 Guidance notes. The currency ERC rates are set at £4m (Four Million Pounds) @ 1st April 2021 (AVD) for the RCG 2023 Publication. | Based on 5 m diam tunnel | Diameter or radius of the tunnel. Length. Age. | - | - | Railtrack | - | - | - | - | 20247 |  | Each | - | NA | NA | NA | 3969.4649 | Option 2 | 5207.2172 | 31.18% | 0 | 0 | -100% | -100% | 5207.2172 | 31.18% | Indexed | NA | VOA_GPN_GOV_UK\7246041 | 2019-08-30 | Low | - | Medium | Risk taken from previous CG | - | - | NA | SPONS Civils | NA | (BEAMS Note 2) The ERC for this item should be added to all other rateable items on the hereditament (except land). Therefore the total of the ERC of the other Building Items and the P&M ERC (where applicable) to enable the correct contract size adjustment to be made. ERC of Building Component + ERC of P&M = Total ERC to which contract size adjustment should be applied. The appropriate % adjustment should be made in accordance with the scale for contract size adjustment specified under section 6 of the RCG 2021 Guidance notes. The currency ERC rates are set at £4m (Four Million Pounds) @ 1st April 2019 (AVD) for the RCG 2021 Publication. | - | - | 2 | TRUE
| 219V01 |  | 219V01 | Railways | Viaducts | Rock and earth construction | double track | per 100m length | - | Considered Not Applicable at time of Publication | (BEAMS Note 2) The ERC for this item should be added to all other rateable items on the hereditament (except land). Therefore the total of the ERC of the other Building Items and the P&M ERC (where applicable) to enable the correct contract size adjustment to be made. ERC of Building Component + ERC of P&M = Total ERC to which contract size adjustment should be applied. The appropriate % adjustment should be made in accordance with the scale for contract size adjustment specified under section 6 of the RCG 2023 Guidance notes. The currency ERC rates are set at £4m (Four Million Pounds) @ 1st April 2021 (AVD) for the RCG 2023 Publication. | - | - | - | - | - | - | - | - | - | - |  | lin m | - | NA | NA | NA | 45869.3727 | Option 2 | 60172.2881 | 31.18% |  | 0 | -100% | -100% | 60172.2881 | 31.18% | Indexed | NA |  | 2021-09-30 |  |  |  | Indexed from NI RCG2020 | - | - | NA | SPONS Civils | NA |  |  |  |  | TRUE
4729 | 219V02 | 6978 | 219V02 | Railways | Viaducts | Concrete | Double track | Per 15m span | The viaduct costed is of brick construction some 10 m wide with a height from the ground beneath to the top of the arch as being 10 m. Above this usually 1.0 m of support and a 1.0 m high x 300 mm thick wall at the sides. The section envisaged is some 30 m in total length consisting of 3 arches some 7 m wide with 2 piers between of 2.5 m wide. Viaducts come in a variety of sizes and can be made out of concrete , steel or brick. For alternative costings please refer the matter to the VOA Building Surveyor. | Considered Not Applicable at time of Publication | (BEAMS Note 2) The ERC for this item should be added to all other rateable items on the hereditament (except land). Therefore the total of the ERC of the other Building Items and the P&M ERC (where applicable) to enable the correct contract size adjustment to be made. ERC of Building Component + ERC of P&M = Total ERC to which contract size adjustment should be applied. The appropriate % adjustment should be made in accordance with the scale for contract size adjustment specified under section 6 of the RCG 2023 Guidance notes. The currency ERC rates are set at £4m (Four Million Pounds) @ 1st April 2021 (AVD) for the RCG 2023 Publication. | - | The total length, width the height to the underside of the arches and the number and width of each arch. The type of construction and materials used. The Viaduct may carry the railway or carry a road / waterway over the railway. This should be noted. Do Not Walk on viaduct unless officially accompanied. | Viaduct | Furniture such as lights, notices regarding height, et cetera. | track, sleepers, points , et cetera. | - | - | - | - | 20248 |  | M2 | - | NA | NA | NA | 1499.5756 | Option 2 | 1967.171 | 31.18% | 2691.7567 | 1873.5125 | 24.94% | -4.761% | 1873.5125 | 24.94% | Indexed | NA | VOA_GPN_GOV_UK\7246041 | 2019-08-30 | Low | - | Medium | Risk taken from previous CG | - | - | NA | SPONS Civils | NA | (BEAMS Note 2) The ERC for this item should be added to all other rateable items on the hereditament (except land). Therefore the total of the ERC of the other Building Items and the P&M ERC (where applicable) to enable the correct contract size adjustment to be made. ERC of Building Component + ERC of P&M = Total ERC to which contract size adjustment should be applied. The appropriate % adjustment should be made in accordance with the scale for contract size adjustment specified under section 6 of the RCG 2021 Guidance notes. The currency ERC rates are set at £4m (Four Million Pounds) @ 1st April 2019 (AVD) for the RCG 2021 Publication. | - | - | 2 | TRUE
4730 | 219W01 | 6979 | 219W01 | Railways | Works - non standard gauge | Best quality | All inclusive per lin metre | - | Most track is standard guage 4 ft 8.5inches. the engines and wagons could run on the main rail networks. Within factories and mineral hereditaments are rail tracks that have been built to suit the particular activity being undertaken. Tracks may be narrow guage or in factories extra wide as are the tracks that support OHT and cranes. Factory floor tracks are often just set in concrete and have no visible sleepers or ballast. The relevant details should be taken and if outside the given specifications should be discussed with the Building Surveyor | Considered Not Applicable at time of Publication | (BEAMS Note 2) The ERC for this item should be added to all other rateable items on the hereditament (except land). Therefore the total of the ERC of the other Building Items and the P&M ERC (where applicable) to enable the correct contract size adjustment to be made. ERC of Building Component + ERC of P&M = Total ERC to which contract size adjustment should be applied. The appropriate % adjustment should be made in accordance with the scale for contract size adjustment specified under section 6 of the RCG 2023 Guidance notes. The currency ERC rates are set at £4m (Four Million Pounds) @ 1st April 2021 (AVD) for the RCG 2023 Publication. | Age | The width of the track The length of track The settings for the track The use of the track | Class 3 (a) (i) to (vi) inclusive. | - | Class 3 (a) (i) to (vi) inclusive | - | - | - | - | 20240 |  | M | length | NA | NA | NA | 680.9838 | Option 2 | 893.327 | 31.18% | 0 | 0 | -100% | -100% | 893.327 | 31.18% | Indexed | NA | VOA_GPN_GOV_UK\7246041 | 2019-08-30 | Low | - | Medium | Risk taken from previous CG | - | - | NA | SPONS Civils | NA | (BEAMS Note 2) The ERC for this item should be added to all other rateable items on the hereditament (except land). Therefore the total of the ERC of the other Building Items and the P&M ERC (where applicable) to enable the correct contract size adjustment to be made. ERC of Building Component + ERC of P&M = Total ERC to which contract size adjustment should be applied. The appropriate % adjustment should be made in accordance with the scale for contract size adjustment specified under section 6 of the RCG 2021 Guidance notes. The currency ERC rates are set at £4m (Four Million Pounds) @ 1st April 2019 (AVD) for the RCG 2021 Publication. | - | - | 2 | TRUE
4731 | 219W50 | 3618 | 219W50 | Railways | Works - non standard gauge | Wide gauge | Rail track on concrete base | Length per section of parallel track | Most track is standard guage 4 ft 8.5inches. the engines and wagons could run on the main rail networks. Within factories and mineral hereditaments are rail tracks that have been built to suit the particular activity being undertaken. Tracks may be narrow guage or in factories extra wide as are the tracks that support OHT and cranes. Factory floor tracks are often just set in concrete and have no visible sleepers or ballast. The relevant details should be taken and if outside the given specifications should be discussed with the Building Surveyor | Considered Not Applicable at time of Publication | (BEAMS Note 2) The ERC for this item should be added to all other rateable items on the hereditament (except land). Therefore the total of the ERC of the other Building Items and the P&M ERC (where applicable) to enable the correct contract size adjustment to be made. ERC of Building Component + ERC of P&M = Total ERC to which contract size adjustment should be applied. The appropriate % adjustment should be made in accordance with the scale for contract size adjustment specified under section 6 of the RCG 2023 Guidance notes. The currency ERC rates are set at £4m (Four Million Pounds) @ 1st April 2021 (AVD) for the RCG 2023 Publication. | Age | The width of the track The length of track The settings for the track The use of the track | Class 3 (a) (i) to (vi) inclusive. | - | Class 3 (a) (i) to (vi) inclusive | - | - | - | - | 20240 |  | M | - | NA | NA | NA | 176.4207 | Option 2 | 231.4319 | 31.18% | 316.8326 | 220.5213 | 25% | -4.714% | 220.5213 | 25% | Indexed | NA | VOA_GPN_GOV_UK\7246041 | 2019-08-30 | Low | - | Medium | Risk taken from previous CG | - | - | NA | SPONS Civils | NA | (BEAMS Note 2) The ERC for this item should be added to all other rateable items on the hereditament (except land). Therefore the total of the ERC of the other Building Items and the P&M ERC (where applicable) to enable the correct contract size adjustment to be made. ERC of Building Component + ERC of P&M = Total ERC to which contract size adjustment should be applied. The appropriate % adjustment should be made in accordance with the scale for contract size adjustment specified under section 6 of the RCG 2021 Guidance notes. The currency ERC rates are set at £4m (Four Million Pounds) @ 1st April 2019 (AVD) for the RCG 2021 Publication. | - | - | 2 | TRUE
4732 | 219W20 | 7158 | 219W20 | Railways | Works - non standard gauge | Works quality | All inclusive per lin metre | - | Most track is standard guage 4 ft 8.5inches. the engines and wagons could run on the main rail networks. Within factories and mineral hereditaments are rail tracks that have been built to suit the particular activity being undertaken. Tracks may be narrow guage or in factories extra wide as are the tracks that support OHT and cranes. Factory floor tracks are often just set in concrete and have no visible sleepers or ballast. The relevant details should be taken and if outside the given specifications should be discussed with the Building Surveyor | Considered Not Applicable at time of Publication | (BEAMS Note 2) The ERC for this item should be added to all other rateable items on the hereditament (except land). Therefore the total of the ERC of the other Building Items and the P&M ERC (where applicable) to enable the correct contract size adjustment to be made. ERC of Building Component + ERC of P&M = Total ERC to which contract size adjustment should be applied. The appropriate % adjustment should be made in accordance with the scale for contract size adjustment specified under section 6 of the RCG 2023 Guidance notes. The currency ERC rates are set at £4m (Four Million Pounds) @ 1st April 2021 (AVD) for the RCG 2023 Publication. | Age | The width of the track The length of track The settings for the track The use of the track | Class 3 (a) (i) to (vi) inclusive. | - | Class 3 (a) (i) to (vi) inclusive | - | - | - | - | 20240 |  | M | - | NA | NA | NA | 342.2561 | Option 2 | 448.9778 | 31.18% | 0 | 0 | -100% | -100% | 448.9778 | 31.18% | Indexed | NA | VOA_GPN_GOV_UK\7246041 | 2019-08-30 | Low | - | Medium | Risk taken from previous CG | - | - | NA | SPONS Civils | NA | (BEAMS Note 2) The ERC for this item should be added to all other rateable items on the hereditament (except land). Therefore the total of the ERC of the other Building Items and the P&M ERC (where applicable) to enable the correct contract size adjustment to be made. ERC of Building Component + ERC of P&M = Total ERC to which contract size adjustment should be applied. The appropriate % adjustment should be made in accordance with the scale for contract size adjustment specified under section 6 of the RCG 2021 Guidance notes. The currency ERC rates are set at £4m (Four Million Pounds) @ 1st April 2019 (AVD) for the RCG 2021 Publication. | - | - | 2 | TRUE
4733 | 213A01 | 8069 | 213A01 | Refining | Fractionation Towers - CI | Cast Iron (excel int trays) | 1.02 diam | 17m ht | Otherwise known as a column. Crude oil is rarely useable as such and must therefore be refined. This is achieved by distillation - crude oil is heated until it is vaporised and then cooled forming liquids according to the boiling points of their constituent molecules. From Refinery storage tanks crude oil is pumped through horizontal steel tubes arranged on the inside walls and the roof of a furnace (oil unable to ignite as no air is present in the tubes). The oil with a temperature in excess of 300 degrees C goes from the tubes into the lower part of a tall cylindrical tower COLUMN up to 7.5m diameter x 30.48m high FRACTIONATING TOWER. The vapour floats upwards into the fractionating tower - a tower from which fractions are obtained. The tower is divided into numerous compartments by means of trays. The vapours pass through holes in the trays. The higher the room (area above a tray) the cooler the temperature. As vapours rise they are cooled and liquids are condensed. The hydrocarbon vapours with the highest boiling points cool and condense first on the bottom trays. The most volatile (e.g. petrol) comes off the top as vapour and is separately cooled. The division of crude oil into fractions or distillates is made more exacting by using bubble caps (see sketch). By this method hot vapours passing through the holes in the tray are forced to bubble through cooler liquid, which has already been condensed and collected on the tray. Hot vapours boil off any light hydrocarbons on the tray. There may be a series of towers refining the oil again and again, these are known as "SIDE STRIPPERS". Columns are costed with regard to their weight of steel. The costs reflect the mild steel skirt irrespective of the material used in the column construction. The diameters and heights given are for the column only. Although the ERC include the cost of a mild steel skirt. Any brickwork (usually fire protection) over the metal skirt requires an addition. Add 20% (to include for shapes, formation etc.) to scales. The diameters and heights given are for the column only. Additions should be made for foundations and piles. IN CALCULATING THE VOLUME FOR CLASS 4 PURPOSES THE SKIRT SHOULD BE INCLUDED. | Considered Not Applicable at time of Publication | (BEAMS Note 1) The ERC for this item should be added to the total of the ERC of the other P&M items on the site and the Buildings ERC (where applicable) to enable the correct contract size adjustment to be made. ERC of P&M Items + ERC of Building Component’s = Total ERC (net figure rateable items only) to which contract size adjustment should be applied The 2023 Generic Contractors Test Spreadsheet has this facility built into the programme - it is recommended you undertake all contractors test valuations using this spreadsheet. (Details on the application of contract size adjustments can be found in the RCG 2023 Guidance notes). Where RV is calculated using the comparative method (rental method) the contract size adjustment should be made as follows: Select - SCAT code box ""P and M as an addition” within the 2023 Generic Contractors Test Spreadsheet facility. Or Where the spreadsheet is not used take the: Reciprocal of statutory de-capitalisation rate (i.e. 5% reciprocal = 20) multiply by rateable value of the buildings (before any overall end allowances are made and after making a notional deduction for the land value) and add to the ERC of P&M. Use resultant figure to calculate contract size adjustment. (Guidance Notes - Section 6) | The tower is under pressure and is therefore a pressure vessel. Fabrication costs are high and site erection costs are more due to the nature of structure. | Items to be recorded: (a) Number (Refinery serial no) and user i.e. No 1 Crude, 2nd stage distillation etc. (b) Overall height - including skirt. (c) Die - in the case of columns of varying diameters the length diameter of each different section should be given. (d) Height of skirt whether clad or bricked. (e) If lagged - the material used, its thickness and details of outer cover. (f) Operating pressure. (g) Weight of shell steel tons (excluding trays) (h) Weight of skirt in steel tons (where this is included in the shipping weight of the column it should be so indicated). (j) Weight of trays if they if they are fixed. Also weight of tray supports. (k) Thickness in inches mm of shell and skirt. (l) Total weight in steel tonnes of stairs, ladders catwalks, etc., attached to column. (m) Details of foundation work - other than oversite concrete, including piling, mass and R/C work, pits, chambers other under-ground works. (n) Throughout in gallons or barrels per day or per steam day. (o) Materials used in construction particularly linings (known as cladding on the trade) *Weight calculations to be made as follows: - 1. Shell 2. Heads 3 Internal Plate work 4. Tray supports 5. Insulation rings 6. Openings 7. Nozzles 8 Welds 9. Skirt 10. Base Ring 11 Anchor Ring/Lugs 12. Lifting Davits Weights normally shown on drawings are design weights - actual weight per fabricator may differ slightly. | Class 4 Table 4 - Towers and Columns subject to Class 4(d) limitation | Whole if Class 4(d) limitation applies i.e.: - does not exceed less than 400m3 and readily capable of being moved without substantial demolition to the surrounding structure, | It is assumed that the item forms part of an "average size industrial, commercial or office complex". Where it would be normal to find more than one item in such a hereditament the ERC stated has been adjusted to reflect any number / quantity, discount. These figures are NOT one off figures. | Steelwork, foundations, settings, platforms, supports, staging Ladders and Platforms Add to the above costs in respect of all columns where details of ladders and platforms are known, see 215N for costs, otherwise add 4% of mild steel equivalent to the cost of each column. | It is assumed that the item forms part of an "average size specialist industrial complex". The resultant ERC for this item should be added to the ERC of the other P&M items on the site and the Buildings ERC to enable the correct contract size adjustment to be made. The 2021 Generic Contractors Test Spreadsheet has this facility built into the programme - it is recommended you undertake all contractors test valuations using this spreadsheet. Where RV is calculated using the comparative method (rental method) the contract size adjustment should be made as follows: Select - SCAT code box "P and M as an addition " within the 2021 Generic Contractors Test Spreadsheet facility or where the spreadsheet is not used: take reciprocal of statutory de-capitalisation rate multiply by rateable value of the buildings (before any overall end allowances are made and after making a notional deduction for the land value) and add to the ERC of P&M. Use resultant figure to calculate contract size adjustment. (Guidance Notes - Section 6) | Photo 1 - Diagram of operation Photo 2 - Typical column - material not identified Photo 3 - Diagram | - | 20320 |  | Each | one | NA | NA | NA | 54128.2758 | Option 2 | 71006.4694 | 31.18% | 96769.7164 | 67353.5133 | 24.43% | -5.145% | 67353.5133 | 24.43% | Indexed | NA | VOA_GPN_GOV_UK\7246041 | 2019-08-30 | Low | - | High | Risk taken from previous CG | - | - | NA | SPONS Civils | NA | (BEAMS Note 1) The ERC for this item should be added to the total of the ERC of the other P&M items on the site and the Buildings ERC (where applicable) to enable the correct contract size adjustment to be made. ERC of P&M Items + ERC of Building Component’s = Total ERC (net figure rateable items only) to which contract size adjustment should be applied The 2021 Generic Contractors Test Spreadsheet has this facility built into the programme - it is recommended you undertake all contractors test valuations using this spreadsheet. (Details on the application of contract size adjustments can be found in the RCG 2021 Guidance notes). Where RV is calculated using the comparative method (rental method) the contract size adjustment should be made as follows: Select - SCAT code box "P and M as an addition” within the 2021 Generic Contractors Test Spreadsheet facility. Or Where the spreadsheet is not used take the: Reciprocal of statutory de-capitalisation rate (i.e. 5% reciprocal = 20) multiply by rateable value of the buildings (before any overall end allowances are made and after making a notional deduction for the land value) and add to the ERC of P&M. Use resultant figure to calculate contract size adjustment. (Guidance Notes - Section 6) | Photo 1 - Diagram of operation Photo 2 - Typical column - material not identified Photo 3 - Diagram | - | 1 | TRUE
4734 | 213A02 | 8070 | 213A02 | Refining | Fractionation Towers - CI | Cast Iron (excel int trays) | 1.27 diam | 23m ht | Otherwise known as a column. Crude oil is rarely useable as such and must therefore be refined. This is achieved by distillation - crude oil is heated until it is vaporised and then cooled forming liquids according to the boiling points of their constituent molecules. From Refinery storage tanks crude oil is pumped through horizontal steel tubes arranged on the inside walls and the roof of a furnace (oil unable to ignite as no air is present in the tubes). The oil with a temperature in excess of 300 degrees C goes from the tubes into the lower part of a tall cylindrical tower COLUMN up to 7.5m diameter x 30.48m high FRACTIONATING TOWER. The vapour floats upwards into the fractionating tower - a tower from which fractions are obtained. The tower is divided into numerous compartments by means of trays. The vapours pass through holes in the trays. The higher the room (area above a tray) the cooler the temperature. As vapours rise they are cooled and liquids are condensed. The hydrocarbon vapours with the highest boiling points cool and condense first on the bottom trays. The most volatile (e.g. petrol) comes off the top as vapour and is separately cooled. The division of crude oil into fractions or distillates is made more exacting by using bubble caps (see sketch). By this method hot vapours passing through the holes in the tray are forced to bubble through cooler liquid, which has already been condensed and collected on the tray. Hot vapours boil off any light hydrocarbons on the tray. There may be a series of towers refining the oil again and again, these are known as "SIDE STRIPPERS". Columns are costed with regard to their weight of steel. The costs reflect the mild steel skirt irrespective of the material used in the column construction. The diameters and heights given are for the column only. Although the ERC include the cost of a mild steel skirt. Any brickwork (usually fire protection) over the metal skirt requires an addition. Add 20% (to include for shapes, formation etc.) to scales. The diameters and heights given are for the column only. Additions should be made for foundations and piles. IN CALCULATING THE VOLUME FOR CLASS 4 PURPOSES THE SKIRT SHOULD BE INCLUDED. | Considered Not Applicable at time of Publication | (BEAMS Note 1) The ERC for this item should be added to the total of the ERC of the other P&M items on the site and the Buildings ERC (where applicable) to enable the correct contract size adjustment to be made. ERC of P&M Items + ERC of Building Component’s = Total ERC (net figure rateable items only) to which contract size adjustment should be applied The 2023 Generic Contractors Test Spreadsheet has this facility built into the programme - it is recommended you undertake all contractors test valuations using this spreadsheet. (Details on the application of contract size adjustments can be found in the RCG 2023 Guidance notes). Where RV is calculated using the comparative method (rental method) the contract size adjustment should be made as follows: Select - SCAT code box ""P and M as an addition” within the 2023 Generic Contractors Test Spreadsheet facility. Or Where the spreadsheet is not used take the: Reciprocal of statutory de-capitalisation rate (i.e. 5% reciprocal = 20) multiply by rateable value of the buildings (before any overall end allowances are made and after making a notional deduction for the land value) and add to the ERC of P&M. Use resultant figure to calculate contract size adjustment. (Guidance Notes - Section 6) | The tower is under pressure and is therefore a pressure vessel. Fabrication costs are high and site erection costs are more due to the nature of structure. | Items to be recorded: (a) Number (Refinery serial no) and user i.e. No 1 Crude, 2nd stage distillation etc. (b) Overall height - including skirt. (c) Die - in the case of columns of varying diameters the length diameter of each different section should be given. (d) Height of skirt whether clad or bricked. (e) If lagged - the material used, its thickness and details of outer cover. (f) Operating pressure. (g) Weight of shell steel tons (excluding trays) (h) Weight of skirt in steel tons (where this is included in the shipping weight of the column it should be so indicated). (j) Weight of trays if they if they are fixed. Also weight of tray supports. (k) Thickness in inches mm of shell and skirt. (l) Total weight in steel tonnes of stairs, ladders catwalks, etc., attached to column. (m) Details of foundation work - other than oversite concrete, including piling, mass and R/C work, pits, chambers other under-ground works. (n) Throughout in gallons or barrels per day or per steam day. (o) Materials used in construction particularly linings (known as cladding on the trade) *Weight calculations to be made as follows: - 1. Shell 2. Heads 3 Internal Plate work 4. Tray supports 5. Insulation rings 6. Openings 7. Nozzles 8 Welds 9. Skirt 10. Base Ring 11 Anchor Ring/Lugs 12. Lifting Davits Weights normally shown on drawings are design weights - actual weight per fabricator may differ slightly. | Class 4 Table 4 - Towers and Columns subject to Class 4(d) limitation | Whole if Class 4(d) limitation applies i.e.: - does not exceed less than 400m3 and readily capable of being moved without substantial demolition to the surrounding structure, | It is assumed that the item forms part of an "average size industrial, commercial or office complex". Where it would be normal to find more than one item in such a hereditament the ERC stated has been adjusted to reflect any number / quantity, discount. These figures are NOT one off figures. | Steelwork, foundations, settings, platforms, supports, staging Ladders and Platforms Add to the above costs in respect of all columns where details of ladders and platforms are known, see 215N for costs, otherwise add 4% of mild steel equivalent to the cost of each column. | It is assumed that the item forms part of an "average size specialist industrial complex". The resultant ERC for this item should be added to the ERC of the other P&M items on the site and the Buildings ERC to enable the correct contract size adjustment to be made. The 2021 Generic Contractors Test Spreadsheet has this facility built into the programme - it is recommended you undertake all contractors test valuations using this spreadsheet. Where RV is calculated using the comparative method (rental method) the contract size adjustment should be made as follows: Select - SCAT code box "P and M as an addition " within the 2021 Generic Contractors Test Spreadsheet facility or where the spreadsheet is not used: take reciprocal of statutory de-capitalisation rate multiply by rateable value of the buildings (before any overall end allowances are made and after making a notional deduction for the land value) and add to the ERC of P&M. Use resultant figure to calculate contract size adjustment. (Guidance Notes - Section 6) | Photo 1 - Diagram of operation Photo 2 - Typical column - material not identified Photo 3 - Diagram | - | 20320 |  | Each | one | NA | NA | NA | 72326.5754 | Option 2 | 94879.3341 | 31.18% | 129304.3625 | 89998.229 | 24.43% | -5.145% | 89998.229 | 24.43% | Indexed | NA | VOA_GPN_GOV_UK\7246041 | 2019-08-30 | Low | - | High | Risk taken from previous CG | - | - | NA | SPONS Civils | NA | (BEAMS Note 1) The ERC for this item should be added to the total of the ERC of the other P&M items on the site and the Buildings ERC (where applicable) to enable the correct contract size adjustment to be made. ERC of P&M Items + ERC of Building Component’s = Total ERC (net figure rateable items only) to which contract size adjustment should be applied The 2021 Generic Contractors Test Spreadsheet has this facility built into the programme - it is recommended you undertake all contractors test valuations using this spreadsheet. (Details on the application of contract size adjustments can be found in the RCG 2021 Guidance notes). Where RV is calculated using the comparative method (rental method) the contract size adjustment should be made as follows: Select - SCAT code box "P and M as an addition” within the 2021 Generic Contractors Test Spreadsheet facility. Or Where the spreadsheet is not used take the: Reciprocal of statutory de-capitalisation rate (i.e. 5% reciprocal = 20) multiply by rateable value of the buildings (before any overall end allowances are made and after making a notional deduction for the land value) and add to the ERC of P&M. Use resultant figure to calculate contract size adjustment. (Guidance Notes - Section 6) | Photo 1 - Diagram of operation Photo 2 - Typical column - material not identified Photo 3 - Diagram | - | 1 | TRUE
4735 | 213A03 | 8071 | 213A03 | Refining | Fractionation Towers - CI | Cast Iron (excel int trays) | 1.525m diam | 30m ht | Otherwise known as a column. Crude oil is rarely useable as such and must therefore be refined. This is achieved by distillation - crude oil is heated until it is vaporised and then cooled forming liquids according to the boiling points of their constituent molecules. From Refinery storage tanks crude oil is pumped through horizontal steel tubes arranged on the inside walls and the roof of a furnace (oil unable to ignite as no air is present in the tubes). The oil with a temperature in excess of 300 degrees C goes from the tubes into the lower part of a tall cylindrical tower COLUMN up to 7.5m diameter x 30.48m high FRACTIONATING TOWER. The vapour floats upwards into the fractionating tower - a tower from which fractions are obtained. The tower is divided into numerous compartments by means of trays. The vapours pass through holes in the trays. The higher the room (area above a tray) the cooler the temperature. As vapours rise they are cooled and liquids are condensed. The hydrocarbon vapours with the highest boiling points cool and condense first on the bottom trays. The most volatile (e.g. petrol) comes off the top as vapour and is separately cooled. The division of crude oil into fractions or distillates is made more exacting by using bubble caps (see sketch). By this method hot vapours passing through the holes in the tray are forced to bubble through cooler liquid, which has already been condensed and collected on the tray. Hot vapours boil off any light hydrocarbons on the tray. There may be a series of towers refining the oil again and again, these are known as "SIDE STRIPPERS". Columns are costed with regard to their weight of steel. The costs reflect the mild steel skirt irrespective of the material used in the column construction. The diameters and heights given are for the column only. Although the ERC include the cost of a mild steel skirt. Any brickwork (usually fire protection) over the metal skirt requires an addition. Add 20% (to include for shapes, formation etc.) to scales. The diameters and heights given are for the column only. Additions should be made for foundations and piles. IN CALCULATING THE VOLUME FOR CLASS 4 PURPOSES THE SKIRT SHOULD BE INCLUDED. | Considered Not Applicable at time of Publication | (BEAMS Note 1) The ERC for this item should be added to the total of the ERC of the other P&M items on the site and the Buildings ERC (where applicable) to enable the correct contract size adjustment to be made. ERC of P&M Items + ERC of Building Component’s = Total ERC (net figure rateable items only) to which contract size adjustment should be applied The 2023 Generic Contractors Test Spreadsheet has this facility built into the programme - it is recommended you undertake all contractors test valuations using this spreadsheet. (Details on the application of contract size adjustments can be found in the RCG 2023 Guidance notes). Where RV is calculated using the comparative method (rental method) the contract size adjustment should be made as follows: Select - SCAT code box ""P and M as an addition” within the 2023 Generic Contractors Test Spreadsheet facility. Or Where the spreadsheet is not used take the: Reciprocal of statutory de-capitalisation rate (i.e. 5% reciprocal = 20) multiply by rateable value of the buildings (before any overall end allowances are made and after making a notional deduction for the land value) and add to the ERC of P&M. Use resultant figure to calculate contract size adjustment. (Guidance Notes - Section 6) | The tower is under pressure and is therefore a pressure vessel. Fabrication costs are high and site erection costs are more due to the nature of structure. | Items to be recorded: (a) Number (Refinery serial no) and user i.e. No 1 Crude, 2nd stage distillation etc. (b) Overall height - including skirt. (c) Die - in the case of columns of varying diameters the length diameter of each different section should be given. (d) Height of skirt whether clad or bricked. (e) If lagged - the material used, its thickness and details of outer cover. (f) Operating pressure. (g) Weight of shell steel tons (excluding trays) (h) Weight of skirt in steel tons (where this is included in the shipping weight of the column it should be so indicated). (j) Weight of trays if they if they are fixed. Also weight of tray supports. (k) Thickness in inches mm of shell and skirt. (l) Total weight in steel tonnes of stairs, ladders catwalks, etc., attached to column. (m) Details of foundation work - other than oversite concrete, including piling, mass and R/C work, pits, chambers other under-ground works. (n) Throughout in gallons or barrels per day or per steam day. (o) Materials used in construction particularly linings (known as cladding on the trade) *Weight calculations to be made as follows: - 1. Shell 2. Heads 3 Internal Plate work 4. Tray supports 5. Insulation rings 6. Openings 7. Nozzles 8 Welds 9. Skirt 10. Base Ring 11 Anchor Ring/Lugs 12. Lifting Davits Weights normally shown on drawings are design weights - actual weight per fabricator may differ slightly. | Class 4 Table 4 - Towers and Columns subject to Class 4(d) limitation | Whole if Class 4(d) limitation applies i.e.: - does not exceed less than 400m3 and readily capable of being moved without substantial demolition to the surrounding structure, | It is assumed that the item forms part of an "average size industrial, commercial or office complex". Where it would be normal to find more than one item in such a hereditament the ERC stated has been adjusted to reflect any number / quantity, discount. These figures are NOT one off figures. | Steelwork, foundations, settings, platforms, supports, staging Ladders and Platforms Add to the above costs in respect of all columns where details of ladders and platforms are known, see 215N for costs, otherwise add 4% of mild steel equivalent to the cost of each column. | It is assumed that the item forms part of an "average size specialist industrial complex". The resultant ERC for this item should be added to the ERC of the other P&M items on the site and the Buildings ERC to enable the correct contract size adjustment to be made. The 2021 Generic Contractors Test Spreadsheet has this facility built into the programme - it is recommended you undertake all contractors test valuations using this spreadsheet. Where RV is calculated using the comparative method (rental method) the contract size adjustment should be made as follows: Select - SCAT code box "P and M as an addition " within the 2021 Generic Contractors Test Spreadsheet facility or where the spreadsheet is not used: take reciprocal of statutory de-capitalisation rate multiply by rateable value of the buildings (before any overall end allowances are made and after making a notional deduction for the land value) and add to the ERC of P&M. Use resultant figure to calculate contract size adjustment. (Guidance Notes - Section 6) | Photo 1 - Diagram of operation Photo 2 - Typical column - material not identified Photo 3 - Diagram | - | 20320 |  | Each | one | NA | NA | NA | 108723.1747 | Option 2 | 142625.0635 | 31.18% | 194373.6546 | 135287.6604 | 24.43% | -5.145% | 135287.6604 | 24.43% | Indexed | NA | VOA_GPN_GOV_UK\7246041 | 2019-08-30 | Low | - | High | Risk taken from previous CG | - | - | NA | SPONS Civils | NA | (BEAMS Note 1) The ERC for this item should be added to the total of the ERC of the other P&M items on the site and the Buildings ERC (where applicable) to enable the correct contract size adjustment to be made. ERC of P&M Items + ERC of Building Component’s = Total ERC (net figure rateable items only) to which contract size adjustment should be applied The 2021 Generic Contractors Test Spreadsheet has this facility built into the programme - it is recommended you undertake all contractors test valuations using this spreadsheet. (Details on the application of contract size adjustments can be found in the RCG 2021 Guidance notes). Where RV is calculated using the comparative method (rental method) the contract size adjustment should be made as follows: Select - SCAT code box "P and M as an addition” within the 2021 Generic Contractors Test Spreadsheet facility. Or Where the spreadsheet is not used take the: Reciprocal of statutory de-capitalisation rate (i.e. 5% reciprocal = 20) multiply by rateable value of the buildings (before any overall end allowances are made and after making a notional deduction for the land value) and add to the ERC of P&M. Use resultant figure to calculate contract size adjustment. (Guidance Notes - Section 6) | Photo 1 - Diagram of operation Photo 2 - Typical column - material not identified Photo 3 - Diagram | - | 1 | TRUE
4736 | 213A04 | 8072 | 213A04 | Refining | Fractionation Towers - CI | Cast Iron (excel int trays) | 1.78m ht | 30m ht | Otherwise known as a column. Crude oil is rarely useable as such and must therefore be refined. This is achieved by distillation - crude oil is heated until it is vaporised and then cooled forming liquids according to the boiling points of their constituent molecules. From Refinery storage tanks crude oil is pumped through horizontal steel tubes arranged on the inside walls and the roof of a furnace (oil unable to ignite as no air is present in the tubes). The oil with a temperature in excess of 300 degrees C goes from the tubes into the lower part of a tall cylindrical tower COLUMN up to 7.5m diameter x 30.48m high FRACTIONATING TOWER. The vapour floats upwards into the fractionating tower - a tower from which fractions are obtained. The tower is divided into numerous compartments by means of trays. The vapours pass through holes in the trays. The higher the room (area above a tray) the cooler the temperature. As vapours rise they are cooled and liquids are condensed. The hydrocarbon vapours with the highest boiling points cool and condense first on the bottom trays. The most volatile (e.g. petrol) comes off the top as vapour and is separately cooled. The division of crude oil into fractions or distillates is made more exacting by using bubble caps (see sketch). By this method hot vapours passing through the holes in the tray are forced to bubble through cooler liquid, which has already been condensed and collected on the tray. Hot vapours boil off any light hydrocarbons on the tray. There may be a series of towers refining the oil again and again, these are known as "SIDE STRIPPERS". Columns are costed with regard to their weight of steel. The costs reflect the mild steel skirt irrespective of the material used in the column construction. The diameters and heights given are for the column only. Although the ERC include the cost of a mild steel skirt. Any brickwork (usually fire protection) over the metal skirt requires an addition. Add 20% (to include for shapes, formation etc.) to scales. The diameters and heights given are for the column only. Additions should be made for foundations and piles. IN CALCULATING THE VOLUME FOR CLASS 4 PURPOSES THE SKIRT SHOULD BE INCLUDED. | Considered Not Applicable at time of Publication | (BEAMS Note 1) The ERC for this item should be added to the total of the ERC of the other P&M items on the site and the Buildings ERC (where applicable) to enable the correct contract size adjustment to be made. ERC of P&M Items + ERC of Building Component’s = Total ERC (net figure rateable items only) to which contract size adjustment should be applied The 2023 Generic Contractors Test Spreadsheet has this facility built into the programme - it is recommended you undertake all contractors test valuations using this spreadsheet. (Details on the application of contract size adjustments can be found in the RCG 2023 Guidance notes). Where RV is calculated using the comparative method (rental method) the contract size adjustment should be made as follows: Select - SCAT code box ""P and M as an addition” within the 2023 Generic Contractors Test Spreadsheet facility. Or Where the spreadsheet is not used take the: Reciprocal of statutory de-capitalisation rate (i.e. 5% reciprocal = 20) multiply by rateable value of the buildings (before any overall end allowances are made and after making a notional deduction for the land value) and add to the ERC of P&M. Use resultant figure to calculate contract size adjustment. (Guidance Notes - Section 6) | The tower is under pressure and is therefore a pressure vessel. Fabrication costs are high and site erection costs are more due to the nature of structure. | Items to be recorded: (a) Number (Refinery serial no) and user i.e. No 1 Crude, 2nd stage distillation etc. (b) Overall height - including skirt. (c) Die - in the case of columns of varying diameters the length diameter of each different section should be given. (d) Height of skirt whether clad or bricked. (e) If lagged - the material used, its thickness and details of outer cover. (f) Operating pressure. (g) Weight of shell steel tons (excluding trays) (h) Weight of skirt in steel tons (where this is included in the shipping weight of the column it should be so indicated). (j) Weight of trays if they if they are fixed. Also weight of tray supports. (k) Thickness in inches mm of shell and skirt. (l) Total weight in steel tonnes of stairs, ladders catwalks, etc., attached to column. (m) Details of foundation work - other than oversite concrete, including piling, mass and R/C work, pits, chambers other under-ground works. (n) Throughout in gallons or barrels per day or per steam day. (o) Materials used in construction particularly linings (known as cladding on the trade) *Weight calculations to be made as follows: - 1. Shell 2. Heads 3 Internal Plate work 4. Tray supports 5. Insulation rings 6. Openings 7. Nozzles 8 Welds 9. Skirt 10. Base Ring 11 Anchor Ring/Lugs 12. Lifting Davits Weights normally shown on drawings are design weights - actual weight per fabricator may differ slightly. | Class 4 Table 4 - Towers and Columns subject to Class 4(d) limitation | Whole if Class 4(d) limitation applies i.e.: - does not exceed less than 400m3 and readily capable of being moved without substantial demolition to the surrounding structure, | It is assumed that the item forms part of an "average size industrial, commercial or office complex". Where it would be normal to find more than one item in such a hereditament the ERC stated has been adjusted to reflect any number / quantity, discount. These figures are NOT one off figures. | Steelwork, foundations, settings, platforms, supports, staging Ladders and Platforms Add to the above costs in respect of all columns where details of ladders and platforms are known, see 215N for costs, otherwise add 4% of mild steel equivalent to the cost of each column. | It is assumed that the item forms part of an "average size specialist industrial complex". The resultant ERC for this item should be added to the ERC of the other P&M items on the site and the Buildings ERC to enable the correct contract size adjustment to be made. The 2021 Generic Contractors Test Spreadsheet has this facility built into the programme - it is recommended you undertake all contractors test valuations using this spreadsheet. Where RV is calculated using the comparative method (rental method) the contract size adjustment should be made as follows: Select - SCAT code box "P and M as an addition " within the 2021 Generic Contractors Test Spreadsheet facility or where the spreadsheet is not used: take reciprocal of statutory de-capitalisation rate multiply by rateable value of the buildings (before any overall end allowances are made and after making a notional deduction for the land value) and add to the ERC of P&M. Use resultant figure to calculate contract size adjustment. (Guidance Notes - Section 6) | Photo 1 - Diagram of operation Photo 2 - Typical column - material not identified Photo 3 - Diagram | - | 20320 |  | Each | one | NA | NA | NA | 129254.5897 | Option 2 | 169558.5519 | 31.18% | 231079.4091 | 160835.5448 | 24.43% | -5.145% | 160835.5448 | 24.43% | Indexed | NA | VOA_GPN_GOV_UK\7246041 | 2019-08-30 | Low | - | High | Risk taken from previous CG | - | - | NA | SPONS Civils | NA | (BEAMS Note 1) The ERC for this item should be added to the total of the ERC of the other P&M items on the site and the Buildings ERC (where applicable) to enable the correct contract size adjustment to be made. ERC of P&M Items + ERC of Building Component’s = Total ERC (net figure rateable items only) to which contract size adjustment should be applied The 2021 Generic Contractors Test Spreadsheet has this facility built into the programme - it is recommended you undertake all contractors test valuations using this spreadsheet. (Details on the application of contract size adjustments can be found in the RCG 2021 Guidance notes). Where RV is calculated using the comparative method (rental method) the contract size adjustment should be made as follows: Select - SCAT code box "P and M as an addition” within the 2021 Generic Contractors Test Spreadsheet facility. Or Where the spreadsheet is not used take the: Reciprocal of statutory de-capitalisation rate (i.e. 5% reciprocal = 20) multiply by rateable value of the buildings (before any overall end allowances are made and after making a notional deduction for the land value) and add to the ERC of P&M. Use resultant figure to calculate contract size adjustment. (Guidance Notes - Section 6) | Photo 1 - Diagram of operation Photo 2 - Typical column - material not identified Photo 3 - Diagram | - | 1 | TRUE
4737 | 213A05 | 8073 | 213A05 | Refining | Fractionation Towers - CI | Cast Iron (excel int trays) | 2.04m diam | 30m ht | Otherwise known as a column. Crude oil is rarely useable as such and must therefore be refined. This is achieved by distillation - crude oil is heated until it is vaporised and then cooled forming liquids according to the boiling points of their constituent molecules. From Refinery storage tanks crude oil is pumped through horizontal steel tubes arranged on the inside walls and the roof of a furnace (oil unable to ignite as no air is present in the tubes). The oil with a temperature in excess of 300 degrees C goes from the tubes into the lower part of a tall cylindrical tower COLUMN up to 7.5m diameter x 30.48m high FRACTIONATING TOWER. The vapour floats upwards into the fractionating tower - a tower from which fractions are obtained. The tower is divided into numerous compartments by means of trays. The vapours pass through holes in the trays. The higher the room (area above a tray) the cooler the temperature. As vapours rise they are cooled and liquids are condensed. The hydrocarbon vapours with the highest boiling points cool and condense first on the bottom trays. The most volatile (e.g. petrol) comes off the top as vapour and is separately cooled. The division of crude oil into fractions or distillates is made more exacting by using bubble caps (see sketch). By this method hot vapours passing through the holes in the tray are forced to bubble through cooler liquid, which has already been condensed and collected on the tray. Hot vapours boil off any light hydrocarbons on the tray. There may be a series of towers refining the oil again and again, these are known as "SIDE STRIPPERS". Columns are costed with regard to their weight of steel. The costs reflect the mild steel skirt irrespective of the material used in the column construction. The diameters and heights given are for the column only. Although the ERC include the cost of a mild steel skirt. Any brickwork (usually fire protection) over the metal skirt requires an addition. Add 20% (to include for shapes, formation etc.) to scales. The diameters and heights given are for the column only. Additions should be made for foundations and piles. IN CALCULATING THE VOLUME FOR CLASS 4 PURPOSES THE SKIRT SHOULD BE INCLUDED. | Considered Not Applicable at time of Publication | (BEAMS Note 1) The ERC for this item should be added to the total of the ERC of the other P&M items on the site and the Buildings ERC (where applicable) to enable the correct contract size adjustment to be made. ERC of P&M Items + ERC of Building Component’s = Total ERC (net figure rateable items only) to which contract size adjustment should be applied The 2023 Generic Contractors Test Spreadsheet has this facility built into the programme - it is recommended you undertake all contractors test valuations using this spreadsheet. (Details on the application of contract size adjustments can be found in the RCG 2023 Guidance notes). Where RV is calculated using the comparative method (rental method) the contract size adjustment should be made as follows: Select - SCAT code box ""P and M as an addition” within the 2023 Generic Contractors Test Spreadsheet facility. Or Where the spreadsheet is not used take the: Reciprocal of statutory de-capitalisation rate (i.e. 5% reciprocal = 20) multiply by rateable value of the buildings (before any overall end allowances are made and after making a notional deduction for the land value) and add to the ERC of P&M. Use resultant figure to calculate contract size adjustment. (Guidance Notes - Section 6) | The tower is under pressure and is therefore a pressure vessel. Fabrication costs are high and site erection costs are more due to the nature of structure. | Items to be recorded: (a) Number (Refinery serial no) and user i.e. No 1 Crude, 2nd stage distillation etc. (b) Overall height - including skirt. (c) Die - in the case of columns of varying diameters the length diameter of each different section should be given. (d) Height of skirt whether clad or bricked. (e) If lagged - the material used, its thickness and details of outer cover. (f) Operating pressure. (g) Weight of shell steel tons (excluding trays) (h) Weight of skirt in steel tons (where this is included in the shipping weight of the column it should be so indicated). (j) Weight of trays if they if they are fixed. Also weight of tray supports. (k) Thickness in inches mm of shell and skirt. (l) Total weight in steel tonnes of stairs, ladders catwalks, etc., attached to column. (m) Details of foundation work - other than oversite concrete, including piling, mass and R/C work, pits, chambers other under-ground works. (n) Throughout in gallons or barrels per day or per steam day. (o) Materials used in construction particularly linings (known as cladding on the trade) *Weight calculations to be made as follows: - 1. Shell 2. Heads 3 Internal Plate work 4. Tray supports 5. Insulation rings 6. Openings 7. Nozzles 8 Welds 9. Skirt 10. Base Ring 11 Anchor Ring/Lugs 12. Lifting Davits Weights normally shown on drawings are design weights - actual weight per fabricator may differ slightly. | Class 4 Table 4 - Towers and Columns subject to Class 4(d) limitation | Whole if Class 4(d) limitation applies i.e.: - does not exceed less than 400m3 and readily capable of being moved without substantial demolition to the surrounding structure, | It is assumed that the item forms part of an "average size industrial, commercial or office complex". Where it would be normal to find more than one item in such a hereditament the ERC stated has been adjusted to reflect any number / quantity, discount. These figures are NOT one off figures. | Steelwork, foundations, settings, platforms, supports, staging Ladders and Platforms Add to the above costs in respect of all columns where details of ladders and platforms are known, see 215N for costs, otherwise add 4% of mild steel equivalent to the cost of each column. | It is assumed that the item forms part of an "average size specialist industrial complex". The resultant ERC for this item should be added to the ERC of the other P&M items on the site and the Buildings ERC to enable the correct contract size adjustment to be made. The 2021 Generic Contractors Test Spreadsheet has this facility built into the programme - it is recommended you undertake all contractors test valuations using this spreadsheet. Where RV is calculated using the comparative method (rental method) the contract size adjustment should be made as follows: Select - SCAT code box "P and M as an addition " within the 2021 Generic Contractors Test Spreadsheet facility or where the spreadsheet is not used: take reciprocal of statutory de-capitalisation rate multiply by rateable value of the buildings (before any overall end allowances are made and after making a notional deduction for the land value) and add to the ERC of P&M. Use resultant figure to calculate contract size adjustment. (Guidance Notes - Section 6) | Photo 1 - Diagram of operation Photo 2 - Typical column - material not identified Photo 3 - Diagram | - | 20320 |  | Each | one | NA | NA | NA | 166584.435 | Option 2 | 218528.5308 | 31.18% | 297817.1446 | 207286.2437 | 24.43% | -5.145% | 207286.2437 | 24.43% | Indexed | NA | VOA_GPN_GOV_UK\7246041 | 2019-08-30 | Low | - | High | Risk taken from previous CG | - | - | NA | SPONS Civils | NA | (BEAMS Note 1) The ERC for this item should be added to the total of the ERC of the other P&M items on the site and the Buildings ERC (where applicable) to enable the correct contract size adjustment to be made. ERC of P&M Items + ERC of Building Component’s = Total ERC (net figure rateable items only) to which contract size adjustment should be applied The 2021 Generic Contractors Test Spreadsheet has this facility built into the programme - it is recommended you undertake all contractors test valuations using this spreadsheet. (Details on the application of contract size adjustments can be found in the RCG 2021 Guidance notes). Where RV is calculated using the comparative method (rental method) the contract size adjustment should be made as follows: Select - SCAT code box "P and M as an addition” within the 2021 Generic Contractors Test Spreadsheet facility. Or Where the spreadsheet is not used take the: Reciprocal of statutory de-capitalisation rate (i.e. 5% reciprocal = 20) multiply by rateable value of the buildings (before any overall end allowances are made and after making a notional deduction for the land value) and add to the ERC of P&M. Use resultant figure to calculate contract size adjustment. (Guidance Notes - Section 6) | Photo 1 - Diagram of operation Photo 2 - Typical column - material not identified Photo 3 - Diagram | - | 1 | TRUE
4738 | 213A06 | 8074 | 213A06 | Refining | Fractionation Towers - CI | Cast Iron (excel int trays) | 3.0m diam | 30m ht | Otherwise known as a column. Crude oil is rarely useable as such and must therefore be refined. This is achieved by distillation - crude oil is heated until it is vaporised and then cooled forming liquids according to the boiling points of their constituent molecules. From Refinery storage tanks crude oil is pumped through horizontal steel tubes arranged on the inside walls and the roof of a furnace (oil unable to ignite as no air is present in the tubes). The oil with a temperature in excess of 300 degrees C goes from the tubes into the lower part of a tall cylindrical tower COLUMN up to 7.5m diameter x 30.48m high FRACTIONATING TOWER. The vapour floats upwards into the fractionating tower - a tower from which fractions are obtained. The tower is divided into numerous compartments by means of trays. The vapours pass through holes in the trays. The higher the room (area above a tray) the cooler the temperature. As vapours rise they are cooled and liquids are condensed. The hydrocarbon vapours with the highest boiling points cool and condense first on the bottom trays. The most volatile (e.g. petrol) comes off the top as vapour and is separately cooled. The division of crude oil into fractions or distillates is made more exacting by using bubble caps (see sketch). By this method hot vapours passing through the holes in the tray are forced to bubble through cooler liquid, which has already been condensed and collected on the tray. Hot vapours boil off any light hydrocarbons on the tray. There may be a series of towers refining the oil again and again, these are known as "SIDE STRIPPERS". Columns are costed with regard to their weight of steel. The costs reflect the mild steel skirt irrespective of the material used in the column construction. The diameters and heights given are for the column only. Although the ERC include the cost of a mild steel skirt. Any brickwork (usually fire protection) over the metal skirt requires an addition. Add 20% (to include for shapes, formation etc.) to scales. The diameters and heights given are for the column only. Additions should be made for foundations and piles. IN CALCULATING THE VOLUME FOR CLASS 4 PURPOSES THE SKIRT SHOULD BE INCLUDED. | Considered Not Applicable at time of Publication | (BEAMS Note 1) The ERC for this item should be added to the total of the ERC of the other P&M items on the site and the Buildings ERC (where applicable) to enable the correct contract size adjustment to be made. ERC of P&M Items + ERC of Building Component’s = Total ERC (net figure rateable items only) to which contract size adjustment should be applied The 2023 Generic Contractors Test Spreadsheet has this facility built into the programme - it is recommended you undertake all contractors test valuations using this spreadsheet. (Details on the application of contract size adjustments can be found in the RCG 2023 Guidance notes). Where RV is calculated using the comparative method (rental method) the contract size adjustment should be made as follows: Select - SCAT code box ""P and M as an addition” within the 2023 Generic Contractors Test Spreadsheet facility. Or Where the spreadsheet is not used take the: Reciprocal of statutory de-capitalisation rate (i.e. 5% reciprocal = 20) multiply by rateable value of the buildings (before any overall end allowances are made and after making a notional deduction for the land value) and add to the ERC of P&M. Use resultant figure to calculate contract size adjustment. (Guidance Notes - Section 6) | The tower is under pressure and is therefore a pressure vessel. Fabrication costs are high and site erection costs are more due to the nature of structure. | Items to be recorded: (a) Number (Refinery serial no) and user i.e. No 1 Crude, 2nd stage distillation etc. (b) Overall height - including skirt. (c) Die - in the case of columns of varying diameters the length diameter of each different section should be given. (d) Height of skirt whether clad or bricked. (e) If lagged - the material used, its thickness and details of outer cover. (f) Operating pressure. (g) Weight of shell steel tons (excluding trays) (h) Weight of skirt in steel tons (where this is included in the shipping weight of the column it should be so indicated). (j) Weight of trays if they if they are fixed. Also weight of tray supports. (k) Thickness in inches mm of shell and skirt. (l) Total weight in steel tonnes of stairs, ladders catwalks, etc., attached to column. (m) Details of foundation work - other than oversite concrete, including piling, mass and R/C work, pits, chambers other under-ground works. (n) Throughout in gallons or barrels per day or per steam day. (o) Materials used in construction particularly linings (known as cladding on the trade) *Weight calculations to be made as follows: - 1. Shell 2. Heads 3 Internal Plate work 4. Tray supports 5. Insulation rings 6. Openings 7. Nozzles 8 Welds 9. Skirt 10. Base Ring 11 Anchor Ring/Lugs 12. Lifting Davits Weights normally shown on drawings are design weights - actual weight per fabricator may differ slightly. | Class 4 Table 4 - Towers and Columns subject to Class 4(d) limitation | Whole if Class 4(d) limitation applies i.e.: - does not exceed less than 400m3 and readily capable of being moved without substantial demolition to the surrounding structure, | It is assumed that the item forms part of an "average size industrial, commercial or office complex". Where it would be normal to find more than one item in such a hereditament the ERC stated has been adjusted to reflect any number / quantity, discount. These figures are NOT one off figures. | Steelwork, foundations, settings, platforms, supports, staging Ladders and Platforms Add to the above costs in respect of all columns where details of ladders and platforms are known, see 215N for costs, otherwise add 4% of mild steel equivalent to the cost of each column. | It is assumed that the item forms part of an "average size specialist industrial complex". The resultant ERC for this item should be added to the ERC of the other P&M items on the site and the Buildings ERC to enable the correct contract size adjustment to be made. The 2021 Generic Contractors Test Spreadsheet has this facility built into the programme - it is recommended you undertake all contractors test valuations using this spreadsheet. Where RV is calculated using the comparative method (rental method) the contract size adjustment should be made as follows: Select - SCAT code box "P and M as an addition " within the 2021 Generic Contractors Test Spreadsheet facility or where the spreadsheet is not used: take reciprocal of statutory de-capitalisation rate multiply by rateable value of the buildings (before any overall end allowances are made and after making a notional deduction for the land value) and add to the ERC of P&M. Use resultant figure to calculate contract size adjustment. (Guidance Notes - Section 6) | Photo 1 - Diagram of operation Photo 2 - Typical column - material not identified Photo 3 - Diagram | - | 20320 |  | Each | one | NA | NA | NA | 261308.9177 | Option 2 | 342789.8522 | 31.18% | 467164.1484 | 325154.892 | 24.43% | -5.145% | 325154.892 | 24.43% | Indexed | NA | VOA_GPN_GOV_UK\7246041 | 2019-08-30 | Low | - | High | Risk taken from previous CG | - | - | NA | SPONS Civils | NA | (BEAMS Note 1) The ERC for this item should be added to the total of the ERC of the other P&M items on the site and the Buildings ERC (where applicable) to enable the correct contract size adjustment to be made. ERC of P&M Items + ERC of Building Component’s = Total ERC (net figure rateable items only) to which contract size adjustment should be applied The 2021 Generic Contractors Test Spreadsheet has this facility built into the programme - it is recommended you undertake all contractors test valuations using this spreadsheet. (Details on the application of contract size adjustments can be found in the RCG 2021 Guidance notes). Where RV is calculated using the comparative method (rental method) the contract size adjustment should be made as follows: Select - SCAT code box "P and M as an addition” within the 2021 Generic Contractors Test Spreadsheet facility. Or Where the spreadsheet is not used take the: Reciprocal of statutory de-capitalisation rate (i.e. 5% reciprocal = 20) multiply by rateable value of the buildings (before any overall end allowances are made and after making a notional deduction for the land value) and add to the ERC of P&M. Use resultant figure to calculate contract size adjustment. (Guidance Notes - Section 6) | Photo 1 - Diagram of operation Photo 2 - Typical column - material not identified Photo 3 - Diagram | - | 1 | TRUE
4739 | 213A07 | 8075 | 213A07 | Refining | Fractionation Towers - CI | Cast Iron (excel int trays) | 4.5m diam | 30m ht | Otherwise known as a column. Crude oil is rarely useable as such and must therefore be refined. This is achieved by distillation - crude oil is heated until it is vaporised and then cooled forming liquids according to the boiling points of their constituent molecules. From Refinery storage tanks crude oil is pumped through horizontal steel tubes arranged on the inside walls and the roof of a furnace (oil unable to ignite as no air is present in the tubes). The oil with a temperature in excess of 300 degrees C goes from the tubes into the lower part of a tall cylindrical tower COLUMN up to 7.5m diameter x 30.48m high FRACTIONATING TOWER. The vapour floats upwards into the fractionating tower - a tower from which fractions are obtained. The tower is divided into numerous compartments by means of trays. The vapours pass through holes in the trays. The higher the room (area above a tray) the cooler the temperature. As vapours rise they are cooled and liquids are condensed. The hydrocarbon vapours with the highest boiling points cool and condense first on the bottom trays. The most volatile (e.g. petrol) comes off the top as vapour and is separately cooled. The division of crude oil into fractions or distillates is made more exacting by using bubble caps (see sketch). By this method hot vapours passing through the holes in the tray are forced to bubble through cooler liquid, which has already been condensed and collected on the tray. Hot vapours boil off any light hydrocarbons on the tray. There may be a series of towers refining the oil again and again, these are known as "SIDE STRIPPERS". Columns are costed with regard to their weight of steel. The costs reflect the mild steel skirt irrespective of the material used in the column construction. The diameters and heights given are for the column only. Although the ERC include the cost of a mild steel skirt. Any brickwork (usually fire protection) over the metal skirt requires an addition. Add 20% (to include for shapes, formation etc.) to scales. The diameters and heights given are for the column only. Additions should be made for foundations and piles. IN CALCULATING THE VOLUME FOR CLASS 4 PURPOSES THE SKIRT SHOULD BE INCLUDED. | Considered Not Applicable at time of Publication | (BEAMS Note 1) The ERC for this item should be added to the total of the ERC of the other P&M items on the site and the Buildings ERC (where applicable) to enable the correct contract size adjustment to be made. ERC of P&M Items + ERC of Building Component’s = Total ERC (net figure rateable items only) to which contract size adjustment should be applied The 2023 Generic Contractors Test Spreadsheet has this facility built into the programme - it is recommended you undertake all contractors test valuations using this spreadsheet. (Details on the application of contract size adjustments can be found in the RCG 2023 Guidance notes). Where RV is calculated using the comparative method (rental method) the contract size adjustment should be made as follows: Select - SCAT code box ""P and M as an addition” within the 2023 Generic Contractors Test Spreadsheet facility. Or Where the spreadsheet is not used take the: Reciprocal of statutory de-capitalisation rate (i.e. 5% reciprocal = 20) multiply by rateable value of the buildings (before any overall end allowances are made and after making a notional deduction for the land value) and add to the ERC of P&M. Use resultant figure to calculate contract size adjustment. (Guidance Notes - Section 6) | The tower is under pressure and is therefore a pressure vessel. Fabrication costs are high and site erection costs are more due to the nature of structure. | Items to be recorded: (a) Number (Refinery serial no) and user i.e. No 1 Crude, 2nd stage distillation etc. (b) Overall height - including skirt. (c) Die - in the case of columns of varying diameters the length diameter of each different section should be given. (d) Height of skirt whether clad or bricked. (e) If lagged - the material used, its thickness and details of outer cover. (f) Operating pressure. (g) Weight of shell steel tons (excluding trays) (h) Weight of skirt in steel tons (where this is included in the shipping weight of the column it should be so indicated). (j) Weight of trays if they if they are fixed. Also weight of tray supports. (k) Thickness in inches mm of shell and skirt. (l) Total weight in steel tonnes of stairs, ladders catwalks, etc., attached to column. (m) Details of foundation work - other than oversite concrete, including piling, mass and R/C work, pits, chambers other under-ground works. (n) Throughout in gallons or barrels per day or per steam day. (o) Materials used in construction particularly linings (known as cladding on the trade) *Weight calculations to be made as follows: - 1. Shell 2. Heads 3 Internal Plate work 4. Tray supports 5. Insulation rings 6. Openings 7. Nozzles 8 Welds 9. Skirt 10. Base Ring 11 Anchor Ring/Lugs 12. Lifting Davits Weights normally shown on drawings are design weights - actual weight per fabricator may differ slightly. | Class 4 Table 4 - Towers and Columns subject to Class 4(d) limitation | Whole if Class 4(d) limitation applies i.e.: - does not exceed less than 400m3 and readily capable of being moved without substantial demolition to the surrounding structure, | It is assumed that the item forms part of an "average size industrial, commercial or office complex". Where it would be normal to find more than one item in such a hereditament the ERC stated has been adjusted to reflect any number / quantity, discount. These figures are NOT one off figures. | Steelwork, foundations, settings, platforms, supports, staging Ladders and Platforms Add to the above costs in respect of all columns where details of ladders and platforms are known, see 215N for costs, otherwise add 4% of mild steel equivalent to the cost of each column. | It is assumed that the item forms part of an "average size specialist industrial complex". The resultant ERC for this item should be added to the ERC of the other P&M items on the site and the Buildings ERC to enable the correct contract size adjustment to be made. The 2021 Generic Contractors Test Spreadsheet has this facility built into the programme - it is recommended you undertake all contractors test valuations using this spreadsheet. Where RV is calculated using the comparative method (rental method) the contract size adjustment should be made as follows: Select - SCAT code box "P and M as an addition " within the 2021 Generic Contractors Test Spreadsheet facility or where the spreadsheet is not used: take reciprocal of statutory de-capitalisation rate multiply by rateable value of the buildings (before any overall end allowances are made and after making a notional deduction for the land value) and add to the ERC of P&M. Use resultant figure to calculate contract size adjustment. (Guidance Notes - Section 6) | Photo 1 - Diagram of operation Photo 2 - Typical column - material not identified Photo 3 - Diagram | - | 20320 |  | Each | one | NA | NA | NA | 373298.4539 | Option 2 | 489699.7888 | 31.18% | 667377.3548 | 464506.9886 | 24.43% | -5.145% | 464506.9886 | 24.43% | Indexed | NA | VOA_GPN_GOV_UK\7246041 | 2019-08-30 | Low | - | High | Risk taken from previous CG | - | - | NA | SPONS Civils | NA | (BEAMS Note 1) The ERC for this item should be added to the total of the ERC of the other P&M items on the site and the Buildings ERC (where applicable) to enable the correct contract size adjustment to be made. ERC of P&M Items + ERC of Building Component’s = Total ERC (net figure rateable items only) to which contract size adjustment should be applied The 2021 Generic Contractors Test Spreadsheet has this facility built into the programme - it is recommended you undertake all contractors test valuations using this spreadsheet. (Details on the application of contract size adjustments can be found in the RCG 2021 Guidance notes). Where RV is calculated using the comparative method (rental method) the contract size adjustment should be made as follows: Select - SCAT code box "P and M as an addition” within the 2021 Generic Contractors Test Spreadsheet facility. Or Where the spreadsheet is not used take the: Reciprocal of statutory de-capitalisation rate (i.e. 5% reciprocal = 20) multiply by rateable value of the buildings (before any overall end allowances are made and after making a notional deduction for the land value) and add to the ERC of P&M. Use resultant figure to calculate contract size adjustment. (Guidance Notes - Section 6) | Photo 1 - Diagram of operation Photo 2 - Typical column - material not identified Photo 3 - Diagram | - | 1 | TRUE
4740 | 213A08 | 8076 | 213A08 | Refining | Fractionation Towers - CI | Cast Iron (excel int trays) | 6.0m diam | 55m ht | Otherwise known as a column. Crude oil is rarely useable as such and must therefore be refined. This is achieved by distillation - crude oil is heated until it is vaporised and then cooled forming liquids according to the boiling points of their constituent molecules. From Refinery storage tanks crude oil is pumped through horizontal steel tubes arranged on the inside walls and the roof of a furnace (oil unable to ignite as no air is present in the tubes). The oil with a temperature in excess of 300 degrees C goes from the tubes into the lower part of a tall cylindrical tower COLUMN up to 7.5m diameter x 30.48m high FRACTIONATING TOWER. The vapour floats upwards into the fractionating tower - a tower from which fractions are obtained. The tower is divided into numerous compartments by means of trays. The vapours pass through holes in the trays. The higher the room (area above a tray) the cooler the temperature. As vapours rise they are cooled and liquids are condensed. The hydrocarbon vapours with the highest boiling points cool and condense first on the bottom trays. The most volatile (e.g. petrol) comes off the top as vapour and is separately cooled. The division of crude oil into fractions or distillates is made more exacting by using bubble caps (see sketch). By this method hot vapours passing through the holes in the tray are forced to bubble through cooler liquid, which has already been condensed and collected on the tray. Hot vapours boil off any light hydrocarbons on the tray. There may be a series of towers refining the oil again and again, these are known as "SIDE STRIPPERS". Columns are costed with regard to their weight of steel. The costs reflect the mild steel skirt irrespective of the material used in the column construction. The diameters and heights given are for the column only. Although the ERC include the cost of a mild steel skirt. Any brickwork (usually fire protection) over the metal skirt requires an addition. Add 20% (to include for shapes, formation etc.) to scales. The diameters and heights given are for the column only. Additions should be made for foundations and piles. IN CALCULATING THE VOLUME FOR CLASS 4 PURPOSES THE SKIRT SHOULD BE INCLUDED. | Considered Not Applicable at time of Publication | (BEAMS Note 1) The ERC for this item should be added to the total of the ERC of the other P&M items on the site and the Buildings ERC (where applicable) to enable the correct contract size adjustment to be made. ERC of P&M Items + ERC of Building Component’s = Total ERC (net figure rateable items only) to which contract size adjustment should be applied The 2023 Generic Contractors Test Spreadsheet has this facility built into the programme - it is recommended you undertake all contractors test valuations using this spreadsheet. (Details on the application of contract size adjustments can be found in the RCG 2023 Guidance notes). Where RV is calculated using the comparative method (rental method) the contract size adjustment should be made as follows: Select - SCAT code box ""P and M as an addition” within the 2023 Generic Contractors Test Spreadsheet facility. Or Where the spreadsheet is not used take the: Reciprocal of statutory de-capitalisation rate (i.e. 5% reciprocal = 20) multiply by rateable value of the buildings (before any overall end allowances are made and after making a notional deduction for the land value) and add to the ERC of P&M. Use resultant figure to calculate contract size adjustment. (Guidance Notes - Section 6) | The tower is under pressure and is therefore a pressure vessel. Fabrication costs are high and site erection costs are more due to the nature of structure. | Items to be recorded: (a) Number (Refinery serial no) and user i.e. No 1 Crude, 2nd stage distillation etc. (b) Overall height - including skirt. (c) Die - in the case of columns of varying diameters the length diameter of each different section should be given. (d) Height of skirt whether clad or bricked. (e) If lagged - the material used, its thickness and details of outer cover. (f) Operating pressure. (g) Weight of shell steel tons (excluding trays) (h) Weight of skirt in steel tons (where this is included in the shipping weight of the column it should be so indicated). (j) Weight of trays if they if they are fixed. Also weight of tray supports. (k) Thickness in inches mm of shell and skirt. (l) Total weight in steel tonnes of stairs, ladders catwalks, etc., attached to column. (m) Details of foundation work - other than oversite concrete, including piling, mass and R/C work, pits, chambers other under-ground works. (n) Throughout in gallons or barrels per day or per steam day. (o) Materials used in construction particularly linings (known as cladding on the trade) *Weight calculations to be made as follows: - 1. Shell 2. Heads 3 Internal Plate work 4. Tray supports 5. Insulation rings 6. Openings 7. Nozzles 8 Welds 9. Skirt 10. Base Ring 11 Anchor Ring/Lugs 12. Lifting Davits Weights normally shown on drawings are design weights - actual weight per fabricator may differ slightly. | Class 4 Table 4 - Towers and Columns subject to Class 4(d) limitation | Whole if Class 4(d) limitation applies i.e.: - does not exceed less than 400m3 and readily capable of being moved without substantial demolition to the surrounding structure, | It is assumed that the item forms part of an "average size industrial, commercial or office complex". Where it would be normal to find more than one item in such a hereditament the ERC stated has been adjusted to reflect any number / quantity, discount. These figures are NOT one off figures. | Steelwork, foundations, settings, platforms, supports, staging Ladders and Platforms Add to the above costs in respect of all columns where details of ladders and platforms are known, see 215N for costs, otherwise add 4% of mild steel equivalent to the cost of each column. | It is assumed that the item forms part of an "average size specialist industrial complex". The resultant ERC for this item should be added to the ERC of the other P&M items on the site and the Buildings ERC to enable the correct contract size adjustment to be made. The 2021 Generic Contractors Test Spreadsheet has this facility built into the programme - it is recommended you undertake all contractors test valuations using this spreadsheet. Where RV is calculated using the comparative method (rental method) the contract size adjustment should be made as follows: Select - SCAT code box "P and M as an addition " within the 2021 Generic Contractors Test Spreadsheet facility or where the spreadsheet is not used: take reciprocal of statutory de-capitalisation rate multiply by rateable value of the buildings (before any overall end allowances are made and after making a notional deduction for the land value) and add to the ERC of P&M. Use resultant figure to calculate contract size adjustment. (Guidance Notes - Section 6) | Photo 1 - Diagram of operation Photo 2 - Typical column - material not identified Photo 3 - Diagram | - | 20320 |  | Each | one | NA | NA | NA | 767128.3227 | Option 2 | 1006333.066 | 31.18% | 1371460.4641 | 954561.8615 | 24.43% | -5.145% | 954561.8615 | 24.43% | Indexed | NA | VOA_GPN_GOV_UK\7246041 | 2019-08-30 | Low | - | High | Risk taken from previous CG | - | - | NA | SPONS Civils | NA | (BEAMS Note 1) The ERC for this item should be added to the total of the ERC of the other P&M items on the site and the Buildings ERC (where applicable) to enable the correct contract size adjustment to be made. ERC of P&M Items + ERC of Building Component’s = Total ERC (net figure rateable items only) to which contract size adjustment should be applied The 2021 Generic Contractors Test Spreadsheet has this facility built into the programme - it is recommended you undertake all contractors test valuations using this spreadsheet. (Details on the application of contract size adjustments can be found in the RCG 2021 Guidance notes). Where RV is calculated using the comparative method (rental method) the contract size adjustment should be made as follows: Select - SCAT code box "P and M as an addition” within the 2021 Generic Contractors Test Spreadsheet facility. Or Where the spreadsheet is not used take the: Reciprocal of statutory de-capitalisation rate (i.e. 5% reciprocal = 20) multiply by rateable value of the buildings (before any overall end allowances are made and after making a notional deduction for the land value) and add to the ERC of P&M. Use resultant figure to calculate contract size adjustment. (Guidance Notes - Section 6) | Photo 1 - Diagram of operation Photo 2 - Typical column - material not identified Photo 3 - Diagram | - | 1 | TRUE
4741 | 213A09 | 8077 | 213A09 | Refining | Fractionation Towers - CI | Cast Iron (excel int trays) | 7.5m diam | 55m ht | Otherwise known as a column. Crude oil is rarely useable as such and must therefore be refined. This is achieved by distillation - crude oil is heated until it is vaporised and then cooled forming liquids according to the boiling points of their constituent molecules. From Refinery storage tanks crude oil is pumped through horizontal steel tubes arranged on the inside walls and the roof of a furnace (oil unable to ignite as no air is present in the tubes). The oil with a temperature in excess of 300 degrees C goes from the tubes into the lower part of a tall cylindrical tower COLUMN up to 7.5m diameter x 30.48m high FRACTIONATING TOWER. The vapour floats upwards into the fractionating tower - a tower from which fractions are obtained. The tower is divided into numerous compartments by means of trays. The vapours pass through holes in the trays. The higher the room (area above a tray) the cooler the temperature. As vapours rise they are cooled and liquids are condensed. The hydrocarbon vapours with the highest boiling points cool and condense first on the bottom trays. The most volatile (e.g. petrol) comes off the top as vapour and is separately cooled. The division of crude oil into fractions or distillates is made more exacting by using bubble caps (see sketch). By this method hot vapours passing through the holes in the tray are forced to bubble through cooler liquid, which has already been condensed and collected on the tray. Hot vapours boil off any light hydrocarbons on the tray. There may be a series of towers refining the oil again and again, these are known as "SIDE STRIPPERS". Columns are costed with regard to their weight of steel. The costs reflect the mild steel skirt irrespective of the material used in the column construction. The diameters and heights given are for the column only. Although the ERC include the cost of a mild steel skirt. Any brickwork (usually fire protection) over the metal skirt requires an addition. Add 20% (to include for shapes, formation etc.) to scales. The diameters and heights given are for the column only. Additions should be made for foundations and piles. IN CALCULATING THE VOLUME FOR CLASS 4 PURPOSES THE SKIRT SHOULD BE INCLUDED. | Considered Not Applicable at time of Publication | (BEAMS Note 1) The ERC for this item should be added to the total of the ERC of the other P&M items on the site and the Buildings ERC (where applicable) to enable the correct contract size adjustment to be made. ERC of P&M Items + ERC of Building Component’s = Total ERC (net figure rateable items only) to which contract size adjustment should be applied The 2023 Generic Contractors Test Spreadsheet has this facility built into the programme - it is recommended you undertake all contractors test valuations using this spreadsheet. (Details on the application of contract size adjustments can be found in the RCG 2023 Guidance notes). Where RV is calculated using the comparative method (rental method) the contract size adjustment should be made as follows: Select - SCAT code box ""P and M as an addition” within the 2023 Generic Contractors Test Spreadsheet facility. Or Where the spreadsheet is not used take the: Reciprocal of statutory de-capitalisation rate (i.e. 5% reciprocal = 20) multiply by rateable value of the buildings (before any overall end allowances are made and after making a notional deduction for the land value) and add to the ERC of P&M. Use resultant figure to calculate contract size adjustment. (Guidance Notes - Section 6) | The tower is under pressure and is therefore a pressure vessel. Fabrication costs are high and site erection costs are more due to the nature of structure. | Items to be recorded: (a) Number (Refinery serial no) and user i.e. No 1 Crude, 2nd stage distillation etc. (b) Overall height - including skirt. (c) Die - in the case of columns of varying diameters the length diameter of each different section should be given. (d) Height of skirt whether clad or bricked. (e) If lagged - the material used, its thickness and details of outer cover. (f) Operating pressure. (g) Weight of shell steel tons (excluding trays) (h) Weight of skirt in steel tons (where this is included in the shipping weight of the column it should be so indicated). (j) Weight of trays if they if they are fixed. Also weight of tray supports. (k) Thickness in inches mm of shell and skirt. (l) Total weight in steel tonnes of stairs, ladders catwalks, etc., attached to column. (m) Details of foundation work - other than oversite concrete, including piling, mass and R/C work, pits, chambers other under-ground works. (n) Throughout in gallons or barrels per day or per steam day. (o) Materials used in construction particularly linings (known as cladding on the trade) *Weight calculations to be made as follows: - 1. Shell 2. Heads 3 Internal Plate work 4. Tray supports 5. Insulation rings 6. Openings 7. Nozzles 8 Welds 9. Skirt 10. Base Ring 11 Anchor Ring/Lugs 12. Lifting Davits Weights normally shown on drawings are design weights - actual weight per fabricator may differ slightly. | Class 4 Table 4 - Towers and Columns subject to Class 4(d) limitation | Whole if Class 4(d) limitation applies i.e.: - does not exceed less than 400m3 and readily capable of being moved without substantial demolition to the surrounding structure, | It is assumed that the item forms part of an "average size industrial, commercial or office complex". Where it would be normal to find more than one item in such a hereditament the ERC stated has been adjusted to reflect any number / quantity, discount. These figures are NOT one off figures. | Steelwork, foundations, settings, platforms, supports, staging Ladders and Platforms Add to the above costs in respect of all columns where details of ladders and platforms are known, see 215N for costs, otherwise add 4% of mild steel equivalent to the cost of each column. | It is assumed that the item forms part of an "average size specialist industrial complex". The resultant ERC for this item should be added to the ERC of the other P&M items on the site and the Buildings ERC to enable the correct contract size adjustment to be made. The 2021 Generic Contractors Test Spreadsheet has this facility built into the programme - it is recommended you undertake all contractors test valuations using this spreadsheet. Where RV is calculated using the comparative method (rental method) the contract size adjustment should be made as follows: Select - SCAT code box "P and M as an addition " within the 2021 Generic Contractors Test Spreadsheet facility or where the spreadsheet is not used: take reciprocal of statutory de-capitalisation rate multiply by rateable value of the buildings (before any overall end allowances are made and after making a notional deduction for the land value) and add to the ERC of P&M. Use resultant figure to calculate contract size adjustment. (Guidance Notes - Section 6) | Photo 1 - Diagram of operation Photo 2 - Typical column - material not identified Photo 3 - Diagram | - | 20320 |  | Each | one | NA | NA | NA | 1119895.3616 | Option 2 | 1469099.3665 | 31.18% | 2002132.0644 | 1393520.9658 | 24.43% | -5.145% | 1393520.9658 | 24.43% | Indexed | NA | VOA_GPN_GOV_UK\7246041 | 2019-08-30 | Low | - | High | Risk taken from previous CG | - | - | NA | SPONS Civils | NA | (BEAMS Note 1) The ERC for this item should be added to the total of the ERC of the other P&M items on the site and the Buildings ERC (where applicable) to enable the correct contract size adjustment to be made. ERC of P&M Items + ERC of Building Component’s = Total ERC (net figure rateable items only) to which contract size adjustment should be applied The 2021 Generic Contractors Test Spreadsheet has this facility built into the programme - it is recommended you undertake all contractors test valuations using this spreadsheet. (Details on the application of contract size adjustments can be found in the RCG 2021 Guidance notes). Where RV is calculated using the comparative method (rental method) the contract size adjustment should be made as follows: Select - SCAT code box "P and M as an addition” within the 2021 Generic Contractors Test Spreadsheet facility. Or Where the spreadsheet is not used take the: Reciprocal of statutory de-capitalisation rate (i.e. 5% reciprocal = 20) multiply by rateable value of the buildings (before any overall end allowances are made and after making a notional deduction for the land value) and add to the ERC of P&M. Use resultant figure to calculate contract size adjustment. (Guidance Notes - Section 6) | Photo 1 - Diagram of operation Photo 2 - Typical column - material not identified Photo 3 - Diagram | - | 1 | TRUE
4742 | 213A10 | 8078 | 213A10 | Refining | Fractionation towers - cm | Carbon manganese steel (excel int trays) | 3.0m diam - 30m ht | 107.5 tonnes | Otherwise known as a column. Crude oil is rarely useable as such and must therefore be refined. This is achieved by distillation - crude oil is heated until it is vaporised and then cooled forming liquids according to the boiling points of their constituent molecules. From Refinery storage tanks crude oil is pumped through horizontal steel tubes arranged on the inside walls and the roof of a furnace (oil unable to ignite as no air is present in the tubes). The oil with a temperature in excess of 300oC goes from the tubes into the lower part of a tall cylindrical tower "COLUMN" up to 7.5m diameter x 30.48m high "FRACTIONATING TOWER". The vapour floats upwards into the "fractionating tower" - a tower from which "fractions" are obtained. The tower is divided into numerous compartments by means of trays. The vapours pass through holes in the trays. . The higher the "room" (area above a "tray") the cooler the temperature. As vapours rise they are cooled and liquids are condensed. The hydrocarbon vapours with the highest boiling points cool and condense first on the bottom trays. The most volatile (e.g. petrol) comes off the top as vapour and is separately cooled. The division of crude oil into fractions or "distillates" is made more exacting by using bubble caps (see sketch). By this method hot vapours passing through the holes in the tray are forced to bubble through cooler liquid, which has already been condensed and collected on the tray. Hot vapours boil off any light hydrocarbons on the tray. There may be a series of towers refining the oil again and again, these are known as 'SIDE STRIPPERS'. The tower is under pressure and is therefore a pressure vessel. Fabrication costs are high and site erection costs are more due to the nature of structure. The towers are mainly constructed of carbon steel but stainless may be adopted. A comparison between stainless steel and carbon steel is not always possible as the weights per tonne differ and the thickness of the steel required differs. Generally for 6mm the difference in cost over carbon steel is "SS 304" 4 times whilst "SS 306 "4.5 times. | Considered Not Applicable at time of Publication | (BEAMS Note 1) The ERC for this item should be added to the total of the ERC of the other P&M items on the site and the Buildings ERC (where applicable) to enable the correct contract size adjustment to be made. ERC of P&M Items + ERC of Building Component’s = Total ERC (net figure rateable items only) to which contract size adjustment should be applied The 2023 Generic Contractors Test Spreadsheet has this facility built into the programme - it is recommended you undertake all contractors test valuations using this spreadsheet. (Details on the application of contract size adjustments can be found in the RCG 2023 Guidance notes). Where RV is calculated using the comparative method (rental method) the contract size adjustment should be made as follows: Select - SCAT code box ""P and M as an addition” within the 2023 Generic Contractors Test Spreadsheet facility. Or Where the spreadsheet is not used take the: Reciprocal of statutory de-capitalisation rate (i.e. 5% reciprocal = 20) multiply by rateable value of the buildings (before any overall end allowances are made and after making a notional deduction for the land value) and add to the ERC of P&M. Use resultant figure to calculate contract size adjustment. (Guidance Notes - Section 6) | Columns are costed with regard to their weight of steel. The basic steel usually adopted is Carbon Manganese steel however care must be had to the steel Cost Information as more modern columns are often made from high quality specialised steel (e.g.: - different quality stainless steel). This would increase the price/stone (stainless steel and cast iron costs are provided). The Tables assume standard construction plate thickness and materials. In these tables it is assumed the Skirt is metal and welded to the column. It is usually mild steel whatever type of steel forms the main body of the column. The costs reflect the mild steel skirt irrespective of the material used in the column construction. The diameters and heights given are for the column only. Although the ERC include the cost of a mild steel skirt. Any brickwork (usually fire protection) over the metal skirt requires an addition. Add 20% (to include for shapes, formation etc.) to scales. The diameters and heights given are for the column only. Additions should be made for foundations and piles. IN CALCULATING THE VOLUME FOR CLASS 4 PURPOSES THE SKIRT SHOULD BE INCLUDED. | (a) Number (Refinery serial no) and user i.e. No 1 Crude, 2nd stage distillation etc. (b) Overall height - including skirt. (c) Dia - in the case of columns of varying diameters the length diameter of each different section should be given. (d) Height of skirt whether clad or bricked. (e) If lagged - the material used, its thickness and details of outer cover. (f) Operating pressure. (g) Weight of shell steel tons (excluding trays) (h) Weight of skirt in steel tons (where this is included in the shipping weight of the column it should be so indicated). (j) Weight of trays if they if they are fixed. Also weight of tray supports. (k) Thickness in inches mm of shell and skirt. (l) Total weight in steel tonnes of stairs, ladders catwalks, etc., attached to column. (m) Details of foundation work - other than oversite concrete, including piling, mass and R/C work, pits, chambers other under-ground works. (n) Throughout in gallons or barrels per day or per steam day. (o) Materials used in construction particularly linings(known as cladding on the trade) Weight calculations to be made as follows: - 1. Shell 7. Nozzles 2.Heads 8. Welds 3. Internal Plate work 9. Skirt 4. Tray supports 10. Base Ring 5. Insulation rings 11 Anchor Ring/Lugs 6. Openings 12. Lifting Davits Weights normally shown on drawings are design weights - actual weight per fabricator may differ slightly. | Note: - price per tonne includes cost adjustments for rating purposes Class 4 Table 4 - Towers and Columns subject to Class 4(d) limitation | Whole if Class 4(d) limitation applies i.e.: - does not exceed less than 400m3 and readily capable of being moved without substantial demolition to the surrounding structure, | Ladders and Platforms Add to the above costs in respect of all columns Where details of ladders and platforms are known, see 215N for costs; | It is assumed that the item forms part of an "average size industrial, commercial or office complex". Where it would be normal to find more than one item in such a hereditament the ERC stated has been adjusted to reflect any number / quantity, discount. These figures are NOT one off figures. | - | Photo 1 - Typical tower- material not identified | - | 20321 |  | Each | one | NA | NA | NA | 894811.8053 | Option 2 | 1173830.6108 | 31.18% | 1599731.0717 | 1113442.4285 | 24.43% | -5.145% | 1113442.4285 | 24.43% | Indexed | NA | VOA_GPN_GOV_UK\7246041 | 2019-08-30 | Low | - | High | Risk taken from previous CG | - | - | NA | SPONS Civils | NA | (BEAMS Note 1) The ERC for this item should be added to the total of the ERC of the other P&M items on the site and the Buildings ERC (where applicable) to enable the correct contract size adjustment to be made. ERC of P&M Items + ERC of Building Component’s = Total ERC (net figure rateable items only) to which contract size adjustment should be applied The 2021 Generic Contractors Test Spreadsheet has this facility built into the programme - it is recommended you undertake all contractors test valuations using this spreadsheet. (Details on the application of contract size adjustments can be found in the RCG 2021 Guidance notes). Where RV is calculated using the comparative method (rental method) the contract size adjustment should be made as follows: Select - SCAT code box "P and M as an addition” within the 2021 Generic Contractors Test Spreadsheet facility. Or Where the spreadsheet is not used take the: Reciprocal of statutory de-capitalisation rate (i.e. 5% reciprocal = 20) multiply by rateable value of the buildings (before any overall end allowances are made and after making a notional deduction for the land value) and add to the ERC of P&M. Use resultant figure to calculate contract size adjustment. (Guidance Notes - Section 6) | Photo 1 - Typical tower- material not identified | - | 1 | TRUE
4743 | 213A11 | 8079 | 213A11 | Refining | Fractionation towers - cm | Carbon manganese steel (excel int trays) | 3.5m diam - 30m ht | 117.5 tonnes | Otherwise known as a column. Crude oil is rarely useable as such and must therefore be refined. This is achieved by distillation - crude oil is heated until it is vaporised and then cooled forming liquids according to the boiling points of their constituent molecules. From Refinery storage tanks crude oil is pumped through horizontal steel tubes arranged on the inside walls and the roof of a furnace (oil unable to ignite as no air is present in the tubes). The oil with a temperature in excess of 300oC goes from the tubes into the lower part of a tall cylindrical tower "COLUMN" up to 7.5m diameter x 30.48m high "FRACTIONATING TOWER". The vapour floats upwards into the "fractionating tower" - a tower from which "fractions" are obtained. The tower is divided into numerous compartments by means of trays. The vapours pass through holes in the trays. . The higher the "room" (area above a "tray") the cooler the temperature. As vapours rise they are cooled and liquids are condensed. The hydrocarbon vapours with the highest boiling points cool and condense first on the bottom trays. The most volatile (e.g. petrol) comes off the top as vapour and is separately cooled. The division of crude oil into fractions or "distillates" is made more exacting by using bubble caps (see sketch). By this method hot vapours passing through the holes in the tray are forced to bubble through cooler liquid, which has already been condensed and collected on the tray. Hot vapours boil off any light hydrocarbons on the tray. There may be a series of towers refining the oil again and again, these are known as 'SIDE STRIPPERS'. The tower is under pressure and is therefore a pressure vessel. Fabrication costs are high and site erection costs are more due to the nature of structure. The towers are mainly constructed of carbon steel but stainless may be adopted. A comparison between stainless steel and carbon steel is not always possible as the weights per tonne differ and the thickness of the steel required differs. Generally for 6mm the difference in cost over carbon steel is "SS 304" 4 times whilst "SS 306 "4.5 times. | Considered Not Applicable at time of Publication | (BEAMS Note 1) The ERC for this item should be added to the total of the ERC of the other P&M items on the site and the Buildings ERC (where applicable) to enable the correct contract size adjustment to be made. ERC of P&M Items + ERC of Building Component’s = Total ERC (net figure rateable items only) to which contract size adjustment should be applied The 2023 Generic Contractors Test Spreadsheet has this facility built into the programme - it is recommended you undertake all contractors test valuations using this spreadsheet. (Details on the application of contract size adjustments can be found in the RCG 2023 Guidance notes). Where RV is calculated using the comparative method (rental method) the contract size adjustment should be made as follows: Select - SCAT code box ""P and M as an addition” within the 2023 Generic Contractors Test Spreadsheet facility. Or Where the spreadsheet is not used take the: Reciprocal of statutory de-capitalisation rate (i.e. 5% reciprocal = 20) multiply by rateable value of the buildings (before any overall end allowances are made and after making a notional deduction for the land value) and add to the ERC of P&M. Use resultant figure to calculate contract size adjustment. (Guidance Notes - Section 6) | Columns are costed with regard to their weight of steel. The basic steel usually adopted is Carbon Manganese steel however care must be had to the steel Cost Information as more modern columns are often made from high quality specialised steel (e.g.: - different quality stainless steel). This would increase the price/stone (stainless steel and cast iron costs are provided). The Tables assume standard construction plate thickness and materials. In these tables it is assumed the Skirt is metal and welded to the column. It is usually mild steel whatever type of steel forms the main body of the column. The costs reflect the mild steel skirt irrespective of the material used in the column construction. The diameters and heights given are for the column only. Although the ERC include the cost of a mild steel skirt. Any brickwork (usually fire protection) over the metal skirt requires an addition. Add 20% (to include for shapes, formation etc.) to scales. The diameters and heights given are for the column only. Additions should be made for foundations and piles. IN CALCULATING THE VOLUME FOR CLASS 4 PURPOSES THE SKIRT SHOULD BE INCLUDED. | (a) Number (Refinery serial no) and user i.e. No 1 Crude, 2nd stage distillation etc. (b) Overall height - including skirt. (c) Dia - in the case of columns of varying diameters the length diameter of each different section should be given. (d) Height of skirt whether clad or bricked. (e) If lagged - the material used, its thickness and details of outer cover. (f) Operating pressure. (g) Weight of shell steel tons (excluding trays) (h) Weight of skirt in steel tons (where this is included in the shipping weight of the column it should be so indicated). (j) Weight of trays if they if they are fixed. Also weight of tray supports. (k) Thickness in inches mm of shell and skirt. (l) Total weight in steel tonnes of stairs, ladders catwalks, etc., attached to column. (m) Details of foundation work - other than oversite concrete, including piling, mass and R/C work, pits, chambers other under-ground works. (n) Throughout in gallons or barrels per day or per steam day. (o) Materials used in construction particularly linings(known as cladding on the trade) Weight calculations to be made as follows: - 1. Shell 7. Nozzles 2.Heads 8. Welds 3. Internal Plate work 9. Skirt 4. Tray supports 10. Base Ring 5. Insulation rings 11 Anchor Ring/Lugs 6. Openings 12. Lifting Davits Weights normally shown on drawings are design weights - actual weight per fabricator may differ slightly. | Note: - price per tonne includes cost adjustments for rating purposes Class 4 Table 4 - Towers and Columns subject to Class 4(d) limitation | Whole if Class 4(d) limitation applies i.e.: - does not exceed less than 400m3 and readily capable of being moved without substantial demolition to the surrounding structure, | Ladders and Platforms Add to the above costs in respect of all columns Where details of ladders and platforms are known, see 215N for costs; | It is assumed that the item forms part of an "average size industrial, commercial or office complex". Where it would be normal to find more than one item in such a hereditament the ERC stated has been adjusted to reflect any number / quantity, discount. These figures are NOT one off figures. | - | Photo 1 - Typical tower- material not identified | - | 20321 |  | Each | one | NA | NA | NA | 980422.1549 | Option 2 | 1286135.8444 | 31.18% | 1752783.9655 | 1219970.0748 | 24.43% | -5.145% | 1219970.0748 | 24.43% | Indexed | NA | VOA_GPN_GOV_UK\7246041 | 2019-08-30 | Low | - | High | Risk taken from previous CG | - | - | NA | SPONS Civils | NA | (BEAMS Note 1) The ERC for this item should be added to the total of the ERC of the other P&M items on the site and the Buildings ERC (where applicable) to enable the correct contract size adjustment to be made. ERC of P&M Items + ERC of Building Component’s = Total ERC (net figure rateable items only) to which contract size adjustment should be applied The 2021 Generic Contractors Test Spreadsheet has this facility built into the programme - it is recommended you undertake all contractors test valuations using this spreadsheet. (Details on the application of contract size adjustments can be found in the RCG 2021 Guidance notes). Where RV is calculated using the comparative method (rental method) the contract size adjustment should be made as follows: Select - SCAT code box "P and M as an addition” within the 2021 Generic Contractors Test Spreadsheet facility. Or Where the spreadsheet is not used take the: Reciprocal of statutory de-capitalisation rate (i.e. 5% reciprocal = 20) multiply by rateable value of the buildings (before any overall end allowances are made and after making a notional deduction for the land value) and add to the ERC of P&M. Use resultant figure to calculate contract size adjustment. (Guidance Notes - Section 6) | Photo 1 - Typical tower- material not identified | - | 1 | TRUE
4744 | 213A12 | 8184 | 213A12 | Refining | Fractionation towers - cm | Carbon manganese steel (excel int trays) | 4.0m diam - 30m ht | 130 tonnes | Otherwise known as a column. Crude oil is rarely useable as such and must therefore be refined. This is achieved by distillation - crude oil is heated until it is vaporised and then cooled forming liquids according to the boiling points of their constituent molecules. From Refinery storage tanks crude oil is pumped through horizontal steel tubes arranged on the inside walls and the roof of a furnace (oil unable to ignite as no air is present in the tubes). The oil with a temperature in excess of 300oC goes from the tubes into the lower part of a tall cylindrical tower "COLUMN" up to 7.5m diameter x 30.48m high "FRACTIONATING TOWER". The vapour floats upwards into the "fractionating tower" - a tower from which "fractions" are obtained. The tower is divided into numerous compartments by means of trays. The vapours pass through holes in the trays. . The higher the "room" (area above a "tray") the cooler the temperature. As vapours rise they are cooled and liquids are condensed. The hydrocarbon vapours with the highest boiling points cool and condense first on the bottom trays. The most volatile (e.g. petrol) comes off the top as vapour and is separately cooled. The division of crude oil into fractions or "distillates" is made more exacting by using bubble caps (see sketch). By this method hot vapours passing through the holes in the tray are forced to bubble through cooler liquid, which has already been condensed and collected on the tray. Hot vapours boil off any light hydrocarbons on the tray. There may be a series of towers refining the oil again and again, these are known as 'SIDE STRIPPERS'. The tower is under pressure and is therefore a pressure vessel. Fabrication costs are high and site erection costs are more due to the nature of structure. The towers are mainly constructed of carbon steel but stainless may be adopted. A comparison between stainless steel and carbon steel is not always possible as the weights per tonne differ and the thickness of the steel required differs. Generally for 6mm the difference in cost over carbon steel is "SS 304" 4 times whilst "SS 306 "4.5 times. | Considered Not Applicable at time of Publication | (BEAMS Note 1) The ERC for this item should be added to the total of the ERC of the other P&M items on the site and the Buildings ERC (where applicable) to enable the correct contract size adjustment to be made. ERC of P&M Items + ERC of Building Component’s = Total ERC (net figure rateable items only) to which contract size adjustment should be applied The 2023 Generic Contractors Test Spreadsheet has this facility built into the programme - it is recommended you undertake all contractors test valuations using this spreadsheet. (Details on the application of contract size adjustments can be found in the RCG 2023 Guidance notes). Where RV is calculated using the comparative method (rental method) the contract size adjustment should be made as follows: Select - SCAT code box ""P and M as an addition” within the 2023 Generic Contractors Test Spreadsheet facility. Or Where the spreadsheet is not used take the: Reciprocal of statutory de-capitalisation rate (i.e. 5% reciprocal = 20) multiply by rateable value of the buildings (before any overall end allowances are made and after making a notional deduction for the land value) and add to the ERC of P&M. Use resultant figure to calculate contract size adjustment. (Guidance Notes - Section 6) | Columns are costed with regard to their weight of steel. The basic steel usually adopted is Carbon Manganese steel however care must be had to the steel Cost Information as more modern columns are often made from high quality specialised steel (e.g.: - different quality stainless steel). This would increase the price/stone (stainless steel and cast iron costs are provided). The Tables assume standard construction plate thickness and materials. In these tables it is assumed the Skirt is metal and welded to the column. It is usually mild steel whatever type of steel forms the main body of the column. The costs reflect the mild steel skirt irrespective of the material used in the column construction. The diameters and heights given are for the column only. Although the ERC include the cost of a mild steel skirt. Any brickwork (usually fire protection) over the metal skirt requires an addition. Add 20% (to include for shapes, formation etc.) to scales. The diameters and heights given are for the column only. Additions should be made for foundations and piles. IN CALCULATING THE VOLUME FOR CLASS 4 PURPOSES THE SKIRT SHOULD BE INCLUDED. | (a) Number (Refinery serial no) and user i.e. No 1 Crude, 2nd stage distillation etc. (b) Overall height - including skirt. (c) Dia - in the case of columns of varying diameters the length diameter of each different section should be given. (d) Height of skirt whether clad or bricked. (e) If lagged - the material used, its thickness and details of outer cover. (f) Operating pressure. (g) Weight of shell steel tons (excluding trays) (h) Weight of skirt in steel tons (where this is included in the shipping weight of the column it should be so indicated). (j) Weight of trays if they if they are fixed. Also weight of tray supports. (k) Thickness in inches mm of shell and skirt. (l) Total weight in steel tonnes of stairs, ladders catwalks, etc., attached to column. (m) Details of foundation work - other than oversite concrete, including piling, mass and R/C work, pits, chambers other under-ground works. (n) Throughout in gallons or barrels per day or per steam day. (o) Materials used in construction particularly linings(known as cladding on the trade) Weight calculations to be made as follows: - 1. Shell 7. Nozzles 2.Heads 8. Welds 3. Internal Plate work 9. Skirt 4. Tray supports 10. Base Ring 5. Insulation rings 11 Anchor Ring/Lugs 6. Openings 12. Lifting Davits Weights normally shown on drawings are design weights - actual weight per fabricator may differ slightly. | Note: - price per tonne includes cost adjustments for rating purposes Class 4 Table 4 - Towers and Columns subject to Class 4(d) limitation | Whole if Class 4(d) limitation applies i.e.: - does not exceed less than 400m3 and readily capable of being moved without substantial demolition to the surrounding structure, | Ladders and Platforms Add to the above costs in respect of all columns Where details of ladders and platforms are known, see 215N for costs; | It is assumed that the item forms part of an "average size industrial, commercial or office complex". Where it would be normal to find more than one item in such a hereditament the ERC stated has been adjusted to reflect any number / quantity, discount. These figures are NOT one off figures. | - | Photo 1 - Typical tower- material not identified | - | 20321 |  | Each | one | NA | NA | NA | 1095040.1916 | Option 2 | 1436493.8966 | 31.18% | 1957696.3657 | 1362592.8972 | 24.43% | -5.145% | 1362592.8972 | 24.43% | Indexed | NA | VOA_GPN_GOV_UK\7246041 | 2019-08-30 | Low | - | High | Risk taken from previous CG | - | - | NA | SPONS Civils | NA | (BEAMS Note 1) The ERC for this item should be added to the total of the ERC of the other P&M items on the site and the Buildings ERC (where applicable) to enable the correct contract size adjustment to be made. ERC of P&M Items + ERC of Building Component’s = Total ERC (net figure rateable items only) to which contract size adjustment should be applied The 2021 Generic Contractors Test Spreadsheet has this facility built into the programme - it is recommended you undertake all contractors test valuations using this spreadsheet. (Details on the application of contract size adjustments can be found in the RCG 2021 Guidance notes). Where RV is calculated using the comparative method (rental method) the contract size adjustment should be made as follows: Select - SCAT code box "P and M as an addition” within the 2021 Generic Contractors Test Spreadsheet facility. Or Where the spreadsheet is not used take the: Reciprocal of statutory de-capitalisation rate (i.e. 5% reciprocal = 20) multiply by rateable value of the buildings (before any overall end allowances are made and after making a notional deduction for the land value) and add to the ERC of P&M. Use resultant figure to calculate contract size adjustment. (Guidance Notes - Section 6) | Photo 1 - Typical tower- material not identified | - | 1 | TRUE
4745 | 213A13 | 8080 | 213A13 | Refining | Fractionation towers - cm | Carbon manganese steel (excel int trays) | 4.5m diam - 30m ht | 145.5 tonnes | Otherwise known as a column. Crude oil is rarely useable as such and must therefore be refined. This is achieved by distillation - crude oil is heated until it is vaporised and then cooled forming liquids according to the boiling points of their constituent molecules. From Refinery storage tanks crude oil is pumped through horizontal steel tubes arranged on the inside walls and the roof of a furnace (oil unable to ignite as no air is present in the tubes). The oil with a temperature in excess of 300oC goes from the tubes into the lower part of a tall cylindrical tower "COLUMN" up to 7.5m diameter x 30.48m high "FRACTIONATING TOWER". The vapour floats upwards into the "fractionating tower" - a tower from which "fractions" are obtained. The tower is divided into numerous compartments by means of trays. The vapours pass through holes in the trays. . The higher the "room" (area above a "tray") the cooler the temperature. As vapours rise they are cooled and liquids are condensed. The hydrocarbon vapours with the highest boiling points cool and condense first on the bottom trays. The most volatile (e.g. petrol) comes off the top as vapour and is separately cooled. The division of crude oil into fractions or "distillates" is made more exacting by using bubble caps (see sketch). By this method hot vapours passing through the holes in the tray are forced to bubble through cooler liquid, which has already been condensed and collected on the tray. Hot vapours boil off any light hydrocarbons on the tray. There may be a series of towers refining the oil again and again, these are known as 'SIDE STRIPPERS'. The tower is under pressure and is therefore a pressure vessel. Fabrication costs are high and site erection costs are more due to the nature of structure. The towers are mainly constructed of carbon steel but stainless may be adopted. A comparison between stainless steel and carbon steel is not always possible as the weights per tonne differ and the thickness of the steel required differs. Generally for 6mm the difference in cost over carbon steel is "SS 304" 4 times whilst "SS 306 "4.5 times. | Considered Not Applicable at time of Publication | (BEAMS Note 1) The ERC for this item should be added to the total of the ERC of the other P&M items on the site and the Buildings ERC (where applicable) to enable the correct contract size adjustment to be made. ERC of P&M Items + ERC of Building Component’s = Total ERC (net figure rateable items only) to which contract size adjustment should be applied The 2023 Generic Contractors Test Spreadsheet has this facility built into the programme - it is recommended you undertake all contractors test valuations using this spreadsheet. (Details on the application of contract size adjustments can be found in the RCG 2023 Guidance notes). Where RV is calculated using the comparative method (rental method) the contract size adjustment should be made as follows: Select - SCAT code box ""P and M as an addition” within the 2023 Generic Contractors Test Spreadsheet facility. Or Where the spreadsheet is not used take the: Reciprocal of statutory de-capitalisation rate (i.e. 5% reciprocal = 20) multiply by rateable value of the buildings (before any overall end allowances are made and after making a notional deduction for the land value) and add to the ERC of P&M. Use resultant figure to calculate contract size adjustment. (Guidance Notes - Section 6) | Columns are costed with regard to their weight of steel. The basic steel usually adopted is Carbon Manganese steel however care must be had to the steel Cost Information as more modern columns are often made from high quality specialised steel (e.g.: - different quality stainless steel). This would increase the price/stone (stainless steel and cast iron costs are provided). The Tables assume standard construction plate thickness and materials. In these tables it is assumed the Skirt is metal and welded to the column. It is usually mild steel whatever type of steel forms the main body of the column. The costs reflect the mild steel skirt irrespective of the material used in the column construction. The diameters and heights given are for the column only. Although the ERC include the cost of a mild steel skirt. Any brickwork (usually fire protection) over the metal skirt requires an addition. Add 20% (to include for shapes, formation etc.) to scales. The diameters and heights given are for the column only. Additions should be made for foundations and piles. IN CALCULATING THE VOLUME FOR CLASS 4 PURPOSES THE SKIRT SHOULD BE INCLUDED. | (a) Number (Refinery serial no) and user i.e. No 1 Crude, 2nd stage distillation etc. (b) Overall height - including skirt. (c) Dia - in the case of columns of varying diameters the length diameter of each different section should be given. (d) Height of skirt whether clad or bricked. (e) If lagged - the material used, its thickness and details of outer cover. (f) Operating pressure. (g) Weight of shell steel tons (excluding trays) (h) Weight of skirt in steel tons (where this is included in the shipping weight of the column it should be so indicated). (j) Weight of trays if they if they are fixed. Also weight of tray supports. (k) Thickness in inches mm of shell and skirt. (l) Total weight in steel tonnes of stairs, ladders catwalks, etc., attached to column. (m) Details of foundation work - other than oversite concrete, including piling, mass and R/C work, pits, chambers other under-ground works. (n) Throughout in gallons or barrels per day or per steam day. (o) Materials used in construction particularly linings(known as cladding on the trade) Weight calculations to be made as follows: - 1. Shell 7. Nozzles 2.Heads 8. Welds 3. Internal Plate work 9. Skirt 4. Tray supports 10. Base Ring 5. Insulation rings 11 Anchor Ring/Lugs 6. Openings 12. Lifting Davits Weights normally shown on drawings are design weights - actual weight per fabricator may differ slightly. | Note: - price per tonne includes cost adjustments for rating purposes Class 4 Table 4 - Towers and Columns subject to Class 4(d) limitation | Whole if Class 4(d) limitation applies i.e.: - does not exceed less than 400m3 and readily capable of being moved without substantial demolition to the surrounding structure, | Ladders and Platforms Add to the above costs in respect of all columns Where details of ladders and platforms are known, see 215N for costs; | It is assumed that the item forms part of an "average size industrial, commercial or office complex". Where it would be normal to find more than one item in such a hereditament the ERC stated has been adjusted to reflect any number / quantity, discount. These figures are NOT one off figures. | - | Photo 1 - Typical tower- material not identified | - | 20321 |  | Each | one | NA | NA | NA | 1124801.3252 | Option 2 | 1475535.0999 | 31.18% | 2010902.8723 | 1399625.6104 | 24.43% | -5.145% | 1399625.6104 | 24.43% | Indexed | NA | VOA_GPN_GOV_UK\7246041 | 2019-08-30 | Low | - | High | Risk taken from previous CG | - | - | NA | SPONS Civils | NA | (BEAMS Note 1) The ERC for this item should be added to the total of the ERC of the other P&M items on the site and the Buildings ERC (where applicable) to enable the correct contract size adjustment to be made. ERC of P&M Items + ERC of Building Component’s = Total ERC (net figure rateable items only) to which contract size adjustment should be applied The 2021 Generic Contractors Test Spreadsheet has this facility built into the programme - it is recommended you undertake all contractors test valuations using this spreadsheet. (Details on the application of contract size adjustments can be found in the RCG 2021 Guidance notes). Where RV is calculated using the comparative method (rental method) the contract size adjustment should be made as follows: Select - SCAT code box "P and M as an addition” within the 2021 Generic Contractors Test Spreadsheet facility. Or Where the spreadsheet is not used take the: Reciprocal of statutory de-capitalisation rate (i.e. 5% reciprocal = 20) multiply by rateable value of the buildings (before any overall end allowances are made and after making a notional deduction for the land value) and add to the ERC of P&M. Use resultant figure to calculate contract size adjustment. (Guidance Notes - Section 6) | Photo 1 - Typical tower- material not identified | - | 1 | TRUE
4746 | 213A14 | 8081 | 213A14 | Refining | Fractionation towers - cm | Carbon manganese steel (excel int trays) | 5.0m diam - 30m ht | 154 tonnes | Otherwise known as a column. Crude oil is rarely useable as such and must therefore be refined. This is achieved by distillation - crude oil is heated until it is vaporised and then cooled forming liquids according to the boiling points of their constituent molecules. From Refinery storage tanks crude oil is pumped through horizontal steel tubes arranged on the inside walls and the roof of a furnace (oil unable to ignite as no air is present in the tubes). The oil with a temperature in excess of 300oC goes from the tubes into the lower part of a tall cylindrical tower "COLUMN" up to 7.5m diameter x 30.48m high "FRACTIONATING TOWER". The vapour floats upwards into the "fractionating tower" - a tower from which "fractions" are obtained. The tower is divided into numerous compartments by means of trays. The vapours pass through holes in the trays. . The higher the "room" (area above a "tray") the cooler the temperature. As vapours rise they are cooled and liquids are condensed. The hydrocarbon vapours with the highest boiling points cool and condense first on the bottom trays. The most volatile (e.g. petrol) comes off the top as vapour and is separately cooled. The division of crude oil into fractions or "distillates" is made more exacting by using bubble caps (see sketch). By this method hot vapours passing through the holes in the tray are forced to bubble through cooler liquid, which has already been condensed and collected on the tray. Hot vapours boil off any light hydrocarbons on the tray. There may be a series of towers refining the oil again and again, these are known as 'SIDE STRIPPERS'. The tower is under pressure and is therefore a pressure vessel. Fabrication costs are high and site erection costs are more due to the nature of structure. The towers are mainly constructed of carbon steel but stainless may be adopted. A comparison between stainless steel and carbon steel is not always possible as the weights per tonne differ and the thickness of the steel required differs. Generally for 6mm the difference in cost over carbon steel is "SS 304" 4 times whilst "SS 306 "4.5 times. | Considered Not Applicable at time of Publication | (BEAMS Note 1) The ERC for this item should be added to the total of the ERC of the other P&M items on the site and the Buildings ERC (where applicable) to enable the correct contract size adjustment to be made. ERC of P&M Items + ERC of Building Component’s = Total ERC (net figure rateable items only) to which contract size adjustment should be applied The 2023 Generic Contractors Test Spreadsheet has this facility built into the programme - it is recommended you undertake all contractors test valuations using this spreadsheet. (Details on the application of contract size adjustments can be found in the RCG 2023 Guidance notes). Where RV is calculated using the comparative method (rental method) the contract size adjustment should be made as follows: Select - SCAT code box ""P and M as an addition” within the 2023 Generic Contractors Test Spreadsheet facility. Or Where the spreadsheet is not used take the: Reciprocal of statutory de-capitalisation rate (i.e. 5% reciprocal = 20) multiply by rateable value of the buildings (before any overall end allowances are made and after making a notional deduction for the land value) and add to the ERC of P&M. Use resultant figure to calculate contract size adjustment. (Guidance Notes - Section 6) | Columns are costed with regard to their weight of steel. The basic steel usually adopted is Carbon Manganese steel however care must be had to the steel Cost Information as more modern columns are often made from high quality specialised steel (e.g.: - different quality stainless steel). This would increase the price/stone (stainless steel and cast iron costs are provided). The Tables assume standard construction plate thickness and materials. In these tables it is assumed the Skirt is metal and welded to the column. It is usually mild steel whatever type of steel forms the main body of the column. The costs reflect the mild steel skirt irrespective of the material used in the column construction. The diameters and heights given are for the column only. Although the ERC include the cost of a mild steel skirt. Any brickwork (usually fire protection) over the metal skirt requires an addition. Add 20% (to include for shapes, formation etc.) to scales. The diameters and heights given are for the column only. Additions should be made for foundations and piles. IN CALCULATING THE VOLUME FOR CLASS 4 PURPOSES THE SKIRT SHOULD BE INCLUDED. | (a) Number (Refinery serial no) and user i.e. No 1 Crude, 2nd stage distillation etc. (b) Overall height - including skirt. (c) Dia - in the case of columns of varying diameters the length diameter of each different section should be given. (d) Height of skirt whether clad or bricked. (e) If lagged - the material used, its thickness and details of outer cover. (f) Operating pressure. (g) Weight of shell steel tons (excluding trays) (h) Weight of skirt in steel tons (where this is included in the shipping weight of the column it should be so indicated). (j) Weight of trays if they if they are fixed. Also weight of tray supports. (k) Thickness in inches mm of shell and skirt. (l) Total weight in steel tonnes of stairs, ladders catwalks, etc., attached to column. (m) Details of foundation work - other than oversite concrete, including piling, mass and R/C work, pits, chambers other under-ground works. (n) Throughout in gallons or barrels per day or per steam day. (o) Materials used in construction particularly linings(known as cladding on the trade) Weight calculations to be made as follows: - 1. Shell 7. Nozzles 2.Heads 8. Welds 3. Internal Plate work 9. Skirt 4. Tray supports 10. Base Ring 5. Insulation rings 11 Anchor Ring/Lugs 6. Openings 12. Lifting Davits Weights normally shown on drawings are design weights - actual weight per fabricator may differ slightly. | Note: - price per tonne includes cost adjustments for rating purposes Class 4 Table 4 - Towers and Columns subject to Class 4(d) limitation | Whole if Class 4(d) limitation applies i.e.: - does not exceed less than 400m3 and readily capable of being moved without substantial demolition to the surrounding structure, | Ladders and Platforms Add to the above costs in respect of all columns Where details of ladders and platforms are known, see 215N for costs; | It is assumed that the item forms part of an "average size industrial, commercial or office complex". Where it would be normal to find more than one item in such a hereditament the ERC stated has been adjusted to reflect any number / quantity, discount. These figures are NOT one off figures. | - | Photo 1 - Typical tower- material not identified | - | 20321 |  | Each | one | NA | NA | NA | 1159648.2222 | Option 2 | 1521247.9013 | 31.18% | 2073201.6299 | 1442986.6985 | 24.43% | -5.145% | 1442986.6985 | 24.43% | Indexed | NA | VOA_GPN_GOV_UK\7246041 | 2019-08-30 | Low | - | High | Risk taken from previous CG | - | - | NA | SPONS Civils | NA | (BEAMS Note 1) The ERC for this item should be added to the total of the ERC of the other P&M items on the site and the Buildings ERC (where applicable) to enable the correct contract size adjustment to be made. ERC of P&M Items + ERC of Building Component’s = Total ERC (net figure rateable items only) to which contract size adjustment should be applied The 2021 Generic Contractors Test Spreadsheet has this facility built into the programme - it is recommended you undertake all contractors test valuations using this spreadsheet. (Details on the application of contract size adjustments can be found in the RCG 2021 Guidance notes). Where RV is calculated using the comparative method (rental method) the contract size adjustment should be made as follows: Select - SCAT code box "P and M as an addition” within the 2021 Generic Contractors Test Spreadsheet facility. Or Where the spreadsheet is not used take the: Reciprocal of statutory de-capitalisation rate (i.e. 5% reciprocal = 20) multiply by rateable value of the buildings (before any overall end allowances are made and after making a notional deduction for the land value) and add to the ERC of P&M. Use resultant figure to calculate contract size adjustment. (Guidance Notes - Section 6) | Photo 1 - Typical tower- material not identified | - | 1 | TRUE
4747 | 213A15 | 8082 | 213A15 | Refining | Fractionation towers - cm | Carbon manganese steel (excel int trays) | 5.75m diam - 30m ht | 173 tonnes | Otherwise known as a column. Crude oil is rarely useable as such and must therefore be refined. This is achieved by distillation - crude oil is heated until it is vaporised and then cooled forming liquids according to the boiling points of their constituent molecules. From Refinery storage tanks crude oil is pumped through horizontal steel tubes arranged on the inside walls and the roof of a furnace (oil unable to ignite as no air is present in the tubes). The oil with a temperature in excess of 300oC goes from the tubes into the lower part of a tall cylindrical tower "COLUMN" up to 7.5m diameter x 30.48m high "FRACTIONATING TOWER". The vapour floats upwards into the "fractionating tower" - a tower from which "fractions" are obtained. The tower is divided into numerous compartments by means of trays. The vapours pass through holes in the trays. . The higher the "room" (area above a "tray") the cooler the temperature. As vapours rise they are cooled and liquids are condensed. The hydrocarbon vapours with the highest boiling points cool and condense first on the bottom trays. The most volatile (e.g. petrol) comes off the top as vapour and is separately cooled. The division of crude oil into fractions or "distillates" is made more exacting by using bubble caps (see sketch). By this method hot vapours passing through the holes in the tray are forced to bubble through cooler liquid, which has already been condensed and collected on the tray. Hot vapours boil off any light hydrocarbons on the tray. There may be a series of towers refining the oil again and again, these are known as 'SIDE STRIPPERS'. The tower is under pressure and is therefore a pressure vessel. Fabrication costs are high and site erection costs are more due to the nature of structure. The towers are mainly constructed of carbon steel but stainless may be adopted. A comparison between stainless steel and carbon steel is not always possible as the weights per tonne differ and the thickness of the steel required differs. Generally for 6mm the difference in cost over carbon steel is "SS 304" 4 times whilst "SS 306 "4.5 times. | Considered Not Applicable at time of Publication | (BEAMS Note 1) The ERC for this item should be added to the total of the ERC of the other P&M items on the site and the Buildings ERC (where applicable) to enable the correct contract size adjustment to be made. ERC of P&M Items + ERC of Building Component’s = Total ERC (net figure rateable items only) to which contract size adjustment should be applied The 2023 Generic Contractors Test Spreadsheet has this facility built into the programme - it is recommended you undertake all contractors test valuations using this spreadsheet. (Details on the application of contract size adjustments can be found in the RCG 2023 Guidance notes). Where RV is calculated using the comparative method (rental method) the contract size adjustment should be made as follows: Select - SCAT code box ""P and M as an addition” within the 2023 Generic Contractors Test Spreadsheet facility. Or Where the spreadsheet is not used take the: Reciprocal of statutory de-capitalisation rate (i.e. 5% reciprocal = 20) multiply by rateable value of the buildings (before any overall end allowances are made and after making a notional deduction for the land value) and add to the ERC of P&M. Use resultant figure to calculate contract size adjustment. (Guidance Notes - Section 6) | Columns are costed with regard to their weight of steel. The basic steel usually adopted is Carbon Manganese steel however care must be had to the steel Cost Information as more modern columns are often made from high quality specialised steel (e.g.: - different quality stainless steel). This would increase the price/stone (stainless steel and cast iron costs are provided). The Tables assume standard construction plate thickness and materials. In these tables it is assumed the Skirt is metal and welded to the column. It is usually mild steel whatever type of steel forms the main body of the column. The costs reflect the mild steel skirt irrespective of the material used in the column construction. The diameters and heights given are for the column only. Although the ERC include the cost of a mild steel skirt. Any brickwork (usually fire protection) over the metal skirt requires an addition. Add 20% (to include for shapes, formation etc.) to scales. The diameters and heights given are for the column only. Additions should be made for foundations and piles. IN CALCULATING THE VOLUME FOR CLASS 4 PURPOSES THE SKIRT SHOULD BE INCLUDED. | (a) Number (Refinery serial no) and user i.e. No 1 Crude, 2nd stage distillation etc. (b) Overall height - including skirt. (c) Dia - in the case of columns of varying diameters the length diameter of each different section should be given. (d) Height of skirt whether clad or bricked. (e) If lagged - the material used, its thickness and details of outer cover. (f) Operating pressure. (g) Weight of shell steel tons (excluding trays) (h) Weight of skirt in steel tons (where this is included in the shipping weight of the column it should be so indicated). (j) Weight of trays if they if they are fixed. Also weight of tray supports. (k) Thickness in inches mm of shell and skirt. (l) Total weight in steel tonnes of stairs, ladders catwalks, etc., attached to column. (m) Details of foundation work - other than oversite concrete, including piling, mass and R/C work, pits, chambers other under-ground works. (n) Throughout in gallons or barrels per day or per steam day. (o) Materials used in construction particularly linings(known as cladding on the trade) Weight calculations to be made as follows: - 1. Shell 7. Nozzles 2.Heads 8. Welds 3. Internal Plate work 9. Skirt 4. Tray supports 10. Base Ring 5. Insulation rings 11 Anchor Ring/Lugs 6. Openings 12. Lifting Davits Weights normally shown on drawings are design weights - actual weight per fabricator may differ slightly. | Note: - price per tonne includes cost adjustments for rating purposes Class 4 Table 4 - Towers and Columns subject to Class 4(d) limitation | Whole if Class 4(d) limitation applies i.e.: - does not exceed less than 400m3 and readily capable of being moved without substantial demolition to the surrounding structure, | Ladders and Platforms Add to the above costs in respect of all columns Where details of ladders and platforms are known, see 215N for costs; | It is assumed that the item forms part of an "average size industrial, commercial or office complex". Where it would be normal to find more than one item in such a hereditament the ERC stated has been adjusted to reflect any number / quantity, discount. These figures are NOT one off figures. | - | Photo 1 - Typical tower- material not identified | - | 20321 |  | Each | one | NA | NA | NA | 1234239.4179 | Option 2 | 1619098.0059 | 31.18% | 2206554.6463 | 1535802.8656 | 24.43% | -5.145% | 1535802.8656 | 24.43% | Indexed | NA | VOA_GPN_GOV_UK\7246041 | 2019-08-30 | Low | - | High | Risk taken from previous CG | - | - | NA | SPONS Civils | NA | (BEAMS Note 1) The ERC for this item should be added to the total of the ERC of the other P&M items on the site and the Buildings ERC (where applicable) to enable the correct contract size adjustment to be made. ERC of P&M Items + ERC of Building Component’s = Total ERC (net figure rateable items only) to which contract size adjustment should be applied The 2021 Generic Contractors Test Spreadsheet has this facility built into the programme - it is recommended you undertake all contractors test valuations using this spreadsheet. (Details on the application of contract size adjustments can be found in the RCG 2021 Guidance notes). Where RV is calculated using the comparative method (rental method) the contract size adjustment should be made as follows: Select - SCAT code box "P and M as an addition” within the 2021 Generic Contractors Test Spreadsheet facility. Or Where the spreadsheet is not used take the: Reciprocal of statutory de-capitalisation rate (i.e. 5% reciprocal = 20) multiply by rateable value of the buildings (before any overall end allowances are made and after making a notional deduction for the land value) and add to the ERC of P&M. Use resultant figure to calculate contract size adjustment. (Guidance Notes - Section 6) | Photo 1 - Typical tower- material not identified | - | 1 | TRUE
4748 | 213A16 | 8083 | 213A16 | Refining | Fractionation towers - cm | Carbon manganese steel (excel int trays) | 6.0m diam - 30m ht | 185 tonnes | Otherwise known as a column. Crude oil is rarely useable as such and must therefore be refined. This is achieved by distillation - crude oil is heated until it is vaporised and then cooled forming liquids according to the boiling points of their constituent molecules. From Refinery storage tanks crude oil is pumped through horizontal steel tubes arranged on the inside walls and the roof of a furnace (oil unable to ignite as no air is present in the tubes). The oil with a temperature in excess of 300oC goes from the tubes into the lower part of a tall cylindrical tower "COLUMN" up to 7.5m diameter x 30.48m high "FRACTIONATING TOWER". The vapour floats upwards into the "fractionating tower" - a tower from which "fractions" are obtained. The tower is divided into numerous compartments by means of trays. The vapours pass through holes in the trays. . The higher the "room" (area above a "tray") the cooler the temperature. As vapours rise they are cooled and liquids are condensed. The hydrocarbon vapours with the highest boiling points cool and condense first on the bottom trays. The most volatile (e.g. petrol) comes off the top as vapour and is separately cooled. The division of crude oil into fractions or "distillates" is made more exacting by using bubble caps (see sketch). By this method hot vapours passing through the holes in the tray are forced to bubble through cooler liquid, which has already been condensed and collected on the tray. Hot vapours boil off any light hydrocarbons on the tray. There may be a series of towers refining the oil again and again, these are known as 'SIDE STRIPPERS'. The tower is under pressure and is therefore a pressure vessel. Fabrication costs are high and site erection costs are more due to the nature of structure. The towers are mainly constructed of carbon steel but stainless may be adopted. A comparison between stainless steel and carbon steel is not always possible as the weights per tonne differ and the thickness of the steel required differs. Generally for 6mm the difference in cost over carbon steel is "SS 304" 4 times whilst "SS 306 "4.5 times. | Considered Not Applicable at time of Publication | (BEAMS Note 1) The ERC for this item should be added to the total of the ERC of the other P&M items on the site and the Buildings ERC (where applicable) to enable the correct contract size adjustment to be made. ERC of P&M Items + ERC of Building Component’s = Total ERC (net figure rateable items only) to which contract size adjustment should be applied The 2023 Generic Contractors Test Spreadsheet has this facility built into the programme - it is recommended you undertake all contractors test valuations using this spreadsheet. (Details on the application of contract size adjustments can be found in the RCG 2023 Guidance notes). Where RV is calculated using the comparative method (rental method) the contract size adjustment should be made as follows: Select - SCAT code box ""P and M as an addition” within the 2023 Generic Contractors Test Spreadsheet facility. Or Where the spreadsheet is not used take the: Reciprocal of statutory de-capitalisation rate (i.e. 5% reciprocal = 20) multiply by rateable value of the buildings (before any overall end allowances are made and after making a notional deduction for the land value) and add to the ERC of P&M. Use resultant figure to calculate contract size adjustment. (Guidance Notes - Section 6) | Columns are costed with regard to their weight of steel. The basic steel usually adopted is Carbon Manganese steel however care must be had to the steel Cost Information as more modern columns are often made from high quality specialised steel (e.g.: - different quality stainless steel). This would increase the price/stone (stainless steel and cast iron costs are provided). The Tables assume standard construction plate thickness and materials. In these tables it is assumed the Skirt is metal and welded to the column. It is usually mild steel whatever type of steel forms the main body of the column. The costs reflect the mild steel skirt irrespective of the material used in the column construction. The diameters and heights given are for the column only. Although the ERC include the cost of a mild steel skirt. Any brickwork (usually fire protection) over the metal skirt requires an addition. Add 20% (to include for shapes, formation etc.) to scales. The diameters and heights given are for the column only. Additions should be made for foundations and piles. IN CALCULATING THE VOLUME FOR CLASS 4 PURPOSES THE SKIRT SHOULD BE INCLUDED. | (a) Number (Refinery serial no) and user i.e. No 1 Crude, 2nd stage distillation etc. (b) Overall height - including skirt. (c) Dia - in the case of columns of varying diameters the length diameter of each different section should be given. (d) Height of skirt whether clad or bricked. (e) If lagged - the material used, its thickness and details of outer cover. (f) Operating pressure. (g) Weight of shell steel tons (excluding trays) (h) Weight of skirt in steel tons (where this is included in the shipping weight of the column it should be so indicated). (j) Weight of trays if they if they are fixed. Also weight of tray supports. (k) Thickness in inches mm of shell and skirt. (l) Total weight in steel tonnes of stairs, ladders catwalks, etc., attached to column. (m) Details of foundation work - other than oversite concrete, including piling, mass and R/C work, pits, chambers other under-ground works. (n) Throughout in gallons or barrels per day or per steam day. (o) Materials used in construction particularly linings(known as cladding on the trade) Weight calculations to be made as follows: - 1. Shell 7. Nozzles 2.Heads 8. Welds 3. Internal Plate work 9. Skirt 4. Tray supports 10. Base Ring 5. Insulation rings 11 Anchor Ring/Lugs 6. Openings 12. Lifting Davits Weights normally shown on drawings are design weights - actual weight per fabricator may differ slightly. | Note: - price per tonne includes cost adjustments for rating purposes Class 4 Table 4 - Towers and Columns subject to Class 4(d) limitation | Whole if Class 4(d) limitation applies i.e.: - does not exceed less than 400m3 and readily capable of being moved without substantial demolition to the surrounding structure, | Ladders and Platforms Add to the above costs in respect of all columns Where details of ladders and platforms are known, see 215N for costs; | It is assumed that the item forms part of an "average size industrial, commercial or office complex". Where it would be normal to find more than one item in such a hereditament the ERC stated has been adjusted to reflect any number / quantity, discount. These figures are NOT one off figures. | - | Photo 1 - Typical tower- material not identified | - | 20321 |  | Each | one | NA | NA | NA | 1283213.4352 | Option 2 | 1683343.0241 | 31.18% | 2294109.6571 | 1596742.7733 | 24.43% | -5.145% | 1596742.7733 | 24.43% | Indexed | NA | VOA_GPN_GOV_UK\7246041 | 2019-08-30 | Low | - | High | Risk taken from previous CG | - | - | NA | SPONS Civils | NA | (BEAMS Note 1) The ERC for this item should be added to the total of the ERC of the other P&M items on the site and the Buildings ERC (where applicable) to enable the correct contract size adjustment to be made. ERC of P&M Items + ERC of Building Component’s = Total ERC (net figure rateable items only) to which contract size adjustment should be applied The 2021 Generic Contractors Test Spreadsheet has this facility built into the programme - it is recommended you undertake all contractors test valuations using this spreadsheet. (Details on the application of contract size adjustments can be found in the RCG 2021 Guidance notes). Where RV is calculated using the comparative method (rental method) the contract size adjustment should be made as follows: Select - SCAT code box "P and M as an addition” within the 2021 Generic Contractors Test Spreadsheet facility. Or Where the spreadsheet is not used take the: Reciprocal of statutory de-capitalisation rate (i.e. 5% reciprocal = 20) multiply by rateable value of the buildings (before any overall end allowances are made and after making a notional deduction for the land value) and add to the ERC of P&M. Use resultant figure to calculate contract size adjustment. (Guidance Notes - Section 6) | Photo 1 - Typical tower- material not identified | - | 1 | TRUE
4749 | 213A17 | 8085 | 213A17 | Refining | Fractionation towers - cm | Carbon manganese steel (excel int trays) | 7.0m - 30m ht | 250 tonnes | Otherwise known as a column. Crude oil is rarely useable as such and must therefore be refined. This is achieved by distillation - crude oil is heated until it is vaporised and then cooled forming liquids according to the boiling points of their constituent molecules. From Refinery storage tanks crude oil is pumped through horizontal steel tubes arranged on the inside walls and the roof of a furnace (oil unable to ignite as no air is present in the tubes). The oil with a temperature in excess of 300oC goes from the tubes into the lower part of a tall cylindrical tower "COLUMN" up to 7.5m diameter x 30.48m high "FRACTIONATING TOWER". The vapour floats upwards into the "fractionating tower" - a tower from which "fractions" are obtained. The tower is divided into numerous compartments by means of trays. The vapours pass through holes in the trays. . The higher the "room" (area above a "tray") the cooler the temperature. As vapours rise they are cooled and liquids are condensed. The hydrocarbon vapours with the highest boiling points cool and condense first on the bottom trays. The most volatile (e.g. petrol) comes off the top as vapour and is separately cooled. The division of crude oil into fractions or "distillates" is made more exacting by using bubble caps (see sketch). By this method hot vapours passing through the holes in the tray are forced to bubble through cooler liquid, which has already been condensed and collected on the tray. Hot vapours boil off any light hydrocarbons on the tray. There may be a series of towers refining the oil again and again, these are known as 'SIDE STRIPPERS'. The tower is under pressure and is therefore a pressure vessel. Fabrication costs are high and site erection costs are more due to the nature of structure. The towers are mainly constructed of carbon steel but stainless may be adopted. A comparison between stainless steel and carbon steel is not always possible as the weights per tonne differ and the thickness of the steel required differs. Generally for 6mm the difference in cost over carbon steel is "SS 304" 4 times whilst "SS 306 "4.5 times. | Considered Not Applicable at time of Publication | (BEAMS Note 1) The ERC for this item should be added to the total of the ERC of the other P&M items on the site and the Buildings ERC (where applicable) to enable the correct contract size adjustment to be made. ERC of P&M Items + ERC of Building Component’s = Total ERC (net figure rateable items only) to which contract size adjustment should be applied The 2023 Generic Contractors Test Spreadsheet has this facility built into the programme - it is recommended you undertake all contractors test valuations using this spreadsheet. (Details on the application of contract size adjustments can be found in the RCG 2023 Guidance notes). Where RV is calculated using the comparative method (rental method) the contract size adjustment should be made as follows: Select - SCAT code box ""P and M as an addition” within the 2023 Generic Contractors Test Spreadsheet facility. Or Where the spreadsheet is not used take the: Reciprocal of statutory de-capitalisation rate (i.e. 5% reciprocal = 20) multiply by rateable value of the buildings (before any overall end allowances are made and after making a notional deduction for the land value) and add to the ERC of P&M. Use resultant figure to calculate contract size adjustment. (Guidance Notes - Section 6) | Columns are costed with regard to their weight of steel. The basic steel usually adopted is Carbon Manganese steel however care must be had to the steel Cost Information as more modern columns are often made from high quality specialised steel (e.g.: - different quality stainless steel). This would increase the price/stone (stainless steel and cast iron costs are provided). The Tables assume standard construction plate thickness and materials. In these tables it is assumed the Skirt is metal and welded to the column. It is usually mild steel whatever type of steel forms the main body of the column. The costs reflect the mild steel skirt irrespective of the material used in the column construction. The diameters and heights given are for the column only. Although the ERC include the cost of a mild steel skirt. Any brickwork (usually fire protection) over the metal skirt requires an addition. Add 20% (to include for shapes, formation etc.) to scales. The diameters and heights given are for the column only. Additions should be made for foundations and piles. IN CALCULATING THE VOLUME FOR CLASS 4 PURPOSES THE SKIRT SHOULD BE INCLUDED. | (a) Number (Refinery serial no) and user i.e. No 1 Crude, 2nd stage distillation etc. (b) Overall height - including skirt. (c) Dia - in the case of columns of varying diameters the length diameter of each different section should be given. (d) Height of skirt whether clad or bricked. (e) If lagged - the material used, its thickness and details of outer cover. (f) Operating pressure. (g) Weight of shell steel tons (excluding trays) (h) Weight of skirt in steel tons (where this is included in the shipping weight of the column it should be so indicated). (j) Weight of trays if they if they are fixed. Also weight of tray supports. (k) Thickness in inches mm of shell and skirt. (l) Total weight in steel tonnes of stairs, ladders catwalks, etc., attached to column. (m) Details of foundation work - other than oversite concrete, including piling, mass and R/C work, pits, chambers other under-ground works. (n) Throughout in gallons or barrels per day or per steam day. (o) Materials used in construction particularly linings(known as cladding on the trade) Weight calculations to be made as follows: - 1. Shell 7. Nozzles 2.Heads 8. Welds 3. Internal Plate work 9. Skirt 4. Tray supports 10. Base Ring 5. Insulation rings 11 Anchor Ring/Lugs 6. Openings 12. Lifting Davits Weights normally shown on drawings are design weights - actual weight per fabricator may differ slightly. | Note: - price per tonne includes cost adjustments for rating purposes Class 4 Table 4 - Towers and Columns subject to Class 4(d) limitation | Whole if Class 4(d) limitation applies i.e.: - does not exceed less than 400m3 and readily capable of being moved without substantial demolition to the surrounding structure, | Ladders and Platforms Add to the above costs in respect of all columns Where details of ladders and platforms are known, see 215N for costs; | It is assumed that the item forms part of an "average size industrial, commercial or office complex". Where it would be normal to find more than one item in such a hereditament the ERC stated has been adjusted to reflect any number / quantity, discount. These figures are NOT one off figures. | - | Photo 1 - Typical tower- material not identified | - | 20321 |  | Each | one | NA | NA | NA | 1684894.5582 | Option 2 | 2210275.7211 | 31.18% | 3012229.1204 | 2096567.2084 | 24.43% | -5.145% | 2096567.2084 | 24.43% | Indexed | NA | VOA_GPN_GOV_UK\7246041 | 2019-08-30 | Low | - | High | Risk taken from previous CG | - | - | NA | SPONS Civils | NA | (BEAMS Note 1) The ERC for this item should be added to the total of the ERC of the other P&M items on the site and the Buildings ERC (where applicable) to enable the correct contract size adjustment to be made. ERC of P&M Items + ERC of Building Component’s = Total ERC (net figure rateable items only) to which contract size adjustment should be applied The 2021 Generic Contractors Test Spreadsheet has this facility built into the programme - it is recommended you undertake all contractors test valuations using this spreadsheet. (Details on the application of contract size adjustments can be found in the RCG 2021 Guidance notes). Where RV is calculated using the comparative method (rental method) the contract size adjustment should be made as follows: Select - SCAT code box "P and M as an addition” within the 2021 Generic Contractors Test Spreadsheet facility. Or Where the spreadsheet is not used take the: Reciprocal of statutory de-capitalisation rate (i.e. 5% reciprocal = 20) multiply by rateable value of the buildings (before any overall end allowances are made and after making a notional deduction for the land value) and add to the ERC of P&M. Use resultant figure to calculate contract size adjustment. (Guidance Notes - Section 6) | Photo 1 - Typical tower- material not identified | - | 1 | TRUE
4750 | 213A18 | 8086 | 213A18 | Refining | Fractionation towers - cm | Carbon manganese steel (excel int trays) | 7.5m diam - 30m ht | 300 tonnes | Otherwise known as a column. Crude oil is rarely useable as such and must therefore be refined. This is achieved by distillation - crude oil is heated until it is vaporised and then cooled forming liquids according to the boiling points of their constituent molecules. From Refinery storage tanks crude oil is pumped through horizontal steel tubes arranged on the inside walls and the roof of a furnace (oil unable to ignite as no air is present in the tubes). The oil with a temperature in excess of 300oC goes from the tubes into the lower part of a tall cylindrical tower "COLUMN" up to 7.5m diameter x 30.48m high "FRACTIONATING TOWER". The vapour floats upwards into the "fractionating tower" - a tower from which "fractions" are obtained. The tower is divided into numerous compartments by means of trays. The vapours pass through holes in the trays. . The higher the "room" (area above a "tray") the cooler the temperature. As vapours rise they are cooled and liquids are condensed. The hydrocarbon vapours with the highest boiling points cool and condense first on the bottom trays. The most volatile (e.g. petrol) comes off the top as vapour and is separately cooled. The division of crude oil into fractions or "distillates" is made more exacting by using bubble caps (see sketch). By this method hot vapours passing through the holes in the tray are forced to bubble through cooler liquid, which has already been condensed and collected on the tray. Hot vapours boil off any light hydrocarbons on the tray. There may be a series of towers refining the oil again and again, these are known as 'SIDE STRIPPERS'. The tower is under pressure and is therefore a pressure vessel. Fabrication costs are high and site erection costs are more due to the nature of structure. The towers are mainly constructed of carbon steel but stainless may be adopted. A comparison between stainless steel and carbon steel is not always possible as the weights per tonne differ and the thickness of the steel required differs. Generally for 6mm the difference in cost over carbon steel is "SS 304" 4 times whilst "SS 306 "4.5 times. | Considered Not Applicable at time of Publication | (BEAMS Note 1) The ERC for this item should be added to the total of the ERC of the other P&M items on the site and the Buildings ERC (where applicable) to enable the correct contract size adjustment to be made. ERC of P&M Items + ERC of Building Component’s = Total ERC (net figure rateable items only) to which contract size adjustment should be applied The 2023 Generic Contractors Test Spreadsheet has this facility built into the programme - it is recommended you undertake all contractors test valuations using this spreadsheet. (Details on the application of contract size adjustments can be found in the RCG 2023 Guidance notes). Where RV is calculated using the comparative method (rental method) the contract size adjustment should be made as follows: Select - SCAT code box ""P and M as an addition” within the 2023 Generic Contractors Test Spreadsheet facility. Or Where the spreadsheet is not used take the: Reciprocal of statutory de-capitalisation rate (i.e. 5% reciprocal = 20) multiply by rateable value of the buildings (before any overall end allowances are made and after making a notional deduction for the land value) and add to the ERC of P&M. Use resultant figure to calculate contract size adjustment. (Guidance Notes - Section 6) | Columns are costed with regard to their weight of steel. The basic steel usually adopted is Carbon Manganese steel however care must be had to the steel Cost Information as more modern columns are often made from high quality specialised steel (e.g.: - different quality stainless steel). This would increase the price/stone (stainless steel and cast iron costs are provided). The Tables assume standard construction plate thickness and materials. In these tables it is assumed the Skirt is metal and welded to the column. It is usually mild steel whatever type of steel forms the main body of the column. The costs reflect the mild steel skirt irrespective of the material used in the column construction. The diameters and heights given are for the column only. Although the ERC include the cost of a mild steel skirt. Any brickwork (usually fire protection) over the metal skirt requires an addition. Add 20% (to include for shapes, formation etc.) to scales. The diameters and heights given are for the column only. Additions should be made for foundations and piles. IN CALCULATING THE VOLUME FOR CLASS 4 PURPOSES THE SKIRT SHOULD BE INCLUDED. | (a) Number (Refinery serial no) and user i.e. No 1 Crude, 2nd stage distillation etc. (b) Overall height - including skirt. (c) Dia - in the case of columns of varying diameters the length diameter of each different section should be given. (d) Height of skirt whether clad or bricked. (e) If lagged - the material used, its thickness and details of outer cover. (f) Operating pressure. (g) Weight of shell steel tons (excluding trays) (h) Weight of skirt in steel tons (where this is included in the shipping weight of the column it should be so indicated). (j) Weight of trays if they if they are fixed. Also weight of tray supports. (k) Thickness in inches mm of shell and skirt. (l) Total weight in steel tonnes of stairs, ladders catwalks, etc., attached to column. (m) Details of foundation work - other than oversite concrete, including piling, mass and R/C work, pits, chambers other under-ground works. (n) Throughout in gallons or barrels per day or per steam day. (o) Materials used in construction particularly linings(known as cladding on the trade) Weight calculations to be made as follows: - 1. Shell 7. Nozzles 2.Heads 8. Welds 3. Internal Plate work 9. Skirt 4. Tray supports 10. Base Ring 5. Insulation rings 11 Anchor Ring/Lugs 6. Openings 12. Lifting Davits Weights normally shown on drawings are design weights - actual weight per fabricator may differ slightly. | Note: - price per tonne includes cost adjustments for rating purposes Class 4 Table 4 - Towers and Columns subject to Class 4(d) limitation | Whole if Class 4(d) limitation applies i.e.: - does not exceed less than 400m3 and readily capable of being moved without substantial demolition to the surrounding structure, | Ladders and Platforms Add to the above costs in respect of all columns Where details of ladders and platforms are known, see 215N for costs; | It is assumed that the item forms part of an "average size industrial, commercial or office complex". Where it would be normal to find more than one item in such a hereditament the ERC stated has been adjusted to reflect any number / quantity, discount. These figures are NOT one off figures. | - | Photo 1 - Typical tower- material not identified | - | 20321 |  | Each | one | NA | NA | NA | 1783784.4009 | Option 2 | 2340001.2386 | 31.18% | 3189022.8921 | 2219618.945 | 24.43% | -5.145% | 2219618.945 | 24.43% | Indexed | NA | VOA_GPN_GOV_UK\7246041 | 2019-08-30 | Low | - | High | Risk taken from previous CG | - | - | NA | SPONS Civils | NA | (BEAMS Note 1) The ERC for this item should be added to the total of the ERC of the other P&M items on the site and the Buildings ERC (where applicable) to enable the correct contract size adjustment to be made. ERC of P&M Items + ERC of Building Component’s = Total ERC (net figure rateable items only) to which contract size adjustment should be applied The 2021 Generic Contractors Test Spreadsheet has this facility built into the programme - it is recommended you undertake all contractors test valuations using this spreadsheet. (Details on the application of contract size adjustments can be found in the RCG 2021 Guidance notes). Where RV is calculated using the comparative method (rental method) the contract size adjustment should be made as follows: Select - SCAT code box "P and M as an addition” within the 2021 Generic Contractors Test Spreadsheet facility. Or Where the spreadsheet is not used take the: Reciprocal of statutory de-capitalisation rate (i.e. 5% reciprocal = 20) multiply by rateable value of the buildings (before any overall end allowances are made and after making a notional deduction for the land value) and add to the ERC of P&M. Use resultant figure to calculate contract size adjustment. (Guidance Notes - Section 6) | Photo 1 - Typical tower- material not identified | - | 1 | TRUE
4751 | 213A19 | 8087 | 213A19 | Refining | Fractionation towers - ss | Stainless steel (excel int trays) | 3.0m diam - 30m ht | 114 tonnes | Otherwise known as a column. Crude oil is rarely useable as such and must therefore be refined. This is achieved by distillation - crude oil is heated until it is vaporised and then cooled forming liquids according to the boiling points of their constituent molecules. From Refinery storage tanks crude oil is pumped through horizontal steel tubes arranged on the inside walls and the roof of a furnace (oil unable to ignite as no air is present in the tubes). The oil with a temperature in excess of 300oC goes from the tubes into the lower part of a tall cylindrical tower "COLUMN" up to 7.5m diameter x 30.48m high "FRACTIONATING TOWER". The vapour floats upwards into the "fractionating tower" - a tower from which "fractions" are obtained. The tower is divided into numerous compartments by means of trays. The vapours pass through holes in the trays. The higher the "room" (area above a "tray") the cooler the temperature. As vapours rise they are cooled and liquids are condensed. The hydrocarbon vapours with the highest boiling points cool and condense first on the bottom trays. The most volatile (e.g. petrol) comes off the top as vapour and is separately cooled. The division of crude oil into fractions or "distillates" is made more exacting by using bubble caps (see sketch). By this method hot vapours passing through the holes in the tray are forced to bubble through cooler liquid, which has already been condensed and collected on the tray. Hot vapours boil off any light hydrocarbons on the tray. There may be a series of towers refining the oil again and again, these are known as 'SIDE STRIPPERS'. The tower is under pressure and is therefore a pressure vessel. Fabrication costs are high and site erection costs are more due to the nature of structure. The towers are mainly constructed of carbon steel but stainless may be adopted. A comparison between stainless steel and carbon steel is not always possible as the weights per tonne differ and the thickness of the steel required differs. Generally for 6mm the difference in cost over carbon steel is ""SS 304" 4 times whilst "SS 306" 4.5 times. | Considered Not Applicable at time of Publication | (BEAMS Note 1) The ERC for this item should be added to the total of the ERC of the other P&M items on the site and the Buildings ERC (where applicable) to enable the correct contract size adjustment to be made. ERC of P&M Items + ERC of Building Component’s = Total ERC (net figure rateable items only) to which contract size adjustment should be applied The 2023 Generic Contractors Test Spreadsheet has this facility built into the programme - it is recommended you undertake all contractors test valuations using this spreadsheet. (Details on the application of contract size adjustments can be found in the RCG 2023 Guidance notes). Where RV is calculated using the comparative method (rental method) the contract size adjustment should be made as follows: Select - SCAT code box ""P and M as an addition” within the 2023 Generic Contractors Test Spreadsheet facility. Or Where the spreadsheet is not used take the: Reciprocal of statutory de-capitalisation rate (i.e. 5% reciprocal = 20) multiply by rateable value of the buildings (before any overall end allowances are made and after making a notional deduction for the land value) and add to the ERC of P&M. Use resultant figure to calculate contract size adjustment. (Guidance Notes - Section 6) | Columns are costed with regard to their weight of steel. The basic steel usually adopted is Carbon Manganese steel however care must be had to the steel Cost Information as more modern columns are often made from high quality specialised steel (e.g.: - different quality stainless steel). This would increase the price/stone (stainless steel and cast iron costs are provided). The Tables assume standard construction plate thickness and materials. In these tables it is assumed the Skirt is metal and welded to the column. It is usually mild steel whatever type of steel forms the main body of the column. The costs reflect the mild steel skirt irrespective of the material used in the column construction. The diameters and heights given are for the column only. Although the ERC include the cost of a mild steel skirt. Any brickwork (usually fire protection) over the metal skirt requires an addition. Add 20% (to include for shapes, formation etc.) to scales. The diameters and heights given are for the column only. Additions should be made for foundations and piles. IN CALCULATING THE VOLUME FOR CLASS 4 PURPOSES THE SKIRT SHOULD BE INCLUDED. Note: - price per tonne includes cost adjustments for rating purposes | 1. Shell 2. Heads 3 Internal Plate work 4. Tray supports 5. Insulation rings 6. Openings 7. Nozzles 8 Welds 9. Skirt 10. Base Ring 11 Anchor Ring/Lugs 12. Lifting Davits Weights normally shown on drawings are design weights - actual weight per fabricator may differ slightly. | Class 4 Table 4 - Towers and Columns subject to Class 4(d) limitation | Whole if Class 4(d) limitation applies i.e.: - does not exceed less than 400m3 and readily capable of being moved without substantial demolition to the surrounding structure, | - | Steelwork, foundations, settings, platforms, supports, staging. | - | Photo 1 - Typical column- Material not identified | - | 20322 |  | Each | one | NA | NA | NA | 2157870.5488 | Option 2 | 2830734.3389 | 31.18% | 3857808.4744 | 2685106.086 | 24.43% | -5.145% | 2685106.086 | 24.43% | Indexed | NA | VOA_GPN_GOV_UK\7246041 | 2019-08-30 | Low | - | High | Risk taken from previous CG | - | - | NA | SPONS Civils | NA | (BEAMS Note 1) The ERC for this item should be added to the total of the ERC of the other P&M items on the site and the Buildings ERC (where applicable) to enable the correct contract size adjustment to be made. ERC of P&M Items + ERC of Building Component’s = Total ERC (net figure rateable items only) to which contract size adjustment should be applied The 2021 Generic Contractors Test Spreadsheet has this facility built into the programme - it is recommended you undertake all contractors test valuations using this spreadsheet. (Details on the application of contract size adjustments can be found in the RCG 2021 Guidance notes). Where RV is calculated using the comparative method (rental method) the contract size adjustment should be made as follows: Select - SCAT code box "P and M as an addition” within the 2021 Generic Contractors Test Spreadsheet facility. Or Where the spreadsheet is not used take the: Reciprocal of statutory de-capitalisation rate (i.e. 5% reciprocal = 20) multiply by rateable value of the buildings (before any overall end allowances are made and after making a notional deduction for the land value) and add to the ERC of P&M. Use resultant figure to calculate contract size adjustment. (Guidance Notes - Section 6) | Photo 1 - Typical column- Material not identified | - | 1 | TRUE
4752 | 213A20 | 8088 | 213A20 | Refining | Fractionation towers - ss | Stainless steel (excel int trays) | 3.5m diam - 30m ht | 124.55 tonnes | Otherwise known as a column. Crude oil is rarely useable as such and must therefore be refined. This is achieved by distillation - crude oil is heated until it is vaporised and then cooled forming liquids according to the boiling points of their constituent molecules. From Refinery storage tanks crude oil is pumped through horizontal steel tubes arranged on the inside walls and the roof of a furnace (oil unable to ignite as no air is present in the tubes). The oil with a temperature in excess of 300oC goes from the tubes into the lower part of a tall cylindrical tower "COLUMN" up to 7.5m diameter x 30.48m high "FRACTIONATING TOWER". The vapour floats upwards into the "fractionating tower" - a tower from which "fractions" are obtained. The tower is divided into numerous compartments by means of trays. The vapours pass through holes in the trays. The higher the "room" (area above a "tray") the cooler the temperature. As vapours rise they are cooled and liquids are condensed. The hydrocarbon vapours with the highest boiling points cool and condense first on the bottom trays. The most volatile (e.g. petrol) comes off the top as vapour and is separately cooled. The division of crude oil into fractions or "distillates" is made more exacting by using bubble caps (see sketch). By this method hot vapours passing through the holes in the tray are forced to bubble through cooler liquid, which has already been condensed and collected on the tray. Hot vapours boil off any light hydrocarbons on the tray. There may be a series of towers refining the oil again and again, these are known as 'SIDE STRIPPERS'. The tower is under pressure and is therefore a pressure vessel. Fabrication costs are high and site erection costs are more due to the nature of structure. The towers are mainly constructed of carbon steel but stainless may be adopted. A comparison between stainless steel and carbon steel is not always possible as the weights per tonne differ and the thickness of the steel required differs. Generally for 6mm the difference in cost over carbon steel is ""SS 304" 4 times whilst "SS 306" 4.5 times. | Considered Not Applicable at time of Publication | (BEAMS Note 1) The ERC for this item should be added to the total of the ERC of the other P&M items on the site and the Buildings ERC (where applicable) to enable the correct contract size adjustment to be made. ERC of P&M Items + ERC of Building Component’s = Total ERC (net figure rateable items only) to which contract size adjustment should be applied The 2023 Generic Contractors Test Spreadsheet has this facility built into the programme - it is recommended you undertake all contractors test valuations using this spreadsheet. (Details on the application of contract size adjustments can be found in the RCG 2023 Guidance notes). Where RV is calculated using the comparative method (rental method) the contract size adjustment should be made as follows: Select - SCAT code box ""P and M as an addition” within the 2023 Generic Contractors Test Spreadsheet facility. Or Where the spreadsheet is not used take the: Reciprocal of statutory de-capitalisation rate (i.e. 5% reciprocal = 20) multiply by rateable value of the buildings (before any overall end allowances are made and after making a notional deduction for the land value) and add to the ERC of P&M. Use resultant figure to calculate contract size adjustment. (Guidance Notes - Section 6) | Columns are costed with regard to their weight of steel. The basic steel usually adopted is Carbon Manganese steel however care must be had to the steel Cost Information as more modern columns are often made from high quality specialised steel (e.g.: - different quality stainless steel). This would increase the price/stone (stainless steel and cast iron costs are provided). The Tables assume standard construction plate thickness and materials. In these tables it is assumed the Skirt is metal and welded to the column. It is usually mild steel whatever type of steel forms the main body of the column. The costs reflect the mild steel skirt irrespective of the material used in the column construction. The diameters and heights given are for the column only. Although the ERC include the cost of a mild steel skirt. Any brickwork (usually fire protection) over the metal skirt requires an addition. Add 20% (to include for shapes, formation etc.) to scales. The diameters and heights given are for the column only. Additions should be made for foundations and piles. IN CALCULATING THE VOLUME FOR CLASS 4 PURPOSES THE SKIRT SHOULD BE INCLUDED. Note: - price per tonne includes cost adjustments for rating purposes | 1. Shell 2. Heads 3 Internal Plate work 4. Tray supports 5. Insulation rings 6. Openings 7. Nozzles 8 Welds 9. Skirt 10. Base Ring 11 Anchor Ring/Lugs 12. Lifting Davits Weights normally shown on drawings are design weights - actual weight per fabricator may differ slightly. | Class 4 Table 4 - Towers and Columns subject to Class 4(d) limitation | Whole if Class 4(d) limitation applies i.e.: - does not exceed less than 400m3 and readily capable of being moved without substantial demolition to the surrounding structure, | - | Steelwork, foundations, settings, platforms, supports, staging. | - | Photo 1 - Typical column- Material not identified | - | 20322 |  | Each | one | NA | NA | NA | 2258644.0075 | Option 2 | 2962930.8186 | 31.18% | 4037969.7465 | 2810501.6652 | 24.43% | -5.145% | 2810501.6652 | 24.43% | Indexed | NA | VOA_GPN_GOV_UK\7246041 | 2019-08-30 | Low | - | High | Risk taken from previous CG | - | - | NA | SPONS Civils | NA | (BEAMS Note 1) The ERC for this item should be added to the total of the ERC of the other P&M items on the site and the Buildings ERC (where applicable) to enable the correct contract size adjustment to be made. ERC of P&M Items + ERC of Building Component’s = Total ERC (net figure rateable items only) to which contract size adjustment should be applied The 2021 Generic Contractors Test Spreadsheet has this facility built into the programme - it is recommended you undertake all contractors test valuations using this spreadsheet. (Details on the application of contract size adjustments can be found in the RCG 2021 Guidance notes). Where RV is calculated using the comparative method (rental method) the contract size adjustment should be made as follows: Select - SCAT code box "P and M as an addition” within the 2021 Generic Contractors Test Spreadsheet facility. Or Where the spreadsheet is not used take the: Reciprocal of statutory de-capitalisation rate (i.e. 5% reciprocal = 20) multiply by rateable value of the buildings (before any overall end allowances are made and after making a notional deduction for the land value) and add to the ERC of P&M. Use resultant figure to calculate contract size adjustment. (Guidance Notes - Section 6) | Photo 1 - Typical column- Material not identified | - | 1 | TRUE
4753 | 213A21 | 8089 | 213A21 | Refining | Fractionation towers - ss | Stainless steel (excel int trays) | 4.0m diam - 30m ht | 138 tonnes | Otherwise known as a column. Crude oil is rarely useable as such and must therefore be refined. This is achieved by distillation - crude oil is heated until it is vaporised and then cooled forming liquids according to the boiling points of their constituent molecules. From Refinery storage tanks crude oil is pumped through horizontal steel tubes arranged on the inside walls and the roof of a furnace (oil unable to ignite as no air is present in the tubes). The oil with a temperature in excess of 300oC goes from the tubes into the lower part of a tall cylindrical tower "COLUMN" up to 7.5m diameter x 30.48m high "FRACTIONATING TOWER". The vapour floats upwards into the "fractionating tower" - a tower from which "fractions" are obtained. The tower is divided into numerous compartments by means of trays. The vapours pass through holes in the trays. The higher the "room" (area above a "tray") the cooler the temperature. As vapours rise they are cooled and liquids are condensed. The hydrocarbon vapours with the highest boiling points cool and condense first on the bottom trays. The most volatile (e.g. petrol) comes off the top as vapour and is separately cooled. The division of crude oil into fractions or "distillates" is made more exacting by using bubble caps (see sketch). By this method hot vapours passing through the holes in the tray are forced to bubble through cooler liquid, which has already been condensed and collected on the tray. Hot vapours boil off any light hydrocarbons on the tray. There may be a series of towers refining the oil again and again, these are known as 'SIDE STRIPPERS'. The tower is under pressure and is therefore a pressure vessel. Fabrication costs are high and site erection costs are more due to the nature of structure. The towers are mainly constructed of carbon steel but stainless may be adopted. A comparison between stainless steel and carbon steel is not always possible as the weights per tonne differ and the thickness of the steel required differs. Generally for 6mm the difference in cost over carbon steel is ""SS 304" 4 times whilst "SS 306" 4.5 times. | Considered Not Applicable at time of Publication | (BEAMS Note 1) The ERC for this item should be added to the total of the ERC of the other P&M items on the site and the Buildings ERC (where applicable) to enable the correct contract size adjustment to be made. ERC of P&M Items + ERC of Building Component’s = Total ERC (net figure rateable items only) to which contract size adjustment should be applied The 2023 Generic Contractors Test Spreadsheet has this facility built into the programme - it is recommended you undertake all contractors test valuations using this spreadsheet. (Details on the application of contract size adjustments can be found in the RCG 2023 Guidance notes). Where RV is calculated using the comparative method (rental method) the contract size adjustment should be made as follows: Select - SCAT code box ""P and M as an addition” within the 2023 Generic Contractors Test Spreadsheet facility. Or Where the spreadsheet is not used take the: Reciprocal of statutory de-capitalisation rate (i.e. 5% reciprocal = 20) multiply by rateable value of the buildings (before any overall end allowances are made and after making a notional deduction for the land value) and add to the ERC of P&M. Use resultant figure to calculate contract size adjustment. (Guidance Notes - Section 6) | Columns are costed with regard to their weight of steel. The basic steel usually adopted is Carbon Manganese steel however care must be had to the steel Cost Information as more modern columns are often made from high quality specialised steel (e.g.: - different quality stainless steel). This would increase the price/stone (stainless steel and cast iron costs are provided). The Tables assume standard construction plate thickness and materials. In these tables it is assumed the Skirt is metal and welded to the column. It is usually mild steel whatever type of steel forms the main body of the column. The costs reflect the mild steel skirt irrespective of the material used in the column construction. The diameters and heights given are for the column only. Although the ERC include the cost of a mild steel skirt. Any brickwork (usually fire protection) over the metal skirt requires an addition. Add 20% (to include for shapes, formation etc.) to scales. The diameters and heights given are for the column only. Additions should be made for foundations and piles. IN CALCULATING THE VOLUME FOR CLASS 4 PURPOSES THE SKIRT SHOULD BE INCLUDED. Note: - price per tonne includes cost adjustments for rating purposes | 1. Shell 2. Heads 3 Internal Plate work 4. Tray supports 5. Insulation rings 6. Openings 7. Nozzles 8 Welds 9. Skirt 10. Base Ring 11 Anchor Ring/Lugs 12. Lifting Davits Weights normally shown on drawings are design weights - actual weight per fabricator may differ slightly. | Class 4 Table 4 - Towers and Columns subject to Class 4(d) limitation | Whole if Class 4(d) limitation applies i.e.: - does not exceed less than 400m3 and readily capable of being moved without substantial demolition to the surrounding structure, | - | Steelwork, foundations, settings, platforms, supports, staging. | - | Photo 1 - Typical column- Material not identified | - | 20322 |  | Each | one | NA | NA | NA | 2395488.7137 | Option 2 | 3142446.2251 | 31.18% | 4282618.6516 | 2980781.8303 | 24.43% | -5.145% | 2980781.8303 | 24.43% | Indexed | NA | VOA_GPN_GOV_UK\7246041 | 2019-08-30 | Low | - | High | Risk taken from previous CG | - | - | NA | SPONS Civils | NA | (BEAMS Note 1) The ERC for this item should be added to the total of the ERC of the other P&M items on the site and the Buildings ERC (where applicable) to enable the correct contract size adjustment to be made. ERC of P&M Items + ERC of Building Component’s = Total ERC (net figure rateable items only) to which contract size adjustment should be applied The 2021 Generic Contractors Test Spreadsheet has this facility built into the programme - it is recommended you undertake all contractors test valuations using this spreadsheet. (Details on the application of contract size adjustments can be found in the RCG 2021 Guidance notes). Where RV is calculated using the comparative method (rental method) the contract size adjustment should be made as follows: Select - SCAT code box "P and M as an addition” within the 2021 Generic Contractors Test Spreadsheet facility. Or Where the spreadsheet is not used take the: Reciprocal of statutory de-capitalisation rate (i.e. 5% reciprocal = 20) multiply by rateable value of the buildings (before any overall end allowances are made and after making a notional deduction for the land value) and add to the ERC of P&M. Use resultant figure to calculate contract size adjustment. (Guidance Notes - Section 6) | Photo 1 - Typical column- Material not identified | - | 1 | TRUE
4754 | 213A22 | 8090 | 213A22 | Refining | Fractionation towers - ss | Stainless steel (excel int trays) | 4.5m diam - 30m ht | 154.7 tonnes | Otherwise known as a column. Crude oil is rarely useable as such and must therefore be refined. This is achieved by distillation - crude oil is heated until it is vaporised and then cooled forming liquids according to the boiling points of their constituent molecules. From Refinery storage tanks crude oil is pumped through horizontal steel tubes arranged on the inside walls and the roof of a furnace (oil unable to ignite as no air is present in the tubes). The oil with a temperature in excess of 300oC goes from the tubes into the lower part of a tall cylindrical tower "COLUMN" up to 7.5m diameter x 30.48m high "FRACTIONATING TOWER". The vapour floats upwards into the "fractionating tower" - a tower from which "fractions" are obtained. The tower is divided into numerous compartments by means of trays. The vapours pass through holes in the trays. The higher the "room" (area above a "tray") the cooler the temperature. As vapours rise they are cooled and liquids are condensed. The hydrocarbon vapours with the highest boiling points cool and condense first on the bottom trays. The most volatile (e.g. petrol) comes off the top as vapour and is separately cooled. The division of crude oil into fractions or "distillates" is made more exacting by using bubble caps (see sketch). By this method hot vapours passing through the holes in the tray are forced to bubble through cooler liquid, which has already been condensed and collected on the tray. Hot vapours boil off any light hydrocarbons on the tray. There may be a series of towers refining the oil again and again, these are known as 'SIDE STRIPPERS'. The tower is under pressure and is therefore a pressure vessel. Fabrication costs are high and site erection costs are more due to the nature of structure. The towers are mainly constructed of carbon steel but stainless may be adopted. A comparison between stainless steel and carbon steel is not always possible as the weights per tonne differ and the thickness of the steel required differs. Generally for 6mm the difference in cost over carbon steel is ""SS 304" 4 times whilst "SS 306" 4.5 times. | Considered Not Applicable at time of Publication | (BEAMS Note 1) The ERC for this item should be added to the total of the ERC of the other P&M items on the site and the Buildings ERC (where applicable) to enable the correct contract size adjustment to be made. ERC of P&M Items + ERC of Building Component’s = Total ERC (net figure rateable items only) to which contract size adjustment should be applied The 2023 Generic Contractors Test Spreadsheet has this facility built into the programme - it is recommended you undertake all contractors test valuations using this spreadsheet. (Details on the application of contract size adjustments can be found in the RCG 2023 Guidance notes). Where RV is calculated using the comparative method (rental method) the contract size adjustment should be made as follows: Select - SCAT code box ""P and M as an addition” within the 2023 Generic Contractors Test Spreadsheet facility. Or Where the spreadsheet is not used take the: Reciprocal of statutory de-capitalisation rate (i.e. 5% reciprocal = 20) multiply by rateable value of the buildings (before any overall end allowances are made and after making a notional deduction for the land value) and add to the ERC of P&M. Use resultant figure to calculate contract size adjustment. (Guidance Notes - Section 6) | Columns are costed with regard to their weight of steel. The basic steel usually adopted is Carbon Manganese steel however care must be had to the steel Cost Information as more modern columns are often made from high quality specialised steel (e.g.: - different quality stainless steel). This would increase the price/stone (stainless steel and cast iron costs are provided). The Tables assume standard construction plate thickness and materials. In these tables it is assumed the Skirt is metal and welded to the column. It is usually mild steel whatever type of steel forms the main body of the column. The costs reflect the mild steel skirt irrespective of the material used in the column construction. The diameters and heights given are for the column only. Although the ERC include the cost of a mild steel skirt. Any brickwork (usually fire protection) over the metal skirt requires an addition. Add 20% (to include for shapes, formation etc.) to scales. The diameters and heights given are for the column only. Additions should be made for foundations and piles. IN CALCULATING THE VOLUME FOR CLASS 4 PURPOSES THE SKIRT SHOULD BE INCLUDED. Note: - price per tonne includes cost adjustments for rating purposes | 1. Shell 2. Heads 3 Internal Plate work 4. Tray supports 5. Insulation rings 6. Openings 7. Nozzles 8 Welds 9. Skirt 10. Base Ring 11 Anchor Ring/Lugs 12. Lifting Davits Weights normally shown on drawings are design weights - actual weight per fabricator may differ slightly. | Class 4 Table 4 - Towers and Columns subject to Class 4(d) limitation | Whole if Class 4(d) limitation applies i.e.: - does not exceed less than 400m3 and readily capable of being moved without substantial demolition to the surrounding structure, | - | Steelwork, foundations, settings, platforms, supports, staging. | - | Photo 1 - Typical column- Material not identified | - | 20322 |  | Each | one | NA | NA | NA | 2405848.602 | Option 2 | 3156036.5174 | 31.18% | 4301139.9039 | 2993672.9646 | 24.43% | -5.145% | 2993672.9646 | 24.43% | Indexed | NA | VOA_GPN_GOV_UK\7246041 | 2019-08-30 | Low | - | High | Risk taken from previous CG | - | - | NA | SPONS Civils | NA | (BEAMS Note 1) The ERC for this item should be added to the total of the ERC of the other P&M items on the site and the Buildings ERC (where applicable) to enable the correct contract size adjustment to be made. ERC of P&M Items + ERC of Building Component’s = Total ERC (net figure rateable items only) to which contract size adjustment should be applied The 2021 Generic Contractors Test Spreadsheet has this facility built into the programme - it is recommended you undertake all contractors test valuations using this spreadsheet. (Details on the application of contract size adjustments can be found in the RCG 2021 Guidance notes). Where RV is calculated using the comparative method (rental method) the contract size adjustment should be made as follows: Select - SCAT code box "P and M as an addition” within the 2021 Generic Contractors Test Spreadsheet facility. Or Where the spreadsheet is not used take the: Reciprocal of statutory de-capitalisation rate (i.e. 5% reciprocal = 20) multiply by rateable value of the buildings (before any overall end allowances are made and after making a notional deduction for the land value) and add to the ERC of P&M. Use resultant figure to calculate contract size adjustment. (Guidance Notes - Section 6) | Photo 1 - Typical column- Material not identified | - | 1 | TRUE
4755 | 213A23 | 8091 | 213A23 | Refining | Fractionation towers - ss | Stainless steel (excel int trays) | 5.0m diam - 30m ht | 164.2 tonnes | Otherwise known as a column. Crude oil is rarely useable as such and must therefore be refined. This is achieved by distillation - crude oil is heated until it is vaporised and then cooled forming liquids according to the boiling points of their constituent molecules. From Refinery storage tanks crude oil is pumped through horizontal steel tubes arranged on the inside walls and the roof of a furnace (oil unable to ignite as no air is present in the tubes). The oil with a temperature in excess of 300oC goes from the tubes into the lower part of a tall cylindrical tower "COLUMN" up to 7.5m diameter x 30.48m high "FRACTIONATING TOWER". The vapour floats upwards into the "fractionating tower" - a tower from which "fractions" are obtained. The tower is divided into numerous compartments by means of trays. The vapours pass through holes in the trays. The higher the "room" (area above a "tray") the cooler the temperature. As vapours rise they are cooled and liquids are condensed. The hydrocarbon vapours with the highest boiling points cool and condense first on the bottom trays. The most volatile (e.g. petrol) comes off the top as vapour and is separately cooled. The division of crude oil into fractions or "distillates" is made more exacting by using bubble caps (see sketch). By this method hot vapours passing through the holes in the tray are forced to bubble through cooler liquid, which has already been condensed and collected on the tray. Hot vapours boil off any light hydrocarbons on the tray. There may be a series of towers refining the oil again and again, these are known as 'SIDE STRIPPERS'. The tower is under pressure and is therefore a pressure vessel. Fabrication costs are high and site erection costs are more due to the nature of structure. The towers are mainly constructed of carbon steel but stainless may be adopted. A comparison between stainless steel and carbon steel is not always possible as the weights per tonne differ and the thickness of the steel required differs. Generally for 6mm the difference in cost over carbon steel is ""SS 304" 4 times whilst "SS 306" 4.5 times. | Considered Not Applicable at time of Publication | (BEAMS Note 1) The ERC for this item should be added to the total of the ERC of the other P&M items on the site and the Buildings ERC (where applicable) to enable the correct contract size adjustment to be made. ERC of P&M Items + ERC of Building Component’s = Total ERC (net figure rateable items only) to which contract size adjustment should be applied The 2023 Generic Contractors Test Spreadsheet has this facility built into the programme - it is recommended you undertake all contractors test valuations using this spreadsheet. (Details on the application of contract size adjustments can be found in the RCG 2023 Guidance notes). Where RV is calculated using the comparative method (rental method) the contract size adjustment should be made as follows: Select - SCAT code box ""P and M as an addition” within the 2023 Generic Contractors Test Spreadsheet facility. Or Where the spreadsheet is not used take the: Reciprocal of statutory de-capitalisation rate (i.e. 5% reciprocal = 20) multiply by rateable value of the buildings (before any overall end allowances are made and after making a notional deduction for the land value) and add to the ERC of P&M. Use resultant figure to calculate contract size adjustment. (Guidance Notes - Section 6) | Columns are costed with regard to their weight of steel. The basic steel usually adopted is Carbon Manganese steel however care must be had to the steel Cost Information as more modern columns are often made from high quality specialised steel (e.g.: - different quality stainless steel). This would increase the price/stone (stainless steel and cast iron costs are provided). The Tables assume standard construction plate thickness and materials. In these tables it is assumed the Skirt is metal and welded to the column. It is usually mild steel whatever type of steel forms the main body of the column. The costs reflect the mild steel skirt irrespective of the material used in the column construction. The diameters and heights given are for the column only. Although the ERC include the cost of a mild steel skirt. Any brickwork (usually fire protection) over the metal skirt requires an addition. Add 20% (to include for shapes, formation etc.) to scales. The diameters and heights given are for the column only. Additions should be made for foundations and piles. IN CALCULATING THE VOLUME FOR CLASS 4 PURPOSES THE SKIRT SHOULD BE INCLUDED. Note: - price per tonne includes cost adjustments for rating purposes | 1. Shell 2. Heads 3 Internal Plate work 4. Tray supports 5. Insulation rings 6. Openings 7. Nozzles 8 Welds 9. Skirt 10. Base Ring 11 Anchor Ring/Lugs 12. Lifting Davits Weights normally shown on drawings are design weights - actual weight per fabricator may differ slightly. | Class 4 Table 4 - Towers and Columns subject to Class 4(d) limitation | Whole if Class 4(d) limitation applies i.e.: - does not exceed less than 400m3 and readily capable of being moved without substantial demolition to the surrounding structure, | - | Steelwork, foundations, settings, platforms, supports, staging. | - | Photo 1 - Typical column- Material not identified | - | 20322 |  | Each | one | NA | NA | NA | 2435044.6508 | Option 2 | 3194336.4321 | 31.18% | 4353336.1603 | 3030002.525 | 24.43% | -5.145% | 3030002.525 | 24.43% | Indexed | NA | VOA_GPN_GOV_UK\7246041 | 2019-08-30 | Low | - | High | Risk taken from previous CG | - | - | NA | SPONS Civils | NA | (BEAMS Note 1) The ERC for this item should be added to the total of the ERC of the other P&M items on the site and the Buildings ERC (where applicable) to enable the correct contract size adjustment to be made. ERC of P&M Items + ERC of Building Component’s = Total ERC (net figure rateable items only) to which contract size adjustment should be applied The 2021 Generic Contractors Test Spreadsheet has this facility built into the programme - it is recommended you undertake all contractors test valuations using this spreadsheet. (Details on the application of contract size adjustments can be found in the RCG 2021 Guidance notes). Where RV is calculated using the comparative method (rental method) the contract size adjustment should be made as follows: Select - SCAT code box "P and M as an addition” within the 2021 Generic Contractors Test Spreadsheet facility. Or Where the spreadsheet is not used take the: Reciprocal of statutory de-capitalisation rate (i.e. 5% reciprocal = 20) multiply by rateable value of the buildings (before any overall end allowances are made and after making a notional deduction for the land value) and add to the ERC of P&M. Use resultant figure to calculate contract size adjustment. (Guidance Notes - Section 6) | Photo 1 - Typical column- Material not identified | - | 1 | TRUE
4756 | 213A24 | 8092 | 213A24 | Refining | Fractionation towers - ss | Stainless steel (excel int trays) | 5.75m diam - 30m ht | 185 tonnes | Otherwise known as a column. Crude oil is rarely useable as such and must therefore be refined. This is achieved by distillation - crude oil is heated until it is vaporised and then cooled forming liquids according to the boiling points of their constituent molecules. From Refinery storage tanks crude oil is pumped through horizontal steel tubes arranged on the inside walls and the roof of a furnace (oil unable to ignite as no air is present in the tubes). The oil with a temperature in excess of 300oC goes from the tubes into the lower part of a tall cylindrical tower "COLUMN" up to 7.5m diameter x 30.48m high "FRACTIONATING TOWER". The vapour floats upwards into the "fractionating tower" - a tower from which "fractions" are obtained. The tower is divided into numerous compartments by means of trays. The vapours pass through holes in the trays. The higher the "room" (area above a "tray") the cooler the temperature. As vapours rise they are cooled and liquids are condensed. The hydrocarbon vapours with the highest boiling points cool and condense first on the bottom trays. The most volatile (e.g. petrol) comes off the top as vapour and is separately cooled. The division of crude oil into fractions or "distillates" is made more exacting by using bubble caps (see sketch). By this method hot vapours passing through the holes in the tray are forced to bubble through cooler liquid, which has already been condensed and collected on the tray. Hot vapours boil off any light hydrocarbons on the tray. There may be a series of towers refining the oil again and again, these are known as 'SIDE STRIPPERS'. The tower is under pressure and is therefore a pressure vessel. Fabrication costs are high and site erection costs are more due to the nature of structure. The towers are mainly constructed of carbon steel but stainless may be adopted. A comparison between stainless steel and carbon steel is not always possible as the weights per tonne differ and the thickness of the steel required differs. Generally for 6mm the difference in cost over carbon steel is ""SS 304" 4 times whilst "SS 306" 4.5 times. | Considered Not Applicable at time of Publication | (BEAMS Note 1) The ERC for this item should be added to the total of the ERC of the other P&M items on the site and the Buildings ERC (where applicable) to enable the correct contract size adjustment to be made. ERC of P&M Items + ERC of Building Component’s = Total ERC (net figure rateable items only) to which contract size adjustment should be applied The 2023 Generic Contractors Test Spreadsheet has this facility built into the programme - it is recommended you undertake all contractors test valuations using this spreadsheet. (Details on the application of contract size adjustments can be found in the RCG 2023 Guidance notes). Where RV is calculated using the comparative method (rental method) the contract size adjustment should be made as follows: Select - SCAT code box ""P and M as an addition” within the 2023 Generic Contractors Test Spreadsheet facility. Or Where the spreadsheet is not used take the: Reciprocal of statutory de-capitalisation rate (i.e. 5% reciprocal = 20) multiply by rateable value of the buildings (before any overall end allowances are made and after making a notional deduction for the land value) and add to the ERC of P&M. Use resultant figure to calculate contract size adjustment. (Guidance Notes - Section 6) | Columns are costed with regard to their weight of steel. The basic steel usually adopted is Carbon Manganese steel however care must be had to the steel Cost Information as more modern columns are often made from high quality specialised steel (e.g.: - different quality stainless steel). This would increase the price/stone (stainless steel and cast iron costs are provided). The Tables assume standard construction plate thickness and materials. In these tables it is assumed the Skirt is metal and welded to the column. It is usually mild steel whatever type of steel forms the main body of the column. The costs reflect the mild steel skirt irrespective of the material used in the column construction. The diameters and heights given are for the column only. Although the ERC include the cost of a mild steel skirt. Any brickwork (usually fire protection) over the metal skirt requires an addition. Add 20% (to include for shapes, formation etc.) to scales. The diameters and heights given are for the column only. Additions should be made for foundations and piles. IN CALCULATING THE VOLUME FOR CLASS 4 PURPOSES THE SKIRT SHOULD BE INCLUDED. Note: - price per tonne includes cost adjustments for rating purposes | 1. Shell 2. Heads 3 Internal Plate work 4. Tray supports 5. Insulation rings 6. Openings 7. Nozzles 8 Welds 9. Skirt 10. Base Ring 11 Anchor Ring/Lugs 12. Lifting Davits Weights normally shown on drawings are design weights - actual weight per fabricator may differ slightly. | Class 4 Table 4 - Towers and Columns subject to Class 4(d) limitation | Whole if Class 4(d) limitation applies i.e.: - does not exceed less than 400m3 and readily capable of being moved without substantial demolition to the surrounding structure, | - | Steelwork, foundations, settings, platforms, supports, staging. | - | Photo 1 - Typical column- Material not identified | - | 20322 |  | Each | one | NA | NA | NA | 2798582.5488 | Option 2 | 3671232.1439 | 31.18% | 5003263.7402 | 3482364.1474 | 24.43% | -5.145% | 3482364.1474 | 24.43% | Indexed | NA | VOA_GPN_GOV_UK\7246041 | 2019-08-30 | Low | - | High | Risk taken from previous CG | - | - | NA | SPONS Civils | NA | (BEAMS Note 1) The ERC for this item should be added to the total of the ERC of the other P&M items on the site and the Buildings ERC (where applicable) to enable the correct contract size adjustment to be made. ERC of P&M Items + ERC of Building Component’s = Total ERC (net figure rateable items only) to which contract size adjustment should be applied The 2021 Generic Contractors Test Spreadsheet has this facility built into the programme - it is recommended you undertake all contractors test valuations using this spreadsheet. (Details on the application of contract size adjustments can be found in the RCG 2021 Guidance notes). Where RV is calculated using the comparative method (rental method) the contract size adjustment should be made as follows: Select - SCAT code box "P and M as an addition” within the 2021 Generic Contractors Test Spreadsheet facility. Or Where the spreadsheet is not used take the: Reciprocal of statutory de-capitalisation rate (i.e. 5% reciprocal = 20) multiply by rateable value of the buildings (before any overall end allowances are made and after making a notional deduction for the land value) and add to the ERC of P&M. Use resultant figure to calculate contract size adjustment. (Guidance Notes - Section 6) | Photo 1 - Typical column- Material not identified | - | 1 | TRUE
4757 | 213A25 | 8093 | 213A25 | Refining | Fractionation towers - ss | Stainless steel (excel int trays) | 6.0m diam - 30m ht | 196 tonnes | Otherwise known as a column. Crude oil is rarely useable as such and must therefore be refined. This is achieved by distillation - crude oil is heated until it is vaporised and then cooled forming liquids according to the boiling points of their constituent molecules. From Refinery storage tanks crude oil is pumped through horizontal steel tubes arranged on the inside walls and the roof of a furnace (oil unable to ignite as no air is present in the tubes). The oil with a temperature in excess of 300oC goes from the tubes into the lower part of a tall cylindrical tower "COLUMN" up to 7.5m diameter x 30.48m high "FRACTIONATING TOWER". The vapour floats upwards into the "fractionating tower" - a tower from which "fractions" are obtained. The tower is divided into numerous compartments by means of trays. The vapours pass through holes in the trays. The higher the "room" (area above a "tray") the cooler the temperature. As vapours rise they are cooled and liquids are condensed. The hydrocarbon vapours with the highest boiling points cool and condense first on the bottom trays. The most volatile (e.g. petrol) comes off the top as vapour and is separately cooled. The division of crude oil into fractions or "distillates" is made more exacting by using bubble caps (see sketch). By this method hot vapours passing through the holes in the tray are forced to bubble through cooler liquid, which has already been condensed and collected on the tray. Hot vapours boil off any light hydrocarbons on the tray. There may be a series of towers refining the oil again and again, these are known as 'SIDE STRIPPERS'. The tower is under pressure and is therefore a pressure vessel. Fabrication costs are high and site erection costs are more due to the nature of structure. The towers are mainly constructed of carbon steel but stainless may be adopted. A comparison between stainless steel and carbon steel is not always possible as the weights per tonne differ and the thickness of the steel required differs. Generally for 6mm the difference in cost over carbon steel is ""SS 304" 4 times whilst "SS 306" 4.5 times. | Considered Not Applicable at time of Publication | (BEAMS Note 1) The ERC for this item should be added to the total of the ERC of the other P&M items on the site and the Buildings ERC (where applicable) to enable the correct contract size adjustment to be made. ERC of P&M Items + ERC of Building Component’s = Total ERC (net figure rateable items only) to which contract size adjustment should be applied The 2023 Generic Contractors Test Spreadsheet has this facility built into the programme - it is recommended you undertake all contractors test valuations using this spreadsheet. (Details on the application of contract size adjustments can be found in the RCG 2023 Guidance notes). Where RV is calculated using the comparative method (rental method) the contract size adjustment should be made as follows: Select - SCAT code box ""P and M as an addition” within the 2023 Generic Contractors Test Spreadsheet facility. Or Where the spreadsheet is not used take the: Reciprocal of statutory de-capitalisation rate (i.e. 5% reciprocal = 20) multiply by rateable value of the buildings (before any overall end allowances are made and after making a notional deduction for the land value) and add to the ERC of P&M. Use resultant figure to calculate contract size adjustment. (Guidance Notes - Section 6) | Columns are costed with regard to their weight of steel. The basic steel usually adopted is Carbon Manganese steel however care must be had to the steel Cost Information as more modern columns are often made from high quality specialised steel (e.g.: - different quality stainless steel). This would increase the price/stone (stainless steel and cast iron costs are provided). The Tables assume standard construction plate thickness and materials. In these tables it is assumed the Skirt is metal and welded to the column. It is usually mild steel whatever type of steel forms the main body of the column. The costs reflect the mild steel skirt irrespective of the material used in the column construction. The diameters and heights given are for the column only. Although the ERC include the cost of a mild steel skirt. Any brickwork (usually fire protection) over the metal skirt requires an addition. Add 20% (to include for shapes, formation etc.) to scales. The diameters and heights given are for the column only. Additions should be made for foundations and piles. IN CALCULATING THE VOLUME FOR CLASS 4 PURPOSES THE SKIRT SHOULD BE INCLUDED. Note: - price per tonne includes cost adjustments for rating purposes | 1. Shell 2. Heads 3 Internal Plate work 4. Tray supports 5. Insulation rings 6. Openings 7. Nozzles 8 Welds 9. Skirt 10. Base Ring 11 Anchor Ring/Lugs 12. Lifting Davits Weights normally shown on drawings are design weights - actual weight per fabricator may differ slightly. | Class 4 Table 4 - Towers and Columns subject to Class 4(d) limitation | Whole if Class 4(d) limitation applies i.e.: - does not exceed less than 400m3 and readily capable of being moved without substantial demolition to the surrounding structure, | - | Steelwork, foundations, settings, platforms, supports, staging. | - | Photo 1 - Typical column- Material not identified | - | 20322 |  | Each | one | NA | NA | NA | 2965282.5693 | Option 2 | 3889912.3018 | 31.18% | 5301287.5268 | 3689794.2177 | 24.43% | -5.145% | 3689794.2177 | 24.43% | Indexed | NA | VOA_GPN_GOV_UK\7246041 | 2019-08-30 | Low | - | High | Risk taken from previous CG | - | - | NA | SPONS Civils | NA | (BEAMS Note 1) The ERC for this item should be added to the total of the ERC of the other P&M items on the site and the Buildings ERC (where applicable) to enable the correct contract size adjustment to be made. ERC of P&M Items + ERC of Building Component’s = Total ERC (net figure rateable items only) to which contract size adjustment should be applied The 2021 Generic Contractors Test Spreadsheet has this facility built into the programme - it is recommended you undertake all contractors test valuations using this spreadsheet. (Details on the application of contract size adjustments can be found in the RCG 2021 Guidance notes). Where RV is calculated using the comparative method (rental method) the contract size adjustment should be made as follows: Select - SCAT code box "P and M as an addition” within the 2021 Generic Contractors Test Spreadsheet facility. Or Where the spreadsheet is not used take the: Reciprocal of statutory de-capitalisation rate (i.e. 5% reciprocal = 20) multiply by rateable value of the buildings (before any overall end allowances are made and after making a notional deduction for the land value) and add to the ERC of P&M. Use resultant figure to calculate contract size adjustment. (Guidance Notes - Section 6) | Photo 1 - Typical column- Material not identified | - | 1 | TRUE
4758 | 213A26 | 8094 | 213A26 | Refining | Fractionation towers - ss | Stainless steel (excel int trays) | 7.0m - 30m ht | 265 tonnes | Otherwise known as a column. Crude oil is rarely useable as such and must therefore be refined. This is achieved by distillation - crude oil is heated until it is vaporised and then cooled forming liquids according to the boiling points of their constituent molecules. From Refinery storage tanks crude oil is pumped through horizontal steel tubes arranged on the inside walls and the roof of a furnace (oil unable to ignite as no air is present in the tubes). The oil with a temperature in excess of 300oC goes from the tubes into the lower part of a tall cylindrical tower "COLUMN" up to 7.5m diameter x 30.48m high "FRACTIONATING TOWER". The vapour floats upwards into the "fractionating tower" - a tower from which "fractions" are obtained. The tower is divided into numerous compartments by means of trays. The vapours pass through holes in the trays. The higher the "room" (area above a "tray") the cooler the temperature. As vapours rise they are cooled and liquids are condensed. The hydrocarbon vapours with the highest boiling points cool and condense first on the bottom trays. The most volatile (e.g. petrol) comes off the top as vapour and is separately cooled. The division of crude oil into fractions or "distillates" is made more exacting by using bubble caps (see sketch). By this method hot vapours passing through the holes in the tray are forced to bubble through cooler liquid, which has already been condensed and collected on the tray. Hot vapours boil off any light hydrocarbons on the tray. There may be a series of towers refining the oil again and again, these are known as 'SIDE STRIPPERS'. The tower is under pressure and is therefore a pressure vessel. Fabrication costs are high and site erection costs are more due to the nature of structure. The towers are mainly constructed of carbon steel but stainless may be adopted. A comparison between stainless steel and carbon steel is not always possible as the weights per tonne differ and the thickness of the steel required differs. Generally for 6mm the difference in cost over carbon steel is ""SS 304" 4 times whilst "SS 306" 4.5 times. | Considered Not Applicable at time of Publication | (BEAMS Note 1) The ERC for this item should be added to the total of the ERC of the other P&M items on the site and the Buildings ERC (where applicable) to enable the correct contract size adjustment to be made. ERC of P&M Items + ERC of Building Component’s = Total ERC (net figure rateable items only) to which contract size adjustment should be applied The 2023 Generic Contractors Test Spreadsheet has this facility built into the programme - it is recommended you undertake all contractors test valuations using this spreadsheet. (Details on the application of contract size adjustments can be found in the RCG 2023 Guidance notes). Where RV is calculated using the comparative method (rental method) the contract size adjustment should be made as follows: Select - SCAT code box ""P and M as an addition” within the 2023 Generic Contractors Test Spreadsheet facility. Or Where the spreadsheet is not used take the: Reciprocal of statutory de-capitalisation rate (i.e. 5% reciprocal = 20) multiply by rateable value of the buildings (before any overall end allowances are made and after making a notional deduction for the land value) and add to the ERC of P&M. Use resultant figure to calculate contract size adjustment. (Guidance Notes - Section 6) | Columns are costed with regard to their weight of steel. The basic steel usually adopted is Carbon Manganese steel however care must be had to the steel Cost Information as more modern columns are often made from high quality specialised steel (e.g.: - different quality stainless steel). This would increase the price/stone (stainless steel and cast iron costs are provided). The Tables assume standard construction plate thickness and materials. In these tables it is assumed the Skirt is metal and welded to the column. It is usually mild steel whatever type of steel forms the main body of the column. The costs reflect the mild steel skirt irrespective of the material used in the column construction. The diameters and heights given are for the column only. Although the ERC include the cost of a mild steel skirt. Any brickwork (usually fire protection) over the metal skirt requires an addition. Add 20% (to include for shapes, formation etc.) to scales. The diameters and heights given are for the column only. Additions should be made for foundations and piles. IN CALCULATING THE VOLUME FOR CLASS 4 PURPOSES THE SKIRT SHOULD BE INCLUDED. Note: - price per tonne includes cost adjustments for rating purposes | 1. Shell 2. Heads 3 Internal Plate work 4. Tray supports 5. Insulation rings 6. Openings 7. Nozzles 8 Welds 9. Skirt 10. Base Ring 11 Anchor Ring/Lugs 12. Lifting Davits Weights normally shown on drawings are design weights - actual weight per fabricator may differ slightly. | Class 4 Table 4 - Towers and Columns subject to Class 4(d) limitation | Whole if Class 4(d) limitation applies i.e.: - does not exceed less than 400m3 and readily capable of being moved without substantial demolition to the surrounding structure, | - | Steelwork, foundations, settings, platforms, supports, staging. | - | Photo 1 - Typical column- Material not identified | - | 20322 |  | Each | one | NA | NA | NA | 3813380.6966 | Option 2 | 5002463.0491 | 31.18% | 6817504.5883 | 4745109.3497 | 24.43% | -5.145% | 4745109.3497 | 24.43% | Indexed | NA | VOA_GPN_GOV_UK\7246041 | 2019-08-30 | Low | - | High | Risk taken from previous CG | - | - | NA | SPONS Civils | NA | (BEAMS Note 1) The ERC for this item should be added to the total of the ERC of the other P&M items on the site and the Buildings ERC (where applicable) to enable the correct contract size adjustment to be made. ERC of P&M Items + ERC of Building Component’s = Total ERC (net figure rateable items only) to which contract size adjustment should be applied The 2021 Generic Contractors Test Spreadsheet has this facility built into the programme - it is recommended you undertake all contractors test valuations using this spreadsheet. (Details on the application of contract size adjustments can be found in the RCG 2021 Guidance notes). Where RV is calculated using the comparative method (rental method) the contract size adjustment should be made as follows: Select - SCAT code box "P and M as an addition” within the 2021 Generic Contractors Test Spreadsheet facility. Or Where the spreadsheet is not used take the: Reciprocal of statutory de-capitalisation rate (i.e. 5% reciprocal = 20) multiply by rateable value of the buildings (before any overall end allowances are made and after making a notional deduction for the land value) and add to the ERC of P&M. Use resultant figure to calculate contract size adjustment. (Guidance Notes - Section 6) | Photo 1 - Typical column- Material not identified | - | 1 | TRUE
4759 | 213A27 | 8095 | 213A27 | Refining | Fractionation towers - ss | Stainless steel (excel int trays) | 7.5m diam - 30m ht | 318 tonnes | Otherwise known as a column. Crude oil is rarely useable as such and must therefore be refined. This is achieved by distillation - crude oil is heated until it is vaporised and then cooled forming liquids according to the boiling points of their constituent molecules. From Refinery storage tanks crude oil is pumped through horizontal steel tubes arranged on the inside walls and the roof of a furnace (oil unable to ignite as no air is present in the tubes). The oil with a temperature in excess of 300oC goes from the tubes into the lower part of a tall cylindrical tower "COLUMN" up to 7.5m diameter x 30.48m high "FRACTIONATING TOWER". The vapour floats upwards into the "fractionating tower" - a tower from which "fractions" are obtained. The tower is divided into numerous compartments by means of trays. The vapours pass through holes in the trays. The higher the "room" (area above a "tray") the cooler the temperature. As vapours rise they are cooled and liquids are condensed. The hydrocarbon vapours with the highest boiling points cool and condense first on the bottom trays. The most volatile (e.g. petrol) comes off the top as vapour and is separately cooled. The division of crude oil into fractions or "distillates" is made more exacting by using bubble caps (see sketch). By this method hot vapours passing through the holes in the tray are forced to bubble through cooler liquid, which has already been condensed and collected on the tray. Hot vapours boil off any light hydrocarbons on the tray. There may be a series of towers refining the oil again and again, these are known as 'SIDE STRIPPERS'. The tower is under pressure and is therefore a pressure vessel. Fabrication costs are high and site erection costs are more due to the nature of structure. The towers are mainly constructed of carbon steel but stainless may be adopted. A comparison between stainless steel and carbon steel is not always possible as the weights per tonne differ and the thickness of the steel required differs. Generally for 6mm the difference in cost over carbon steel is ""SS 304" 4 times whilst "SS 306" 4.5 times. | Considered Not Applicable at time of Publication | (BEAMS Note 1) The ERC for this item should be added to the total of the ERC of the other P&M items on the site and the Buildings ERC (where applicable) to enable the correct contract size adjustment to be made. ERC of P&M Items + ERC of Building Component’s = Total ERC (net figure rateable items only) to which contract size adjustment should be applied The 2023 Generic Contractors Test Spreadsheet has this facility built into the programme - it is recommended you undertake all contractors test valuations using this spreadsheet. (Details on the application of contract size adjustments can be found in the RCG 2023 Guidance notes). Where RV is calculated using the comparative method (rental method) the contract size adjustment should be made as follows: Select - SCAT code box ""P and M as an addition” within the 2023 Generic Contractors Test Spreadsheet facility. Or Where the spreadsheet is not used take the: Reciprocal of statutory de-capitalisation rate (i.e. 5% reciprocal = 20) multiply by rateable value of the buildings (before any overall end allowances are made and after making a notional deduction for the land value) and add to the ERC of P&M. Use resultant figure to calculate contract size adjustment. (Guidance Notes - Section 6) | Columns are costed with regard to their weight of steel. The basic steel usually adopted is Carbon Manganese steel however care must be had to the steel Cost Information as more modern columns are often made from high quality specialised steel (e.g.: - different quality stainless steel). This would increase the price/stone (stainless steel and cast iron costs are provided). The Tables assume standard construction plate thickness and materials. In these tables it is assumed the Skirt is metal and welded to the column. It is usually mild steel whatever type of steel forms the main body of the column. The costs reflect the mild steel skirt irrespective of the material used in the column construction. The diameters and heights given are for the column only. Although the ERC include the cost of a mild steel skirt. Any brickwork (usually fire protection) over the metal skirt requires an addition. Add 20% (to include for shapes, formation etc.) to scales. The diameters and heights given are for the column only. Additions should be made for foundations and piles. IN CALCULATING THE VOLUME FOR CLASS 4 PURPOSES THE SKIRT SHOULD BE INCLUDED. Note: - price per tonne includes cost adjustments for rating purposes | 1. Shell 2. Heads 3 Internal Plate work 4. Tray supports 5. Insulation rings 6. Openings 7. Nozzles 8 Welds 9. Skirt 10. Base Ring 11 Anchor Ring/Lugs 12. Lifting Davits Weights normally shown on drawings are design weights - actual weight per fabricator may differ slightly. | Class 4 Table 4 - Towers and Columns subject to Class 4(d) limitation | Whole if Class 4(d) limitation applies i.e.: - does not exceed less than 400m3 and readily capable of being moved without substantial demolition to the surrounding structure, | - | Steelwork, foundations, settings, platforms, supports, staging. | - | Photo 1 - Typical column- Material not identified | - | 20322 |  | Each | one | NA | NA | NA | 4101830.8092 | Option 2 | 5380857.2208 | 31.18% | 7333191.3562 | 5104036.8829 | 24.43% | -5.145% | 5104036.8829 | 24.43% | Indexed | NA | VOA_GPN_GOV_UK\7246041 | 2019-08-30 | Low | - | High | Risk taken from previous CG | - | - | NA | SPONS Civils | NA | (BEAMS Note 1) The ERC for this item should be added to the total of the ERC of the other P&M items on the site and the Buildings ERC (where applicable) to enable the correct contract size adjustment to be made. ERC of P&M Items + ERC of Building Component’s = Total ERC (net figure rateable items only) to which contract size adjustment should be applied The 2021 Generic Contractors Test Spreadsheet has this facility built into the programme - it is recommended you undertake all contractors test valuations using this spreadsheet. (Details on the application of contract size adjustments can be found in the RCG 2021 Guidance notes). Where RV is calculated using the comparative method (rental method) the contract size adjustment should be made as follows: Select - SCAT code box "P and M as an addition” within the 2021 Generic Contractors Test Spreadsheet facility. Or Where the spreadsheet is not used take the: Reciprocal of statutory de-capitalisation rate (i.e. 5% reciprocal = 20) multiply by rateable value of the buildings (before any overall end allowances are made and after making a notional deduction for the land value) and add to the ERC of P&M. Use resultant figure to calculate contract size adjustment. (Guidance Notes - Section 6) | Photo 1 - Typical column- Material not identified | - | 1 | TRUE
4760 | 213C01 | 8066 | 213C01 | Refining and Gas Process | Slug catcher | - | Average cost per linear metre | - | A complex pressure vessel known as a slug catcher, which separates gas, condensate and water, which has arrived from the oilfield beneath the sea or land. The incoming material is under pressures of over 1000 psig. The vessels are manufactured either from bent welded steel plate in tubular form or in the form of drop tanks (pressure vessels). The tubular construction can have sections of between 250 mm to 1 metre and the wall thickness vary between 25 mm to 75 mm. Drop tanks consist of 3 - 4 tanks lying under an initial receiving tank. A Slug catcher is the structure of interconnected tubular steel pieces made to withstand pressure and intercept slugs of liquid contained within a pipeline and separate out from the gas stream. In gas lines from offshore and onshore wells, petroleum liquids (condensate) accumulate by dropping out or condensing and collecting in low sections in the line. When enough condensate (and water) collects the flow of gas is disturbed and the restricted volatile gas starts to change back into liquid causing more slugs building up. At this point a "pig" is sent down the pipe to collect all the slugs together and it is this large build up of liquid that a slug catcher primarily separates into gas, water and condensate. A Slug is a compact mass of liquid, retaining its identity as it travels. The collection of liquid forming a large slug can amount to several thousand gallons and can travel along a pipe at up to 10 mph. When the slug arrives at the slug catcher consisting of condensate, Gas, and water all in a volatile state. | Considered Not Applicable at time of Publication | (BEAMS Note 1) The ERC for this item should be added to the total of the ERC of the other P&M items on the site and the Buildings ERC (where applicable) to enable the correct contract size adjustment to be made. ERC of P&M Items + ERC of Building Component’s = Total ERC (net figure rateable items only) to which contract size adjustment should be applied The 2023 Generic Contractors Test Spreadsheet has this facility built into the programme - it is recommended you undertake all contractors test valuations using this spreadsheet. (Details on the application of contract size adjustments can be found in the RCG 2023 Guidance notes). Where RV is calculated using the comparative method (rental method) the contract size adjustment should be made as follows: Select - SCAT code box ""P and M as an addition” within the 2023 Generic Contractors Test Spreadsheet facility. Or Where the spreadsheet is not used take the: Reciprocal of statutory de-capitalisation rate (i.e. 5% reciprocal = 20) multiply by rateable value of the buildings (before any overall end allowances are made and after making a notional deduction for the land value) and add to the ERC of P&M. Use resultant figure to calculate contract size adjustment. (Guidance Notes - Section 6) | NA | Length taken from the inlet manifold to the main gas off-take pipe: the cost per linear metre has been derived after consideration of all of the different diameters and wall thickness. | Class 4 Table 4 (tubular) separator Class 4 table 4 (drop tank) tank / separator Machine to sort or divide into parts or sizes | Instruments and controls Take off pipes taking gas / condensate from the slug catcher If Class 4 (d) is applicable | Settings, foundations, supports | It is assumed that the item forms part of an "average size industrial, commercial or office complex". Where it would be normal to find more than one item in such a hereditament the ERC stated has been adjusted to reflect any number / quantity, discount. These figures are NOT one off figures. | - | Photo 2 - Parallel type, may be buried underground - Gentle slope where condensate falls to lowest point to be extracted for further process. | Note: Separation of gas, water and condensate is undertaken throughout the length of the slug catcher | 20122 |  | M | Linear metre | NA | NA | NA | 2129.3884 | Option 2 | 2867.6799 | 34.67% | 2764.7144 | 2462.9383 | 15.66% | -14.11% | 2462.9383 | 15.66% | Indexed | NA | VOA_GPN_GOV_UK\7246041 | 2019-08-30 | Low | - | High | Risk taken from previous CG | - | - | NA | SPONS M | NA | (BEAMS Note 1) The ERC for this item should be added to the total of the ERC of the other P&M items on the site and the Buildings ERC (where applicable) to enable the correct contract size adjustment to be made. ERC of P&M Items + ERC of Building Component’s = Total ERC (net figure rateable items only) to which contract size adjustment should be applied The 2021 Generic Contractors Test Spreadsheet has this facility built into the programme - it is recommended you undertake all contractors test valuations using this spreadsheet. (Details on the application of contract size adjustments can be found in the RCG 2021 Guidance notes). Where RV is calculated using the comparative method (rental method) the contract size adjustment should be made as follows: Select - SCAT code box "P and M as an addition” within the 2021 Generic Contractors Test Spreadsheet facility. Or Where the spreadsheet is not used take the: Reciprocal of statutory de-capitalisation rate (i.e. 5% reciprocal = 20) multiply by rateable value of the buildings (before any overall end allowances are made and after making a notional deduction for the land value) and add to the ERC of P&M. Use resultant figure to calculate contract size adjustment. (Guidance Notes - Section 6) | Photo 2 - Parallel type, may be buried underground - Gentle slope where condensate falls to lowest point to be extracted for further process. | Note: Separation of gas, water and condensate is undertaken throughout the length of the slug catcher | 1 | TRUE
4761 | 213C02 | 8014 | 213C02 | Refining and Gas Process | Slug catcher | - | Cost per cubic metre | - | A complex pressure vessel known as a slug catcher, which separates gas, condensate and water, which has arrived from the oilfield beneath the sea or land. The incoming material is under pressures of over 1000 psig. The vessels are manufactured either from bent welded steel plate in tubular form or in the form of drop tanks (pressure vessels). The tubular construction can have sections of between 250 mm to 1 metre and the wall thickness vary between 25 mm to 75 mm. Drop tanks consist of 3 - 4 tanks lying under an initial receiving tank. A Slug catcher is the structure of interconnected tubular steel pieces made to withstand pressure and intercept slugs of liquid contained within a pipeline and separate out from the gas stream. In gas lines from offshore and onshore wells, petroleum liquids (condensate) accumulate by dropping out or condensing and collecting in low sections in the line. When enough condensate (and water) collects the flow of gas is disturbed and the restricted volatile gas starts to change back into liquid causing more slugs building up. At this point a "pig" is sent down the pipe to collect all the slugs together and it is this large build up of liquid that a slug catcher primarily separates into gas, water and condensate. A Slug is a compact mass of liquid, retaining its identity as it travels. The collection of liquid forming a large slug can amount to several thousand gallons and can travel along a pipe at up to 10 mph. When the slug arrives at the slug catcher consisting of condensate, Gas, and water all in a volatile state. | Considered Not Applicable at time of Publication | (BEAMS Note 1) The ERC for this item should be added to the total of the ERC of the other P&M items on the site and the Buildings ERC (where applicable) to enable the correct contract size adjustment to be made. ERC of P&M Items + ERC of Building Component’s = Total ERC (net figure rateable items only) to which contract size adjustment should be applied The 2023 Generic Contractors Test Spreadsheet has this facility built into the programme - it is recommended you undertake all contractors test valuations using this spreadsheet. (Details on the application of contract size adjustments can be found in the RCG 2023 Guidance notes). Where RV is calculated using the comparative method (rental method) the contract size adjustment should be made as follows: Select - SCAT code box ""P and M as an addition” within the 2023 Generic Contractors Test Spreadsheet facility. Or Where the spreadsheet is not used take the: Reciprocal of statutory de-capitalisation rate (i.e. 5% reciprocal = 20) multiply by rateable value of the buildings (before any overall end allowances are made and after making a notional deduction for the land value) and add to the ERC of P&M. Use resultant figure to calculate contract size adjustment. (Guidance Notes - Section 6) | NA | Length taken from the inlet manifold to the main gas off-take pipe: the cost per linear metre has been derived after consideration of all of the different diameters and wall thickness. | Class 4 Table 4 (tubular) separator Class 4 table 4 (drop tank) tank / separator Machine to sort or divide into parts or sizes | Instruments and controls Take off pipes taking gas / condensate from the slug catcher If Class 4 (d) is applicable | Settings, foundations, supports | It is assumed that the item forms part of an "average size industrial, commercial or office complex". Where it would be normal to find more than one item in such a hereditament the ERC stated has been adjusted to reflect any number / quantity, discount. These figures are NOT one off figures. | - | Photo 2 - Parallel type, may be buried underground - Gentle slope where condensate falls to lowest point to be extracted for further process. | Note: Separation of gas, water and condensate is undertaken throughout the length of the slug catcher | 20122 |  | M3 | Cubic metre | NA | NA | NA | 3244.9843 | Option 2 | 4370.07 | 34.67% | 4213.1604 | 3753.2825 | 15.66% | -14.11% | 3753.2825 | 15.66% | Indexed | NA | VOA_GPN_GOV_UK\7246041 | 2019-08-30 | Low | - | High | Risk taken from previous CG | - | - | NA | SPONS M | NA | (BEAMS Note 1) The ERC for this item should be added to the total of the ERC of the other P&M items on the site and the Buildings ERC (where applicable) to enable the correct contract size adjustment to be made. ERC of P&M Items + ERC of Building Component’s = Total ERC (net figure rateable items only) to which contract size adjustment should be applied The 2021 Generic Contractors Test Spreadsheet has this facility built into the programme - it is recommended you undertake all contractors test valuations using this spreadsheet. (Details on the application of contract size adjustments can be found in the RCG 2021 Guidance notes). Where RV is calculated using the comparative method (rental method) the contract size adjustment should be made as follows: Select - SCAT code box "P and M as an addition” within the 2021 Generic Contractors Test Spreadsheet facility. Or Where the spreadsheet is not used take the: Reciprocal of statutory de-capitalisation rate (i.e. 5% reciprocal = 20) multiply by rateable value of the buildings (before any overall end allowances are made and after making a notional deduction for the land value) and add to the ERC of P&M. Use resultant figure to calculate contract size adjustment. (Guidance Notes - Section 6) | Photo 2 - Parallel type, may be buried underground - Gentle slope where condensate falls to lowest point to be extracted for further process. | Note: Separation of gas, water and condensate is undertaken throughout the length of the slug catcher | 1 | TRUE
4762 | STS030 | 8723 | STS030 | Refuse destruction | Subject to scheme | - | - | - | NA | Considered Not Applicable at time of Publication | (BEAMS Note 2) The ERC for this item should be added to all other rateable items on the hereditament (except land). Therefore the total of the ERC of the other Building Items and the P&M ERC (where applicable) to enable the correct contract size adjustment to be made. ERC of Building Component + ERC of P&M = Total ERC to which contract size adjustment should be applied. The appropriate % adjustment should be made in accordance with the scale for contract size adjustment specified under section 6 of the RCG 2023 Guidance notes. The currency ERC rates are set at £4m (Four Million Pounds) @ 1st April 2021 (AVD) for the RCG 2023 Publication. | NA | - | - | - | - | - | - | - | - | 77777 |  | STS | - | NA | NA | NA | #DIV/0! | Option 1 | ERROR | 0% | 0 | 0 | 0% | 0% | 0 | 0% | Indexed | NA | VOA_GPN_GOV_UK\7246041 | 2019-08-30 | Low | - | - | Risk taken from previous CG | - | - | NA | BCIS | NA | (BEAMS Note 2) The ERC for this item should be added to all other rateable items on the hereditament (except land). Therefore the total of the ERC of the other Building Items and the P&M ERC (where applicable) to enable the correct contract size adjustment to be made. ERC of Building Component + ERC of P&M = Total ERC to which contract size adjustment should be applied. The appropriate % adjustment should be made in accordance with the scale for contract size adjustment specified under section 6 of the RCG 2021 Guidance notes. The currency ERC rates are set at £4m (Four Million Pounds) @ 1st April 2019 (AVD) for the RCG 2021 Publication. | - | - | 2 | TRUE
4763 | 33U5A5 | 6661 | 33U5A5 | Reservoirs | Open topped | Concrete | Above ground level | > 5000.0m³ | Reinforced concrete base and walls. Open topped. Straight sided, top above ground level. Including attached chambers and adjacent drainage. Walls to reservoirs may be thicker at the base. The base may be laid to falls to facilitate cleaning down. If domed bottoms or counterforted walls are encountered contact BEAMS for cost advice. | Location Adjustment Applicable (See Guidance Notes) - ERC = UK mean of 1.00 | (BEAMS Note 2) The ERC for this item should be added to all other rateable items on the hereditament (except land). Therefore the total of the ERC of the other Building Items and the P&M ERC (where applicable) to enable the correct contract size adjustment to be made. ERC of Building Component + ERC of P&M = Total ERC to which contract size adjustment should be applied. The appropriate % adjustment should be made in accordance with the scale for contract size adjustment specified under section 6 of the RCG 2023 Guidance notes. The currency ERC rates are set at £4m (Four Million Pounds) @ 1st April 2021 (AVD) for the RCG 2023 Publication. | Windshields are excluded. For circular reservoirs add 7.5% to rates for straight-sided reservoirs See also variations. | Gross internal volume - If plans are not available the depth of the tank must be estimated. | - | - | - | - | Additional cost of dividing walls: For 150 mm thick reinforced concrete = £193/m2 For 225 mm thick reinforced concrete = £215/m2 For 300 mm thick reinforced concrete = £237/m2 For 450 mm thick reinforced concrete = £265/m2 For 500 mm thick reinforced concrete = £295/m2 For 600 mm thick reinforced concrete = £323/m2 Additional cost of reinforced concrete roof supported by columns normally at 5m centres: For Columns up to 6m high add = £164/m2 For Columns up to 12m high add = £174/m2 | - | - | 10198 |  | M3 | GIV | NA | NA | NA | 131.4334 | Option 2 | 162.9517 | 23.98% | 106.6241 | 80.5827 | -38.69% | -50.55% | 80.5827 | -38.69% | Indexed | NA | VOA_GPN_GOV_UK\7246041 | 2019-08-30 | Low | - | Medium | Risk taken from previous CG | - | - | NA | SPONS A&B | NA | (BEAMS Note 2) The ERC for this item should be added to all other rateable items on the hereditament (except land). Therefore the total of the ERC of the other Building Items and the P&M ERC (where applicable) to enable the correct contract size adjustment to be made. ERC of Building Component + ERC of P&M = Total ERC to which contract size adjustment should be applied. The appropriate % adjustment should be made in accordance with the scale for contract size adjustment specified under section 6 of the RCG 2021 Guidance notes. The currency ERC rates are set at £4m (Four Million Pounds) @ 1st April 2019 (AVD) for the RCG 2021 Publication. | - | - | 2 | TRUE
4764 | 33U5F5 | 6662 | 33U5F5 | Reservoirs | Open topped | Concrete | Above ground level | 250.0m³ - 500.0m³ | Reinforced concrete base and walls. Open topped. Straight sided, top above ground level. Including attached chambers and adjacent drainage. Walls to reservoirs may be thicker at the base. The base may be laid to falls to facilitate cleaning down. If domed bottoms or counterforted walls are encountered contact BEAMS for cost advice. | Location Adjustment Applicable (See Guidance Notes) - ERC = UK mean of 1.00 | (BEAMS Note 2) The ERC for this item should be added to all other rateable items on the hereditament (except land). Therefore the total of the ERC of the other Building Items and the P&M ERC (where applicable) to enable the correct contract size adjustment to be made. ERC of Building Component + ERC of P&M = Total ERC to which contract size adjustment should be applied. The appropriate % adjustment should be made in accordance with the scale for contract size adjustment specified under section 6 of the RCG 2023 Guidance notes. The currency ERC rates are set at £4m (Four Million Pounds) @ 1st April 2021 (AVD) for the RCG 2023 Publication. | Windshields are excluded. For circular reservoirs add 7.5% to rates for straight-sided reservoirs See also variations. | Gross internal volume - If plans are not available the depth of the tank must be estimated. | - | - | - | - | Additional cost of dividing walls: For 150 mm thick reinforced concrete = £193/m2 For 225 mm thick reinforced concrete = £215/m2 For 300 mm thick reinforced concrete = £237/m2 For 450 mm thick reinforced concrete = £265/m2 For 500 mm thick reinforced concrete = £295/m2 For 600 mm thick reinforced concrete = £323/m2 Additional cost of reinforced concrete roof supported by columns normally at 5m centres: For Columns up to 6m high add = £164/m2 For Columns up to 12m high add = £174/m2 | - | - | 10198 |  | M3 | GIV | NA | NA | NA | 125.2587 | Option 2 | 155.2962 | 23.98% | 162.2338 | 122.6105 | -2.114% | -21.05% | 122.6105 | -2.114% | Indexed | NA | VOA_GPN_GOV_UK\7246041 | 2019-08-30 | Low | - | Medium | Risk taken from previous CG | - | - | NA | SPONS A&B | NA | (BEAMS Note 2) The ERC for this item should be added to all other rateable items on the hereditament (except land). Therefore the total of the ERC of the other Building Items and the P&M ERC (where applicable) to enable the correct contract size adjustment to be made. ERC of Building Component + ERC of P&M = Total ERC to which contract size adjustment should be applied. The appropriate % adjustment should be made in accordance with the scale for contract size adjustment specified under section 6 of the RCG 2021 Guidance notes. The currency ERC rates are set at £4m (Four Million Pounds) @ 1st April 2019 (AVD) for the RCG 2021 Publication. | - | - | 2 | TRUE
4765 | 33U5G5 | 6663 | 33U5G5 | Reservoirs | Open topped | Concrete | Above ground level | 500.0m³ - 1500.0m³ | Reinforced concrete base and walls. Open topped. Straight sided, top above ground level. Including attached chambers and adjacent drainage. Walls to reservoirs may be thicker at the base. The base may be laid to falls to facilitate cleaning down. If domed bottoms or counterforted walls are encountered contact BEAMS for cost advice. | Location Adjustment Applicable (See Guidance Notes) - ERC = UK mean of 1.00 | (BEAMS Note 2) The ERC for this item should be added to all other rateable items on the hereditament (except land). Therefore the total of the ERC of the other Building Items and the P&M ERC (where applicable) to enable the correct contract size adjustment to be made. ERC of Building Component + ERC of P&M = Total ERC to which contract size adjustment should be applied. The appropriate % adjustment should be made in accordance with the scale for contract size adjustment specified under section 6 of the RCG 2023 Guidance notes. The currency ERC rates are set at £4m (Four Million Pounds) @ 1st April 2021 (AVD) for the RCG 2023 Publication. | Windshields are excluded. For circular reservoirs add 7.5% to rates for straight-sided reservoirs See also variations. | Gross internal volume - If plans are not available the depth of the tank must be estimated. | - | - | - | - | Additional cost of dividing walls: For 150 mm thick reinforced concrete = £193/m2 For 225 mm thick reinforced concrete = £215/m2 For 300 mm thick reinforced concrete = £237/m2 For 450 mm thick reinforced concrete = £265/m2 For 500 mm thick reinforced concrete = £295/m2 For 600 mm thick reinforced concrete = £323/m2 Additional cost of reinforced concrete roof supported by columns normally at 5m centres: For Columns up to 6m high add = £164/m2 For Columns up to 12m high add = £174/m2 | - | - | 10198 |  | M3 | GIV | NA | NA | NA | 86.4461 | Option 2 | 107.1763 | 23.98% | 133.7786 | 101.1051 | 16.96% | -5.665% | 101.1051 | 16.96% | Indexed | NA | VOA_GPN_GOV_UK\7246041 | 2019-08-30 | Low | - | Medium | Risk taken from previous CG | - | - | NA | SPONS A&B | NA | (BEAMS Note 2) The ERC for this item should be added to all other rateable items on the hereditament (except land). Therefore the total of the ERC of the other Building Items and the P&M ERC (where applicable) to enable the correct contract size adjustment to be made. ERC of Building Component + ERC of P&M = Total ERC to which contract size adjustment should be applied. The appropriate % adjustment should be made in accordance with the scale for contract size adjustment specified under section 6 of the RCG 2021 Guidance notes. The currency ERC rates are set at £4m (Four Million Pounds) @ 1st April 2019 (AVD) for the RCG 2021 Publication. | - | - | 2 | TRUE
4766 | 33U5L5 | 6383 | 33U5L5 | Reservoirs | Open topped | Concrete | Above ground level | 1500.0m³ - 5000.0m³ | Reinforced concrete base and walls. Open topped. Straight sided, top above ground level. Including attached chambers and adjacent drainage. Walls to reservoirs may be thicker at the base. The base may be laid to falls to facilitate cleaning down. If domed bottoms or counterforted walls are encountered contact BEAMS for cost advice. | Location Adjustment Applicable (See Guidance Notes) - ERC = UK mean of 1.00 | (BEAMS Note 2) The ERC for this item should be added to all other rateable items on the hereditament (except land). Therefore the total of the ERC of the other Building Items and the P&M ERC (where applicable) to enable the correct contract size adjustment to be made. ERC of Building Component + ERC of P&M = Total ERC to which contract size adjustment should be applied. The appropriate % adjustment should be made in accordance with the scale for contract size adjustment specified under section 6 of the RCG 2023 Guidance notes. The currency ERC rates are set at £4m (Four Million Pounds) @ 1st April 2021 (AVD) for the RCG 2023 Publication. | Windshields are excluded. For circular reservoirs add 7.5% to rates for straight-sided reservoirs See also variations. | Gross internal volume - If plans are not available the depth of the tank must be estimated. | - | - | - | - | Additional cost of dividing walls: For 150 mm thick reinforced concrete = £193/m2 For 225 mm thick reinforced concrete = £215/m2 For 300 mm thick reinforced concrete = £237/m2 For 450 mm thick reinforced concrete = £265/m2 For 500 mm thick reinforced concrete = £295/m2 For 600 mm thick reinforced concrete = £323/m2 Additional cost of reinforced concrete roof supported by columns normally at 5m centres: For Columns up to 6m high add = £164/m2 For Columns up to 12m high add = £174/m2 | - | - | 10198 |  | M3 | GIV | NA | NA | NA | 81.1535 | Option 2 | 100.6144 | 23.98% | 113.0959 | 85.4738 | 5.324% | -15.05% | 85.4738 | 5.324% | Indexed | NA | VOA_GPN_GOV_UK\7246041 | 2019-08-30 | Low | - | Medium | Risk taken from previous CG | - | - | NA | SPONS A&B | NA | (BEAMS Note 2) The ERC for this item should be added to all other rateable items on the hereditament (except land). Therefore the total of the ERC of the other Building Items and the P&M ERC (where applicable) to enable the correct contract size adjustment to be made. ERC of Building Component + ERC of P&M = Total ERC to which contract size adjustment should be applied. The appropriate % adjustment should be made in accordance with the scale for contract size adjustment specified under section 6 of the RCG 2021 Guidance notes. The currency ERC rates are set at £4m (Four Million Pounds) @ 1st April 2019 (AVD) for the RCG 2021 Publication. | - | - | 2 | TRUE
4767 | 33U5S5 | 6384 | 33U5S5 | Reservoirs | Open topped | Concrete | Above ground level | > 5000.0m³ | Reinforced concrete base and walls. Open topped. Straight sided, top above ground level. Including attached chambers and adjacent drainage. Walls to reservoirs may be thicker at the base. The base may be laid to falls to facilitate cleaning down. If domed bottoms or counterforted walls are encountered contact BEAMS for cost advice. | Location Adjustment Applicable (See Guidance Notes) - ERC = UK mean of 1.00 | (BEAMS Note 2) The ERC for this item should be added to all other rateable items on the hereditament (except land). Therefore the total of the ERC of the other Building Items and the P&M ERC (where applicable) to enable the correct contract size adjustment to be made. ERC of Building Component + ERC of P&M = Total ERC to which contract size adjustment should be applied. The appropriate % adjustment should be made in accordance with the scale for contract size adjustment specified under section 6 of the RCG 2023 Guidance notes. The currency ERC rates are set at £4m (Four Million Pounds) @ 1st April 2021 (AVD) for the RCG 2023 Publication. | Windshields are excluded. For circular reservoirs add 7.5% to rates for straight-sided reservoirs See also variations. | Gross internal volume - If plans are not available the depth of the tank must be estimated. | - | - | - | - | Additional cost of dividing walls: For 150 mm thick reinforced concrete = £193/m2 For 225 mm thick reinforced concrete = £215/m2 For 300 mm thick reinforced concrete = £237/m2 For 450 mm thick reinforced concrete = £265/m2 For 500 mm thick reinforced concrete = £295/m2 For 600 mm thick reinforced concrete = £323/m2 Additional cost of reinforced concrete roof supported by columns normally at 5m centres: For Columns up to 6m high add = £164/m2 For Columns up to 12m high add = £174/m2 | - | - | 10198 |  | M3 | GIV | NA | NA | NA | 63.5114 | Option 2 | 78.7417 | 23.98% | 195.7929 | 147.9733 | 133% | 87.92% | 147.9733 | 133% | Indexed | NA | VOA_GPN_GOV_UK\7246041 | 2019-08-30 | Low | - | Medium | Risk taken from previous CG | - | - | NA | SPONS A&B | NA | (BEAMS Note 2) The ERC for this item should be added to all other rateable items on the hereditament (except land). Therefore the total of the ERC of the other Building Items and the P&M ERC (where applicable) to enable the correct contract size adjustment to be made. ERC of Building Component + ERC of P&M = Total ERC to which contract size adjustment should be applied. The appropriate % adjustment should be made in accordance with the scale for contract size adjustment specified under section 6 of the RCG 2021 Guidance notes. The currency ERC rates are set at £4m (Four Million Pounds) @ 1st April 2019 (AVD) for the RCG 2021 Publication. | - | - | 2 | TRUE
4768 | 33U6A5 | 6385 | 33U6A5 | Reservoirs | Open topped | Metal | Above ground level | < 250.0m³ | Zinc plated corrugated steel circular tanks set on reinforced concrete slab and lined with butyl rubber. Mainly above ground. Rate includes slab base. Windshields are excluded. Tanks do not normally exceed 1000m3. | Location Adjustment Applicable (See Guidance Notes) - ERC = UK mean of 1.00 | (BEAMS Note 2) The ERC for this item should be added to all other rateable items on the hereditament (except land). Therefore the total of the ERC of the other Building Items and the P&M ERC (where applicable) to enable the correct contract size adjustment to be made. ERC of Building Component + ERC of P&M = Total ERC to which contract size adjustment should be applied. The appropriate % adjustment should be made in accordance with the scale for contract size adjustment specified under section 6 of the RCG 2023 Guidance notes. The currency ERC rates are set at £4m (Four Million Pounds) @ 1st April 2021 (AVD) for the RCG 2023 Publication. | - | Based on Gross Internal Volume. GIV | Structure and foundations | - | - | - | Extra costs of corrugated metal roof add £58/m2 of roof area. | - | - | 10199 |  | M3 | GIV | NA | NA | NA | 158.7786 | Option 2 | 196.8544 | 23.98% | 145.4961 | 109.9608 | -30.75% | -44.14% | 109.9608 | -30.75% | Indexed | NA | VOA_GPN_GOV_UK\7246041 | 2019-08-30 | Low | - | Medium | Risk taken from previous CG | - | - | NA | SPONS A&B | NA | (BEAMS Note 2) The ERC for this item should be added to all other rateable items on the hereditament (except land). Therefore the total of the ERC of the other Building Items and the P&M ERC (where applicable) to enable the correct contract size adjustment to be made. ERC of Building Component + ERC of P&M = Total ERC to which contract size adjustment should be applied. The appropriate % adjustment should be made in accordance with the scale for contract size adjustment specified under section 6 of the RCG 2021 Guidance notes. The currency ERC rates are set at £4m (Four Million Pounds) @ 1st April 2019 (AVD) for the RCG 2021 Publication. | - | - | 2 | TRUE
4769 | 33U6F5 | 6386 | 33U6F5 | Reservoirs | Open topped | Metal | Above ground level | 250.0m³ - 1000.0m³ | Zinc plated corrugated steel circular tanks set on reinforced concrete slab and lined with butyl rubber. Mainly above ground. Rate includes slab base. Windshields are excluded. Tanks do not normally exceed 1000m3. | Location Adjustment Applicable (See Guidance Notes) - ERC = UK mean of 1.00 | (BEAMS Note 2) The ERC for this item should be added to all other rateable items on the hereditament (except land). Therefore the total of the ERC of the other Building Items and the P&M ERC (where applicable) to enable the correct contract size adjustment to be made. ERC of Building Component + ERC of P&M = Total ERC to which contract size adjustment should be applied. The appropriate % adjustment should be made in accordance with the scale for contract size adjustment specified under section 6 of the RCG 2023 Guidance notes. The currency ERC rates are set at £4m (Four Million Pounds) @ 1st April 2021 (AVD) for the RCG 2023 Publication. | - | Based on Gross Internal Volume. GIV | Structure and foundations | - | - | - | Extra costs of corrugated metal roof add £58/m2 of roof area. | - | - | 10199 |  | M3 | GIV | NA | NA | NA | 121.7303 | Option 2 | 150.9217 | 23.98% | 133.6357 | 100.9971 | -17.03% | -33.08% | 100.9971 | -17.03% | Indexed | NA | VOA_GPN_GOV_UK\7246041 | 2019-08-30 | Low | - | Medium | Risk taken from previous CG | - | - | NA | SPONS A&B | NA | (BEAMS Note 2) The ERC for this item should be added to all other rateable items on the hereditament (except land). Therefore the total of the ERC of the other Building Items and the P&M ERC (where applicable) to enable the correct contract size adjustment to be made. ERC of Building Component + ERC of P&M = Total ERC to which contract size adjustment should be applied. The appropriate % adjustment should be made in accordance with the scale for contract size adjustment specified under section 6 of the RCG 2021 Guidance notes. The currency ERC rates are set at £4m (Four Million Pounds) @ 1st April 2019 (AVD) for the RCG 2021 Publication. | - | - | 2 | TRUE
4771 | 33U1XJ | 6591 | 33U1XJ | Roads | Kerbs | High containment, for lorry protection | 325mm high x 270mm wide | Taper unit laid straight | 200mm deep foundation with concrete haunching behind kerb, edge to road approximately 25mm higher than road. This unit is designed to fit between a standard kerb and the lorry containment kerb, hence it tapers and dimensions are averages. | Location Adjustment Applicable (See Guidance Notes) - ERC = UK mean of 1.00 | (BEAMS Note 2) The ERC for this item should be added to all other rateable items on the hereditament (except land). Therefore the total of the ERC of the other Building Items and the P&M ERC (where applicable) to enable the correct contract size adjustment to be made. ERC of Building Component + ERC of P&M = Total ERC to which contract size adjustment should be applied. The appropriate % adjustment should be made in accordance with the scale for contract size adjustment specified under section 6 of the RCG 2023 Guidance notes. The currency ERC rates are set at £4m (Four Million Pounds) @ 1st April 2021 (AVD) for the RCG 2023 Publication. | Cost worked up from SPONS CIVILS | - | - | - | - | - | - | - | - | - |  | m2 | - | Please Select | - | - | 70.5683 | Option 2 | 87.4908 | 23.98% | 170.3006 | 128.7071 | 82.39% | 47.11% | 128.7071 | 82.39% | Price Book Data | J McLearon | VOA_GPN_GOV_UK\6039815 | 2021-08-13 | Low | - | Low | - | - | Updated indices following QA. James had calculated all on evidence and carried to PB tab, but there was a mix of books and these have different indexing so i've carried the workings separately. | NA | SPONS A&B | 1.561 | (BEAMS Note 2) The ERC for this item should be added to all other rateable items on the hereditament (except land). Therefore the total of the ERC of the other Building Items and the P&M ERC (where applicable) to enable the correct contract size adjustment to be made. ERC of Building Component + ERC of P&M = Total ERC to which contract size adjustment should be applied. The appropriate % adjustment should be made in accordance with the scale for contract size adjustment specified under section 6 of the RCG 2021 Guidance notes. The currency ERC rates are set at £4m (Four Million Pounds) @ 1st April 2019 (AVD) for the RCG 2021 Publication. | - | - | 2 | TRUE
4772 | 33U1XL | 6593 | 33U1XL | Roads | Kerbs | High containment, for lorry protection | 325mm high x 270mm wide | Taper unit laid to curve | 200mm deep foundation with concrete haunching behind kerb, edge to road approximately 25mm higher than road. This unit is designed to fit between a standard kerb and the lorry containment kerb, hence it tapers and dimensions are averages. | Location Adjustment Applicable (See Guidance Notes) - ERC = UK mean of 1.00 | (BEAMS Note 2) The ERC for this item should be added to all other rateable items on the hereditament (except land). Therefore the total of the ERC of the other Building Items and the P&M ERC (where applicable) to enable the correct contract size adjustment to be made. ERC of Building Component + ERC of P&M = Total ERC to which contract size adjustment should be applied. The appropriate % adjustment should be made in accordance with the scale for contract size adjustment specified under section 6 of the RCG 2023 Guidance notes. The currency ERC rates are set at £4m (Four Million Pounds) @ 1st April 2021 (AVD) for the RCG 2023 Publication. | Cost worked up from SPONS CIVILS | - | - | - | - | - | - | - | - | - |  | m | - | Please Select | - | - | 81.1535 | Option 2 | 100.6144 | 23.98% | 177.4624 | 134.1198 | 65.27% | 33.3% | 134.1198 | 65.27% | Price Book Data | J McLearon | VOA_GPN_GOV_UK\6039815 | 2021-08-13 | Low | - | Low | - | - | Updated indices following QA. James had calculated all on evidence and carried to PB tab, but there was a mix of books and these have different indexing so i've carried the workings separately. | NA | SPONS A&B | 1.561 | (BEAMS Note 2) The ERC for this item should be added to all other rateable items on the hereditament (except land). Therefore the total of the ERC of the other Building Items and the P&M ERC (where applicable) to enable the correct contract size adjustment to be made. ERC of Building Component + ERC of P&M = Total ERC to which contract size adjustment should be applied. The appropriate % adjustment should be made in accordance with the scale for contract size adjustment specified under section 6 of the RCG 2021 Guidance notes. The currency ERC rates are set at £4m (Four Million Pounds) @ 1st April 2019 (AVD) for the RCG 2021 Publication. | - | - | 2 | TRUE
4773 | 33U1XM | 6594 | 33U1XM | Roads | Kerbs | High containment, for lorry protection | 415mm high x 380mm wide | Laid straight | 200mm deep foundation with concrete haunching behind kerb, edge to road approximately 25mm higher than road. | Location Adjustment Applicable (See Guidance Notes) - ERC = UK mean of 1.00 | (BEAMS Note 2) The ERC for this item should be added to all other rateable items on the hereditament (except land). Therefore the total of the ERC of the other Building Items and the P&M ERC (where applicable) to enable the correct contract size adjustment to be made. ERC of Building Component + ERC of P&M = Total ERC to which contract size adjustment should be applied. The appropriate % adjustment should be made in accordance with the scale for contract size adjustment specified under section 6 of the RCG 2023 Guidance notes. The currency ERC rates are set at £4m (Four Million Pounds) @ 1st April 2021 (AVD) for the RCG 2023 Publication. | Cost worked up from SPONS CIVILS | - | - | - | - | - | - | - | - | - |  | m | - | Please Select | - | - | 87.3282 | Option 2 | 108.2699 | 23.98% | 187.1135 | 141.4137 | 61.93% | 30.61% | 141.4137 | 61.93% | Price Book Data | J McLearon | VOA_GPN_GOV_UK\6039815 | 2021-08-13 | Low | - | Low | - | - | Updated indices following QA. James had calculated all on evidence and carried to PB tab, but there was a mix of books and these have different indexing so i've carried the workings separately. | NA | SPONS A&B | 1.561 | (BEAMS Note 2) The ERC for this item should be added to all other rateable items on the hereditament (except land). Therefore the total of the ERC of the other Building Items and the P&M ERC (where applicable) to enable the correct contract size adjustment to be made. ERC of Building Component + ERC of P&M = Total ERC to which contract size adjustment should be applied. The appropriate % adjustment should be made in accordance with the scale for contract size adjustment specified under section 6 of the RCG 2021 Guidance notes. The currency ERC rates are set at £4m (Four Million Pounds) @ 1st April 2019 (AVD) for the RCG 2021 Publication. | - | - | 2 | TRUE
4774 | 33U1XN | 6595 | 33U1XN | Roads | Kerbs | High containment, for lorry protection | 415mm high x 380mm wide | Laid to curve | 200mm deep foundation with concrete haunching behind kerb, edge to road approximately 25mm higher than road. | Location Adjustment Applicable (See Guidance Notes) - ERC = UK mean of 1.00 | (BEAMS Note 2) The ERC for this item should be added to all other rateable items on the hereditament (except land). Therefore the total of the ERC of the other Building Items and the P&M ERC (where applicable) to enable the correct contract size adjustment to be made. ERC of Building Component + ERC of P&M = Total ERC to which contract size adjustment should be applied. The appropriate % adjustment should be made in accordance with the scale for contract size adjustment specified under section 6 of the RCG 2023 Guidance notes. The currency ERC rates are set at £4m (Four Million Pounds) @ 1st April 2021 (AVD) for the RCG 2023 Publication. | Cost worked up from SPONS CIVILS | - | - | - | - | - | - | - | - | - |  | m | - | Please Select | - | - | 99.6777 | Option 2 | 123.5808 | 23.98% | 193.2615 | 146.0602 | 46.53% | 18.19% | 146.0602 | 46.53% | Price Book Data | J McLearon | VOA_GPN_GOV_UK\6039815 | 2021-08-13 | Low | - | Low | - | - | Updated indices following QA. James had calculated all on evidence and carried to PB tab, but there was a mix of books and these have different indexing so i've carried the workings separately. Original evidence corrupted / missing so recreated from the straight kerb code, cost for curved kerb sourced from online SPONS. | NA | SPONS A&B | 1.561 | (BEAMS Note 2) The ERC for this item should be added to all other rateable items on the hereditament (except land). Therefore the total of the ERC of the other Building Items and the P&M ERC (where applicable) to enable the correct contract size adjustment to be made. ERC of Building Component + ERC of P&M = Total ERC to which contract size adjustment should be applied. The appropriate % adjustment should be made in accordance with the scale for contract size adjustment specified under section 6 of the RCG 2021 Guidance notes. The currency ERC rates are set at £4m (Four Million Pounds) @ 1st April 2019 (AVD) for the RCG 2021 Publication. | - | - | 2 | TRUE
4776 | 33U1XA | 6776 | 33U1XA | Roads | Street Furniture | Bollards | Hollow steel | Non- illuminated | Steel bollard held in a socket, which is set in to concrete | Location Adjustment Applicable (See Guidance Notes) - ERC = UK mean of 1.00 | (BEAMS Note 2) The ERC for this item should be added to all other rateable items on the hereditament (except land). Therefore the total of the ERC of the other Building Items and the P&M ERC (where applicable) to enable the correct contract size adjustment to be made. ERC of Building Component + ERC of P&M = Total ERC to which contract size adjustment should be applied. The appropriate % adjustment should be made in accordance with the scale for contract size adjustment specified under section 6 of the RCG 2023 Guidance notes. The currency ERC rates are set at £4m (Four Million Pounds) @ 1st April 2021 (AVD) for the RCG 2023 Publication. | Cost worked up from SPONS CIVILS 2019 | - | - | - | - | - | - | - | - | - |  | Each | - | Please Select | - | - | 218.7616 | Option 2 | 286.9755 | 31.18% | 325.925 | 226.8498 | 3.697% | -20.95% | 226.8498 | 3.697% | Price Book Data | J McLearon | VOA_GPN_GOV_UK\6039815 | 2021-08-13 | Low | - | Low | - | - | Updated indices following QA. 17/03/21 - James has gone back to CG2017 descriptions, updated. Low risk, small increase on CG2021. | NA | SPONS Civils | 1.561 | (BEAMS Note 2) The ERC for this item should be added to all other rateable items on the hereditament (except land). Therefore the total of the ERC of the other Building Items and the P&M ERC (where applicable) to enable the correct contract size adjustment to be made. ERC of Building Component + ERC of P&M = Total ERC to which contract size adjustment should be applied. The appropriate % adjustment should be made in accordance with the scale for contract size adjustment specified under section 6 of the RCG 2021 Guidance notes. The currency ERC rates are set at £4m (Four Million Pounds) @ 1st April 2019 (AVD) for the RCG 2021 Publication. | - | - | 2 | TRUE
4775 | 33U1X5 | 6739 | 33U1X5 | Roads | Street Furniture | Bollards | Pre-cast concrete | Width 150-300mm | Pre-cast concrete bolllard set in concrete | Location Adjustment Applicable (See Guidance Notes) - ERC = UK mean of 1.00 | (BEAMS Note 2) The ERC for this item should be added to all other rateable items on the hereditament (except land). Therefore the total of the ERC of the other Building Items and the P&M ERC (where applicable) to enable the correct contract size adjustment to be made. ERC of Building Component + ERC of P&M = Total ERC to which contract size adjustment should be applied. The appropriate % adjustment should be made in accordance with the scale for contract size adjustment specified under section 6 of the RCG 2023 Guidance notes. The currency ERC rates are set at £4m (Four Million Pounds) @ 1st April 2021 (AVD) for the RCG 2023 Publication. | Cost worked up from SPONS CIVILS 2019 | - | - | - | - | - | - | - | - | - |  | Each | - | Please Select | - | - | 127.905 | Option 2 | 167.7881 | 31.18% | 351.8742 | 244.9109 | 91.48% | 45.96% | 244.9109 | 91.48% | Price Book Data | J McLearon | VOA_GPN_GOV_UK\6039815 | 2021-08-13 | Low | - | Low | - | - | Updated indices following QA. James had calculated all on evidence and carried to PB tab, but there was a mix of books and these have different indexing so i've carried the workings separately. 17/03/21 - James has gone back to CG2017 descriptions, updated. Low risk, small increase on CG2021. | NA | SPONS Civils | 1.561 | (BEAMS Note 2) The ERC for this item should be added to all other rateable items on the hereditament (except land). Therefore the total of the ERC of the other Building Items and the P&M ERC (where applicable) to enable the correct contract size adjustment to be made. ERC of Building Component + ERC of P&M = Total ERC to which contract size adjustment should be applied. The appropriate % adjustment should be made in accordance with the scale for contract size adjustment specified under section 6 of the RCG 2021 Guidance notes. The currency ERC rates are set at £4m (Four Million Pounds) @ 1st April 2019 (AVD) for the RCG 2021 Publication. | - | - | 2 | TRUE
4777 | 33U1XF | 6550 | 33U1XF | Roads | Street Furniture | Cast iron | Width 170 - 225mm | - | Cast iron bollard set directely in to concrete or into a socket, which is set into the concrete | Location Adjustment Applicable (See Guidance Notes) - ERC = UK mean of 1.00 | (BEAMS Note 2) The ERC for this item should be added to all other rateable items on the hereditament (except land). Therefore the total of the ERC of the other Building Items and the P&M ERC (where applicable) to enable the correct contract size adjustment to be made. ERC of Building Component + ERC of P&M = Total ERC to which contract size adjustment should be applied. The appropriate % adjustment should be made in accordance with the scale for contract size adjustment specified under section 6 of the RCG 2023 Guidance notes. The currency ERC rates are set at £4m (Four Million Pounds) @ 1st April 2021 (AVD) for the RCG 2023 Publication. | Cost worked up from SPONS LANDSCAPING 2019 | - | - | - | - | - | - | - | - | - |  | Each | - | Please Select | - | - | 262.8668 | Option 2 | 344.8335 | 31.18% | 364.6739 | 253.8198 | -3.442% | -26.39% | 253.8198 | -3.442% | Price Book Data | J McLearon | VOA_GPN_GOV_UK\6039815 | 2021-08-13 | Low | - | Medium | - | - | Updated indices following QA. James had calculated all on evidence and carried to PB tab, but there was a mix of books and these have different indexing so i've carried the workings separately. 17/03/21 - James has gone back to CG2017 descriptions, updated. Low risk, small decrease on CG2021. | NA | SPONS Civils | 1.561 | (BEAMS Note 2) The ERC for this item should be added to all other rateable items on the hereditament (except land). Therefore the total of the ERC of the other Building Items and the P&M ERC (where applicable) to enable the correct contract size adjustment to be made. ERC of Building Component + ERC of P&M = Total ERC to which contract size adjustment should be applied. The appropriate % adjustment should be made in accordance with the scale for contract size adjustment specified under section 6 of the RCG 2021 Guidance notes. The currency ERC rates are set at £4m (Four Million Pounds) @ 1st April 2019 (AVD) for the RCG 2021 Publication. | - | - | 2 | TRUE
4778 | 33U1XK | 6592 | 33U1XK | Roads | Street Furniture | Safety barriers and rails | Single sided corrugated beam | - | Single sided steel corrugated beam attached to 3 short posts and set in concrete | Location Adjustment Applicable (See Guidance Notes) - ERC = UK mean of 1.00 | (BEAMS Note 2) The ERC for this item should be added to all other rateable items on the hereditament (except land). Therefore the total of the ERC of the other Building Items and the P&M ERC (where applicable) to enable the correct contract size adjustment to be made. ERC of Building Component + ERC of P&M = Total ERC to which contract size adjustment should be applied. The appropriate % adjustment should be made in accordance with the scale for contract size adjustment specified under section 6 of the RCG 2023 Guidance notes. The currency ERC rates are set at £4m (Four Million Pounds) @ 1st April 2021 (AVD) for the RCG 2023 Publication. | Cost worked up from SPONS CIVILS 2019 | - | - | - | - | - | - | - | - | - |  | m | - | Please Select | - | - | 42.341 | Option 2 | 55.5437 | 31.18% | 51.5024 | 35.8466 | -15.34% | -35.46% | 35.8466 | -15.34% | Price Book Data | J McLearon | VOA_GPN_GOV_UK\6039815 | 2021-08-13 | Low | - | Low | - | - | Updated indices following QA. 17/03/21 - Low risk, small decrease on CG2021. | NA | SPONS Civils | 1.561 | (BEAMS Note 2) The ERC for this item should be added to all other rateable items on the hereditament (except land). Therefore the total of the ERC of the other Building Items and the P&M ERC (where applicable) to enable the correct contract size adjustment to be made. ERC of Building Component + ERC of P&M = Total ERC to which contract size adjustment should be applied. The appropriate % adjustment should be made in accordance with the scale for contract size adjustment specified under section 6 of the RCG 2021 Guidance notes. The currency ERC rates are set at £4m (Four Million Pounds) @ 1st April 2019 (AVD) for the RCG 2021 Publication. | - | - | 2 | TRUE
4779 | 33U1XP | 6596 | 33U1XP | Roads | Street Furniture | Safety barriers and rails | Double sided corrugated beam | - | Double sided steel corrugated attached to 3 posts set in concrete | Location Adjustment Applicable (See Guidance Notes) - ERC = UK mean of 1.00 | (BEAMS Note 2) The ERC for this item should be added to all other rateable items on the hereditament (except land). Therefore the total of the ERC of the other Building Items and the P&M ERC (where applicable) to enable the correct contract size adjustment to be made. ERC of Building Component + ERC of P&M = Total ERC to which contract size adjustment should be applied. The appropriate % adjustment should be made in accordance with the scale for contract size adjustment specified under section 6 of the RCG 2023 Guidance notes. The currency ERC rates are set at £4m (Four Million Pounds) @ 1st April 2021 (AVD) for the RCG 2023 Publication. | Cost worked up from SPONS CIVILS 2019 | - | - | - | - | - | - | - | - | - |  | m | - | Please Select | - | - | 64.3935 | Option 2 | 84.4726 | 31.18% | 61.2535 | 42.6336 | -33.79% | -49.53% | 42.6336 | -33.79% | Price Book Data | J McLearon | VOA_GPN_GOV_UK\6039815 | 2021-08-13 | Low | - | Low | - | - | Updated indices following QA | NA | SPONS Civils | 1.561 | (BEAMS Note 2) The ERC for this item should be added to all other rateable items on the hereditament (except land). Therefore the total of the ERC of the other Building Items and the P&M ERC (where applicable) to enable the correct contract size adjustment to be made. ERC of Building Component + ERC of P&M = Total ERC to which contract size adjustment should be applied. The appropriate % adjustment should be made in accordance with the scale for contract size adjustment specified under section 6 of the RCG 2021 Guidance notes. The currency ERC rates are set at £4m (Four Million Pounds) @ 1st April 2019 (AVD) for the RCG 2021 Publication. | - | - | 2 | TRUE
4780 | 33U1XT | 6597 | 33U1XT | Roads | Street Furniture | Safety barriers and rails | Single sided open box beam | - | Single sided steel open box beam, attached to 3 posts set in concrete | Location Adjustment Applicable (See Guidance Notes) - ERC = UK mean of 1.00 | (BEAMS Note 2) The ERC for this item should be added to all other rateable items on the hereditament (except land). Therefore the total of the ERC of the other Building Items and the P&M ERC (where applicable) to enable the correct contract size adjustment to be made. ERC of Building Component + ERC of P&M = Total ERC to which contract size adjustment should be applied. The appropriate % adjustment should be made in accordance with the scale for contract size adjustment specified under section 6 of the RCG 2023 Guidance notes. The currency ERC rates are set at £4m (Four Million Pounds) @ 1st April 2021 (AVD) for the RCG 2023 Publication. | Cost worked up from SPONS CIVILS 2019 | - | - | - | - | - | - | - | - | - |  | m | - | Please Select | - | - | 59.1009 | Option 2 | 77.5297 | 31.18% | 53.8548 | 37.4839 | -36.58% | -51.65% | 37.4839 | -36.58% | Price Book Data | J McLearon | VOA_GPN_GOV_UK\6039815 | 2021-08-13 | Low | - | Low | - | - | Updated indices following QA | NA | SPONS Civils | 1.561 | (BEAMS Note 2) The ERC for this item should be added to all other rateable items on the hereditament (except land). Therefore the total of the ERC of the other Building Items and the P&M ERC (where applicable) to enable the correct contract size adjustment to be made. ERC of Building Component + ERC of P&M = Total ERC to which contract size adjustment should be applied. The appropriate % adjustment should be made in accordance with the scale for contract size adjustment specified under section 6 of the RCG 2021 Guidance notes. The currency ERC rates are set at £4m (Four Million Pounds) @ 1st April 2019 (AVD) for the RCG 2021 Publication. | - | - | 2 | TRUE
4781 | 33U1XX | 6598 | 33U1XX | Roads | Street Furniture | Safety barriers and rails | Double sided open box beam | - | Double sided steel open box beam attached to 3 posts set in concrete | Location Adjustment Applicable (See Guidance Notes) - ERC = UK mean of 1.00 | (BEAMS Note 2) The ERC for this item should be added to all other rateable items on the hereditament (except land). Therefore the total of the ERC of the other Building Items and the P&M ERC (where applicable) to enable the correct contract size adjustment to be made. ERC of Building Component + ERC of P&M = Total ERC to which contract size adjustment should be applied. The appropriate % adjustment should be made in accordance with the scale for contract size adjustment specified under section 6 of the RCG 2023 Guidance notes. The currency ERC rates are set at £4m (Four Million Pounds) @ 1st April 2021 (AVD) for the RCG 2023 Publication. | Cost worked up from SPONS CIVILS 2019 | - | - | - | - | - | - | - | - | - |  | m | - | Please Select | - | - | 109.3808 | Option 2 | 143.4878 | 31.18% | 97.5848 | 67.9208 | -37.9% | -52.66% | 67.9208 | -37.9% | Price Book Data | J McLearon | VOA_GPN_GOV_UK\6039815 | 2021-08-13 | Low | - | Low | - | - | Updated indices following QA | NA | SPONS Civils | 1.561 | (BEAMS Note 2) The ERC for this item should be added to all other rateable items on the hereditament (except land). Therefore the total of the ERC of the other Building Items and the P&M ERC (where applicable) to enable the correct contract size adjustment to be made. ERC of Building Component + ERC of P&M = Total ERC to which contract size adjustment should be applied. The appropriate % adjustment should be made in accordance with the scale for contract size adjustment specified under section 6 of the RCG 2021 Guidance notes. The currency ERC rates are set at £4m (Four Million Pounds) @ 1st April 2019 (AVD) for the RCG 2021 Publication. | - | - | 2 | TRUE
4782 | 33U1Y5 | 8126 | 33U1Y5 | Roads | Street Furniture | Signs | Reflective | 0.25m2 | Reflective sign attached to 76mm diameter, 1.75m long steel post, set in concrete | Location Adjustment Applicable (See Guidance Notes) - ERC = UK mean of 1.00 | (BEAMS Note 2) The ERC for this item should be added to all other rateable items on the hereditament (except land). Therefore the total of the ERC of the other Building Items and the P&M ERC (where applicable) to enable the correct contract size adjustment to be made. ERC of Building Component + ERC of P&M = Total ERC to which contract size adjustment should be applied. The appropriate % adjustment should be made in accordance with the scale for contract size adjustment specified under section 6 of the RCG 2023 Guidance notes. The currency ERC rates are set at £4m (Four Million Pounds) @ 1st April 2021 (AVD) for the RCG 2023 Publication. | Cost worked up from SPONS CIVILS 2019 | - | - | - | - | - | - | - | - | - |  | Each | - | Please Select | - | - | 107.6166 | Option 2 | 141.1734 | 31.18% | 201.5545 | 140.2857 | 30.36% | -0.6289% | 140.2857 | 30.36% | Price Book Data | J McLearon | VOA_GPN_GOV_UK\6039815 | 2021-08-13 | Low | - | Medium | - | - | Updated indices following QA. 17/03/21 - James has gone back to CG2017 descriptions, updated. Medium risk, small decrease on CG2021. | NA | SPONS Civils | 1.561 | (BEAMS Note 2) The ERC for this item should be added to all other rateable items on the hereditament (except land). Therefore the total of the ERC of the other Building Items and the P&M ERC (where applicable) to enable the correct contract size adjustment to be made. ERC of Building Component + ERC of P&M = Total ERC to which contract size adjustment should be applied. The appropriate % adjustment should be made in accordance with the scale for contract size adjustment specified under section 6 of the RCG 2021 Guidance notes. The currency ERC rates are set at £4m (Four Million Pounds) @ 1st April 2019 (AVD) for the RCG 2021 Publication. | - | - | 2 | TRUE
4783 | 33U1YA | 6604 | 33U1YA | Roads | Street Furniture | Signs | Internally illuminated | 0.25m2 | Internally illuminated sign, attached to 76mm diameter, 1.75m long steel pole, set in concrete. Includes electrical connections. | Location Adjustment Applicable (See Guidance Notes) - ERC = UK mean of 1.00 | (BEAMS Note 2) The ERC for this item should be added to all other rateable items on the hereditament (except land). Therefore the total of the ERC of the other Building Items and the P&M ERC (where applicable) to enable the correct contract size adjustment to be made. ERC of Building Component + ERC of P&M = Total ERC to which contract size adjustment should be applied. The appropriate % adjustment should be made in accordance with the scale for contract size adjustment specified under section 6 of the RCG 2023 Guidance notes. The currency ERC rates are set at £4m (Four Million Pounds) @ 1st April 2021 (AVD) for the RCG 2023 Publication. | Cost worked up from SPONS CIVILS 2019 | - | - | - | - | - | - | - | - | - |  | Each | - | Please Select | - | - | 890.9244 | Option 2 | 1168.731 | 31.18% | 1364.9463 | 950.0279 | 6.634% | -18.71% | 950.0279 | 6.634% | Price Book Data | J McLearon | VOA_GPN_GOV_UK\6039815 | 2021-08-13 | Low | - | Low | - | - | Updated indices following QA. 17/03/21 - James has gone back to CG2017 descriptions, updated. Low risk, small increase on CG2021. | NA | SPONS Civils | 1.561 | (BEAMS Note 2) The ERC for this item should be added to all other rateable items on the hereditament (except land). Therefore the total of the ERC of the other Building Items and the P&M ERC (where applicable) to enable the correct contract size adjustment to be made. ERC of Building Component + ERC of P&M = Total ERC to which contract size adjustment should be applied. The appropriate % adjustment should be made in accordance with the scale for contract size adjustment specified under section 6 of the RCG 2021 Guidance notes. The currency ERC rates are set at £4m (Four Million Pounds) @ 1st April 2019 (AVD) for the RCG 2021 Publication. | - | - | 2 | TRUE
4784 | 33U1YF | 6605 | 33U1YF | Roads | Street Furniture | Signs | Externally illuminated | 4m2 | Externally illuminated sign, attached to 3, 100mm poles set in conccrete, Includes electrical connections | Location Adjustment Applicable (See Guidance Notes) - ERC = UK mean of 1.00 | (BEAMS Note 2) The ERC for this item should be added to all other rateable items on the hereditament (except land). Therefore the total of the ERC of the other Building Items and the P&M ERC (where applicable) to enable the correct contract size adjustment to be made. ERC of Building Component + ERC of P&M = Total ERC to which contract size adjustment should be applied. The appropriate % adjustment should be made in accordance with the scale for contract size adjustment specified under section 6 of the RCG 2023 Guidance notes. The currency ERC rates are set at £4m (Four Million Pounds) @ 1st April 2021 (AVD) for the RCG 2023 Publication. | Cost worked up from SPONS CIVILS 2019 | - | - | - | - | - | - | - | - | - |  | Each | - | Please Select | - | - | 1406.9548 | Option 2 | 1845.6692 | 31.18% | 2708.7744 | 1885.3571 | 34% | 2.15% | 1885.3571 | 34% | Price Book Data | J McLearon | VOA_GPN_GOV_UK\6039815 | 2021-08-13 | Low | - | Medium | - | - | Updated indices following QA. 17/03/21 - James has gone back to CG2017 descriptions, updated. Low risk, small decrease on CG2021. | NA | SPONS Civils | 1.561 | (BEAMS Note 2) The ERC for this item should be added to all other rateable items on the hereditament (except land). Therefore the total of the ERC of the other Building Items and the P&M ERC (where applicable) to enable the correct contract size adjustment to be made. ERC of Building Component + ERC of P&M = Total ERC to which contract size adjustment should be applied. The appropriate % adjustment should be made in accordance with the scale for contract size adjustment specified under section 6 of the RCG 2021 Guidance notes. The currency ERC rates are set at £4m (Four Million Pounds) @ 1st April 2019 (AVD) for the RCG 2021 Publication. | - | - | 2 | TRUE
4785 | 33U1YK | 6606 | 33U1YK | Roads | Street furniture | Street lighting columns | 4 to 6m high | 70 watt lamp | Galvanised lighting column 4 to 6m in height with 70 Watt lamp, Flange base fixed to concrete foundation. Includes all electrical connections | Location Adjustment Applicable (See Guidance Notes) - ERC = UK mean of 1.00 | (BEAMS Note 2) The ERC for this item should be added to all other rateable items on the hereditament (except land). Therefore the total of the ERC of the other Building Items and the P&M ERC (where applicable) to enable the correct contract size adjustment to be made. ERC of Building Component + ERC of P&M = Total ERC to which contract size adjustment should be applied. The appropriate % adjustment should be made in accordance with the scale for contract size adjustment specified under section 6 of the RCG 2023 Guidance notes. The currency ERC rates are set at £4m (Four Million Pounds) @ 1st April 2021 (AVD) for the RCG 2023 Publication. | Cost worked up from SPONS CIVILS 2019 | - | - | - | - | - | - | - | - | - |  | Nr | - | Please Select | - | - | 851.2297 | Option 2 | 1116.6588 | 31.18% | 1825.8884 | 1270.8521 | 49.3% | 13.81% | 1270.8521 | 49.3% | Price Book Data | J McLearon | VOA_GPN_GOV_UK\6039815 | 2021-08-13 | Low | - | Low | - | - | Updated indices following QA. 17/03/21 - James has gone back to CG2017 descriptions, updated. Medium risk, small increase on CG2021. | NA | SPONS Civils | 1.561 | (BEAMS Note 2) The ERC for this item should be added to all other rateable items on the hereditament (except land). Therefore the total of the ERC of the other Building Items and the P&M ERC (where applicable) to enable the correct contract size adjustment to be made. ERC of Building Component + ERC of P&M = Total ERC to which contract size adjustment should be applied. The appropriate % adjustment should be made in accordance with the scale for contract size adjustment specified under section 6 of the RCG 2021 Guidance notes. The currency ERC rates are set at £4m (Four Million Pounds) @ 1st April 2019 (AVD) for the RCG 2021 Publication. | - | - | 2 | TRUE
4786 | 33U1YM | 6610 | 33U1YM | Roads | Street furniture | Street lighting columns | 10 to 12m high | 250 watt lamp | Galvanised lighting column 10 to 12m in height with 250 Watt lamp, Flange base fixed to concrete foundation. Includes all electrical connections | Location Adjustment Applicable (See Guidance Notes) - ERC = UK mean of 1.00 | (BEAMS Note 2) The ERC for this item should be added to all other rateable items on the hereditament (except land). Therefore the total of the ERC of the other Building Items and the P&M ERC (where applicable) to enable the correct contract size adjustment to be made. ERC of Building Component + ERC of P&M = Total ERC to which contract size adjustment should be applied. The appropriate % adjustment should be made in accordance with the scale for contract size adjustment specified under section 6 of the RCG 2023 Guidance notes. The currency ERC rates are set at £4m (Four Million Pounds) @ 1st April 2021 (AVD) for the RCG 2023 Publication. | Cost worked up from SPONS CIVILS 2019 | - | - | - | - | - | - | - | - | - |  | Each | - | Please Select | - | - | 1129.0923 | Option 2 | 1481.164 | 31.18% | 2664.3199 | 1854.4159 | 64.24% | 25.2% | 1854.4159 | 64.24% | Price Book Data | J McLearon | VOA_GPN_GOV_UK\6039815 | 2021-08-13 | Low | - | Medium | - | - | Updated indices following QA. 17/03/21 - James has gone back to CG2017 descriptions, updated. Medium risk, small decrease on CG2021. | NA | SPONS Civils | 1.561 | (BEAMS Note 2) The ERC for this item should be added to all other rateable items on the hereditament (except land). Therefore the total of the ERC of the other Building Items and the P&M ERC (where applicable) to enable the correct contract size adjustment to be made. ERC of Building Component + ERC of P&M = Total ERC to which contract size adjustment should be applied. The appropriate % adjustment should be made in accordance with the scale for contract size adjustment specified under section 6 of the RCG 2021 Guidance notes. The currency ERC rates are set at £4m (Four Million Pounds) @ 1st April 2019 (AVD) for the RCG 2021 Publication. | - | - | 2 | TRUE
4787 | 33U1YQ | 7580 | 33U1YQ | Roads | Street furniture | Street lighting columns | 12 to 15m high | Sodium lamp | Galvanised lighting column 10 to 15m in height with sodium lamp, Flange base fixed to concrete foundation. Includes all electrical connections | Location Adjustment Applicable (See Guidance Notes) - ERC = UK mean of 1.00 | (BEAMS Note 2) The ERC for this item should be added to all other rateable items on the hereditament (except land). Therefore the total of the ERC of the other Building Items and the P&M ERC (where applicable) to enable the correct contract size adjustment to be made. ERC of Building Component + ERC of P&M = Total ERC to which contract size adjustment should be applied. The appropriate % adjustment should be made in accordance with the scale for contract size adjustment specified under section 6 of the RCG 2023 Guidance notes. The currency ERC rates are set at £4m (Four Million Pounds) @ 1st April 2021 (AVD) for the RCG 2023 Publication. | Cost worked up from SPONS CIVILS 2019 | - | - | - | - | - | - | - | - | - |  | Each | - | Please Select | - | - | 1270.2288 | Option 2 | 1666.3095 | 31.18% | 3384.149 | 2355.4304 | 85.43% | 41.36% | 2355.4304 | 85.43% | Price Book Data | J McLearon | VOA_GPN_GOV_UK\6039815 | 2021-08-13 | Low | - | Medium | - | - | Updated indices following QA. 17/03/21 - James has gone back to CG2017 descriptions, updated. Medium risk, small decrease on CG2021. | NA | SPONS Civils | 1.561 | (BEAMS Note 2) The ERC for this item should be added to all other rateable items on the hereditament (except land). Therefore the total of the ERC of the other Building Items and the P&M ERC (where applicable) to enable the correct contract size adjustment to be made. ERC of Building Component + ERC of P&M = Total ERC to which contract size adjustment should be applied. The appropriate % adjustment should be made in accordance with the scale for contract size adjustment specified under section 6 of the RCG 2021 Guidance notes. The currency ERC rates are set at £4m (Four Million Pounds) @ 1st April 2019 (AVD) for the RCG 2021 Publication. | - | - | 2 | TRUE
4788 | 33U1F5 | 6561 | 33U1F5 | Roads | Surfaces | Artificial Stone Flags | 450 x 450 x 50mm thick | - | Overall 275mm thick. 150mm hardcore base layer compacted and blinded with sand, flags laid in sand and cement mortar. Includes excavation, but excludes drainage. | Location Adjustment Applicable (See Guidance Notes) - ERC = UK mean of 1.00 | (BEAMS Note 2) The ERC for this item should be added to all other rateable items on the hereditament (except land). Therefore the total of the ERC of the other Building Items and the P&M ERC (where applicable) to enable the correct contract size adjustment to be made. ERC of Building Component + ERC of P&M = Total ERC to which contract size adjustment should be applied. The appropriate % adjustment should be made in accordance with the scale for contract size adjustment specified under section 6 of the RCG 2023 Guidance notes. The currency ERC rates are set at £4m (Four Million Pounds) @ 1st April 2021 (AVD) for the RCG 2023 Publication. | Cost worked up from SPONS A & B 2019 | - | - | - | - | - | - | - | - | - |  | m2 | - | Please Select | - | - | 37.0483 | Option 2 | 45.9327 | 23.98% | 57.6175 | 43.5452 | 17.54% | -5.198% | 43.5452 | 17.54% | Price Book Data | J McLearon | VOA_GPN_GOV_UK\6039815 | 2021-08-13 | Low | - | Medium | - | - | Updated indices following QA. 16/03/21 - James has gone back to CG2017 descriptions, updated. Medium risk as while there is a build up, it's a significant increase on CG2021 and there doesn't appear to have been any valuer involvement. | NA | SPONS A&B | 1.561 | (BEAMS Note 2) The ERC for this item should be added to all other rateable items on the hereditament (except land). Therefore the total of the ERC of the other Building Items and the P&M ERC (where applicable) to enable the correct contract size adjustment to be made. ERC of Building Component + ERC of P&M = Total ERC to which contract size adjustment should be applied. The appropriate % adjustment should be made in accordance with the scale for contract size adjustment specified under section 6 of the RCG 2021 Guidance notes. The currency ERC rates are set at £4m (Four Million Pounds) @ 1st April 2019 (AVD) for the RCG 2021 Publication. | - | - | 2 | TRUE
4789 | 33U1FA | 6562 | 33U1FA | Roads | Surfaces | Artificial Stone Flags, including excavation and base | 600 x 600 x 50mm thick | - | Overall 275mm thick. 150mm hardcore base layer compacted and blinded with sand, flags laid in sand and cement mortar. Includes excavation, but excludes drainage. | Location Adjustment Applicable (See Guidance Notes) - ERC = UK mean of 1.00 | (BEAMS Note 2) The ERC for this item should be added to all other rateable items on the hereditament (except land). Therefore the total of the ERC of the other Building Items and the P&M ERC (where applicable) to enable the correct contract size adjustment to be made. ERC of Building Component + ERC of P&M = Total ERC to which contract size adjustment should be applied. The appropriate % adjustment should be made in accordance with the scale for contract size adjustment specified under section 6 of the RCG 2023 Guidance notes. The currency ERC rates are set at £4m (Four Million Pounds) @ 1st April 2021 (AVD) for the RCG 2023 Publication. | Cost worked up from SPONS A & B 2019 | - | - | - | - | - | - | - | - | - |  | m2 | - | Please Select | - | - | 35.2841 | Option 2 | 43.7454 | 23.98% | 54.9818 | 41.5533 | 17.77% | -5.011% | 41.5533 | 17.77% | Price Book Data | J McLearon | VOA_GPN_GOV_UK\6039815 | 2021-08-13 | Low | - | Medium | - | - | Updated indices following QA. 16/03/21 - James has gone back to CG2017 descriptions, updated. Medium risk as while there is a build up, it's a significant increase on CG2021 and there doesn't appear to have been any valuer involvement. | NA | SPONS A&B | 1.561 | (BEAMS Note 2) The ERC for this item should be added to all other rateable items on the hereditament (except land). Therefore the total of the ERC of the other Building Items and the P&M ERC (where applicable) to enable the correct contract size adjustment to be made. ERC of Building Component + ERC of P&M = Total ERC to which contract size adjustment should be applied. The appropriate % adjustment should be made in accordance with the scale for contract size adjustment specified under section 6 of the RCG 2021 Guidance notes. The currency ERC rates are set at £4m (Four Million Pounds) @ 1st April 2019 (AVD) for the RCG 2021 Publication. | - | - | 2 | TRUE
4790 | 33U195 | 6556 | 33U195 | Roads | Surfaces | Ashphalt, includes excavation and base | 30mm thick | 530mm overall thickness | 300mm compacted sub-base blinded with sand, with 100mm dense bitumen base course over, with 60mm base course and 40mm wearing asphalt course. Includes excavation, but excludes drainage. | Location Adjustment Applicable (See Guidance Notes) - ERC = UK mean of 1.00 | (BEAMS Note 2) The ERC for this item should be added to all other rateable items on the hereditament (except land). Therefore the total of the ERC of the other Building Items and the P&M ERC (where applicable) to enable the correct contract size adjustment to be made. ERC of Building Component + ERC of P&M = Total ERC to which contract size adjustment should be applied. The appropriate % adjustment should be made in accordance with the scale for contract size adjustment specified under section 6 of the RCG 2023 Guidance notes. The currency ERC rates are set at £4m (Four Million Pounds) @ 1st April 2021 (AVD) for the RCG 2023 Publication. | Cost worked up from SPONS A&B | - | - | - | - | - | - | - | - | - |  | m2 | - | Please Select | - | - | 53.8083 | Option 2 | 66.7118 | 23.98% | 105.4162 | 79.6698 | 48.06% | 19.42% | 79.6698 | 48.06% | Price Book Data | J McLearon | VOA_GPN_GOV_UK\6039815 | 2021-08-13 | Low | - | Medium | - | - | Updated indices following QA. 17/03/21 - James has gone back to CG2017 descriptions, updated. Medium risk, moderate increase on CG2021. | NA | SPONS A&B | 1.561 | (BEAMS Note 2) The ERC for this item should be added to all other rateable items on the hereditament (except land). Therefore the total of the ERC of the other Building Items and the P&M ERC (where applicable) to enable the correct contract size adjustment to be made. ERC of Building Component + ERC of P&M = Total ERC to which contract size adjustment should be applied. The appropriate % adjustment should be made in accordance with the scale for contract size adjustment specified under section 6 of the RCG 2021 Guidance notes. The currency ERC rates are set at £4m (Four Million Pounds) @ 1st April 2019 (AVD) for the RCG 2021 Publication. | - | - | 2 | TRUE
4794 | 33U1GK | 8636 | 33U1GK | Roads | Surfaces | Brick Paviors | 215mm x 103mm x 65mm thick | Laid to edge ; herringbone pattern | Overall 275mm thick. 150mm hardcore base layer compacted and blinded with sand, bricks laid on edge, to herringbone pattern, in sand and cement mortar. Includes excavation, but excludes drainage. | Location Adjustment Applicable (See Guidance Notes) - ERC = UK mean of 1.00 | (BEAMS Note 2) The ERC for this item should be added to all other rateable items on the hereditament (except land). Therefore the total of the ERC of the other Building Items and the P&M ERC (where applicable) to enable the correct contract size adjustment to be made. ERC of Building Component + ERC of P&M = Total ERC to which contract size adjustment should be applied. The appropriate % adjustment should be made in accordance with the scale for contract size adjustment specified under section 6 of the RCG 2023 Guidance notes. The currency ERC rates are set at £4m (Four Million Pounds) @ 1st April 2021 (AVD) for the RCG 2023 Publication. | Cost worked up from SPONS A & B 2019 | - | - | - | - | - | - | - | - | - |  | m2 | - | Please Select | - | - | 65.2756 | Option 2 | 80.929 | 23.98% | 89.1559 | 67.3809 | 3.225% | -16.74% | 67.3809 | 3.225% | Price Book Data | J McLearon | VOA_GPN_GOV_UK\6039815 | 2021-08-13 | Low | - | High | - | - | Updated indices following QA. 16/03/21 - James has gone back to CG2017 descriptions, updated. Medium risk as while there is a build up, it's a significant increase on CG2021 and there doesn't appear to have been any valuer involvement. Also, cheaper than non-herringbone version? | NA | SPONS A&B | 1.561 | (BEAMS Note 2) The ERC for this item should be added to all other rateable items on the hereditament (except land). Therefore the total of the ERC of the other Building Items and the P&M ERC (where applicable) to enable the correct contract size adjustment to be made. ERC of Building Component + ERC of P&M = Total ERC to which contract size adjustment should be applied. The appropriate % adjustment should be made in accordance with the scale for contract size adjustment specified under section 6 of the RCG 2021 Guidance notes. The currency ERC rates are set at £4m (Four Million Pounds) @ 1st April 2019 (AVD) for the RCG 2021 Publication. | - | - | 2 | TRUE
4791 | 33U1G5 | 6563 | 33U1G5 | Roads | Surfaces | Brick Paviors, including excavation and base | 215mm x 103mm x 65mm thick | Laid flat | Overall 275mm thick. 150mm hardcore base layer compacted and blinded with sand, bricks laid flat in sand. Includes excavation, but excludes drainage. | Location Adjustment Applicable (See Guidance Notes) - ERC = UK mean of 1.00 | (BEAMS Note 2) The ERC for this item should be added to all other rateable items on the hereditament (except land). Therefore the total of the ERC of the other Building Items and the P&M ERC (where applicable) to enable the correct contract size adjustment to be made. ERC of Building Component + ERC of P&M = Total ERC to which contract size adjustment should be applied. The appropriate % adjustment should be made in accordance with the scale for contract size adjustment specified under section 6 of the RCG 2023 Guidance notes. The currency ERC rates are set at £4m (Four Million Pounds) @ 1st April 2021 (AVD) for the RCG 2023 Publication. | Cost worked up from SPONS A & B 2019 | - | - | - | - | - | - | - | - | - |  | m2 | - | Please Select | - | - | 44.9873 | Option 2 | 55.7754 | 23.98% | 82.5531 | 62.3907 | 38.69% | 11.86% | 62.3907 | 38.69% | Price Book Data | J McLearon | VOA_GPN_GOV_UK\6039815 | 2021-08-13 | Low | - | Medium | - | - | Updated indices following QA. 16/03/21 - James has gone back to CG2017 descriptions, updated. Medium risk as while there is a build up, it's a significant increase on CG2021 and there doesn't appear to have been any valuer involvement. | NA | SPONS A&B | 1.561 | (BEAMS Note 2) The ERC for this item should be added to all other rateable items on the hereditament (except land). Therefore the total of the ERC of the other Building Items and the P&M ERC (where applicable) to enable the correct contract size adjustment to be made. ERC of Building Component + ERC of P&M = Total ERC to which contract size adjustment should be applied. The appropriate % adjustment should be made in accordance with the scale for contract size adjustment specified under section 6 of the RCG 2021 Guidance notes. The currency ERC rates are set at £4m (Four Million Pounds) @ 1st April 2019 (AVD) for the RCG 2021 Publication. | - | - | 2 | TRUE
4792 | 33U1GA | 6564 | 33U1GA | Roads | Surfaces | Brick Paviors, including excavation and base | 215mm x 103mm x 65mm thick | Laid flat to herringbone pattern | Overall 275mm thick. 150mm hardcore base layer compacted and blinded with sand, bricks laid flat, to herringbone pattern, in sand. Includes excavation, but excludes drainage. | Location Adjustment Applicable (See Guidance Notes) - ERC = UK mean of 1.00 | (BEAMS Note 2) The ERC for this item should be added to all other rateable items on the hereditament (except land). Therefore the total of the ERC of the other Building Items and the P&M ERC (where applicable) to enable the correct contract size adjustment to be made. ERC of Building Component + ERC of P&M = Total ERC to which contract size adjustment should be applied. The appropriate % adjustment should be made in accordance with the scale for contract size adjustment specified under section 6 of the RCG 2023 Guidance notes. The currency ERC rates are set at £4m (Four Million Pounds) @ 1st April 2021 (AVD) for the RCG 2023 Publication. | Cost worked up from SPONS A & B 2019 | - | - | - | - | - | - | - | - | - |  | m2 | - | Please Select | - | - | 49.3978 | Option 2 | 61.2436 | 23.98% | 68.7272 | 51.9416 | 5.15% | -15.19% | 51.9416 | 5.15% | Price Book Data | J McLearon | VOA_GPN_GOV_UK\6039815 | 2021-08-13 | Low | - | High | - | - | Updated indices following QA. 16/03/21 - James has gone back to CG2017 descriptions, updated. Medium risk as while there is a build up, it's a significant increase on CG2021 and there doesn't appear to have been any valuer involvement. Also cheaper than non-herringbone version? | NA | SPONS A&B | 1.561 | (BEAMS Note 2) The ERC for this item should be added to all other rateable items on the hereditament (except land). Therefore the total of the ERC of the other Building Items and the P&M ERC (where applicable) to enable the correct contract size adjustment to be made. ERC of Building Component + ERC of P&M = Total ERC to which contract size adjustment should be applied. The appropriate % adjustment should be made in accordance with the scale for contract size adjustment specified under section 6 of the RCG 2021 Guidance notes. The currency ERC rates are set at £4m (Four Million Pounds) @ 1st April 2019 (AVD) for the RCG 2021 Publication. | - | - | 2 | TRUE
4793 | 33U1GF | 8310 | 33U1GF | Roads | Surfaces | Brick Paviors, including excavation and base | 215mm x 103mm x 65mm thick | Laid to edge | Overall 275mm thick. 150mm hardcore base layer compacted and blinded with sand, bricks laid on edge, in sand and cement mortar. Includes excavation, but excludes drainage. | Location Adjustment Applicable (See Guidance Notes) - ERC = UK mean of 1.00 | (BEAMS Note 2) The ERC for this item should be added to all other rateable items on the hereditament (except land). Therefore the total of the ERC of the other Building Items and the P&M ERC (where applicable) to enable the correct contract size adjustment to be made. ERC of Building Component + ERC of P&M = Total ERC to which contract size adjustment should be applied. The appropriate % adjustment should be made in accordance with the scale for contract size adjustment specified under section 6 of the RCG 2023 Guidance notes. The currency ERC rates are set at £4m (Four Million Pounds) @ 1st April 2021 (AVD) for the RCG 2023 Publication. | Cost worked up from SPONS A & B 2019 | - | - | - | - | - | - | - | - | - |  | m2 | - | Please Select | - | - | 61.7472 | Option 2 | 76.5545 | 23.98% | 118.266 | 89.3812 | 44.75% | 16.76% | 89.3812 | 44.75% | Price Book Data | J McLearon | VOA_GPN_GOV_UK\6039815 | 2021-08-13 | Low | - | Medium | - | - | Updated indices following QA. 16/03/21 - James has gone back to CG2017 descriptions, updated. Medium risk as while there is a build up, it's a significant increase on CG2021 and there doesn't appear to have been any valuer involvement. | NA | SPONS A&B | 1.561 | (BEAMS Note 2) The ERC for this item should be added to all other rateable items on the hereditament (except land). Therefore the total of the ERC of the other Building Items and the P&M ERC (where applicable) to enable the correct contract size adjustment to be made. ERC of Building Component + ERC of P&M = Total ERC to which contract size adjustment should be applied. The appropriate % adjustment should be made in accordance with the scale for contract size adjustment specified under section 6 of the RCG 2021 Guidance notes. The currency ERC rates are set at £4m (Four Million Pounds) @ 1st April 2019 (AVD) for the RCG 2021 Publication. | - | - | 2 | TRUE
4795 | 33U1H5 | 6565 | 33U1H5 | Roads | Surfaces | Cobbles | 50 to 75mm thick | 238mm overall thickness | 100mm hardcore base layer compacted and blinded with sand, cobbles laid in sand and cement mortar. Includes excavation, but excludes drainage. | Location Adjustment Applicable (See Guidance Notes) - ERC = UK mean of 1.00 | (BEAMS Note 2) The ERC for this item should be added to all other rateable items on the hereditament (except land). Therefore the total of the ERC of the other Building Items and the P&M ERC (where applicable) to enable the correct contract size adjustment to be made. ERC of Building Component + ERC of P&M = Total ERC to which contract size adjustment should be applied. The appropriate % adjustment should be made in accordance with the scale for contract size adjustment specified under section 6 of the RCG 2023 Guidance notes. The currency ERC rates are set at £4m (Four Million Pounds) @ 1st April 2021 (AVD) for the RCG 2023 Publication. | Cost worked up from SPONS A & B 2019 | - | - | - | - | - | - | - | - | - |  | m2 | - | Please Select | - | - | 101.4419 | Option 2 | 125.7681 | 23.98% | 149 | 112.6089 | 11.01% | -10.46% | 110.5844 | 9.013% | Price Book Data | J McLearon | VOA_GPN_GOV_UK\6039815 | 2022-04-06 | Low | - | Medium | - | - | James has gone back to CG2017 descriptions, updated. Medium risk as while there is a build up, it's a significant increase on CG2021 and there doesn't appear to have been any valuer involvement. | NA | SPONS A&B | 1.56 | (BEAMS Note 2) The ERC for this item should be added to all other rateable items on the hereditament (except land). Therefore the total of the ERC of the other Building Items and the P&M ERC (where applicable) to enable the correct contract size adjustment to be made. ERC of Building Component + ERC of P&M = Total ERC to which contract size adjustment should be applied. The appropriate % adjustment should be made in accordance with the scale for contract size adjustment specified under section 6 of the RCG 2021 Guidance notes. The currency ERC rates are set at £4m (Four Million Pounds) @ 1st April 2019 (AVD) for the RCG 2021 Publication. | - | - | 2 | TRUE
4796 | 33U1HA | 6566 | 33U1HA | Roads | Surfaces | Cobbles laid in pattern, including excavation and base | 50 to 75mm thick ; laid to pattern | 238mm overall thickness | 100mm hardcore base layer compacted and blinded with sand, cobbles laid in a pattern in sand and cement mortar. Includes excavation, but excludes drainage. | Location Adjustment Applicable (See Guidance Notes) - ERC = UK mean of 1.00 | (BEAMS Note 2) The ERC for this item should be added to all other rateable items on the hereditament (except land). Therefore the total of the ERC of the other Building Items and the P&M ERC (where applicable) to enable the correct contract size adjustment to be made. ERC of Building Component + ERC of P&M = Total ERC to which contract size adjustment should be applied. The appropriate % adjustment should be made in accordance with the scale for contract size adjustment specified under section 6 of the RCG 2023 Guidance notes. The currency ERC rates are set at £4m (Four Million Pounds) @ 1st April 2021 (AVD) for the RCG 2023 Publication. | Cost worked up from SPONS A & B 2019 | - | - | - | - | - | - | - | - | - |  | m2 | - | Please Select | - | - | 118.2018 | Option 2 | 146.5471 | 23.98% | 175 | 132.2588 | 11.89% | -9.75% | 129.5646 | 9.613% | Price Book Data | J McLearon | VOA_GPN_GOV_UK\6039815 | 2022-04-06 | Low | - | Medium | - | - | James has gone back to CG2017 descriptions, updated. Medium risk as while there is a build up, it's a significant increase on CG2021 and there doesn't appear to have been any valuer involvement. | NA | SPONS A&B | 1.56 | (BEAMS Note 2) The ERC for this item should be added to all other rateable items on the hereditament (except land). Therefore the total of the ERC of the other Building Items and the P&M ERC (where applicable) to enable the correct contract size adjustment to be made. ERC of Building Component + ERC of P&M = Total ERC to which contract size adjustment should be applied. The appropriate % adjustment should be made in accordance with the scale for contract size adjustment specified under section 6 of the RCG 2021 Guidance notes. The currency ERC rates are set at £4m (Four Million Pounds) @ 1st April 2019 (AVD) for the RCG 2021 Publication. | - | - | 2 | TRUE
4797 | 33U1K5 | 6574 | 33U1K5 | Roads | Surfaces | Concrete Block Paviors, including excavation and base | 200 x 100 x 80mm thick | Grey | Overall 330mm thick. 150mm hardcore base layer compacted and blinded with sand, bricks laid flat in sand and cement mortar. Includes excavation, but excludes drainage | Location Adjustment Applicable (See Guidance Notes) - ERC = UK mean of 1.00 | (BEAMS Note 2) The ERC for this item should be added to all other rateable items on the hereditament (except land). Therefore the total of the ERC of the other Building Items and the P&M ERC (where applicable) to enable the correct contract size adjustment to be made. ERC of Building Component + ERC of P&M = Total ERC to which contract size adjustment should be applied. The appropriate % adjustment should be made in accordance with the scale for contract size adjustment specified under section 6 of the RCG 2023 Guidance notes. The currency ERC rates are set at £4m (Four Million Pounds) @ 1st April 2021 (AVD) for the RCG 2023 Publication. | Cost worked up from SPONS A & B 2019 | - | - | - | - | - | - | - | - | - |  | m2 | - | Please Select | - | - | 37.9304 | Option 2 | 47.0263 | 23.98% | 72 | 54.415 | 43.46% | 15.71% | 53.096 | 39.98% | Price Book Data | J McLearon | VOA_GPN_GOV_UK\6039815 | 2022-04-06 | Low | - | Medium | - | - | James has gone back to CG2017 descriptions, updated. Medium risk as while there is a build up, it's a significant increase on CG2021 and there doesn't appear to have been any valuer involvement. SPONS 2019 only has rate for herringbone, so i used 2015 to create a pro-rata so there is some difference between codes. | NA | SPONS A&B | 1.56 | (BEAMS Note 2) The ERC for this item should be added to all other rateable items on the hereditament (except land). Therefore the total of the ERC of the other Building Items and the P&M ERC (where applicable) to enable the correct contract size adjustment to be made. ERC of Building Component + ERC of P&M = Total ERC to which contract size adjustment should be applied. The appropriate % adjustment should be made in accordance with the scale for contract size adjustment specified under section 6 of the RCG 2021 Guidance notes. The currency ERC rates are set at £4m (Four Million Pounds) @ 1st April 2019 (AVD) for the RCG 2021 Publication. | - | - | 2 | TRUE
4798 | 33U1KA | 6575 | 33U1KA | Roads | Surfaces | Concrete Block Paviors, laid in herringbone, including excavation and base | 200 x 100 x 80mm thick | Grey ; to herringbone pattern | Overall 330mm thick. 150mm hardcore base layer compacted and blinded with sand, bricks laid to herringbone pattern in sand and cement mortar. Includes excavation, but excludes drainage. | Location Adjustment Applicable (See Guidance Notes) - ERC = UK mean of 1.00 | (BEAMS Note 2) The ERC for this item should be added to all other rateable items on the hereditament (except land). Therefore the total of the ERC of the other Building Items and the P&M ERC (where applicable) to enable the correct contract size adjustment to be made. ERC of Building Component + ERC of P&M = Total ERC to which contract size adjustment should be applied. The appropriate % adjustment should be made in accordance with the scale for contract size adjustment specified under section 6 of the RCG 2023 Guidance notes. The currency ERC rates are set at £4m (Four Million Pounds) @ 1st April 2021 (AVD) for the RCG 2023 Publication. | Cost worked up from SPONS A & B 2019 | - | - | - | - | - | - | - | - | - |  | m2 | - | Please Select | - | - | 42.341 | Option 2 | 52.4945 | 23.98% | 78 | 58.9496 | 39.23% | 12.3% | 58.14 | 37.31% | Price Book Data | J McLearon | VOA_GPN_GOV_UK\6039815 | 2022-04-06 | Low | - | High | - | - | James has gone back to CG2017 descriptions, updated. Medium risk as while there is a build up, it's a significant increase on CG2021 and there doesn't appear to have been any valuer involvement. Also, same rate as non-herringbone version? | NA | SPONS A&B | 1.56 | (BEAMS Note 2) The ERC for this item should be added to all other rateable items on the hereditament (except land). Therefore the total of the ERC of the other Building Items and the P&M ERC (where applicable) to enable the correct contract size adjustment to be made. ERC of Building Component + ERC of P&M = Total ERC to which contract size adjustment should be applied. The appropriate % adjustment should be made in accordance with the scale for contract size adjustment specified under section 6 of the RCG 2021 Guidance notes. The currency ERC rates are set at £4m (Four Million Pounds) @ 1st April 2019 (AVD) for the RCG 2021 Publication. | - | - | 2 | TRUE
4799 | 33U1KF | 6576 | 33U1KF | Roads | Surfaces | Concrete block paviours Inc. hardcore and excavation | 200mm x 100mm x 80mm | Coloured | 150mm hardcore base layer compacted and blinded with 50mm sand,Concrete block paviours 200mm x 100mm x 80mm, grey. Includes excavation, but excludes drainage | Location Adjustment Applicable (See Guidance Notes) - ERC = UK mean of 1.00 | (BEAMS Note 2) The ERC for this item should be added to all other rateable items on the hereditament (except land). Therefore the total of the ERC of the other Building Items and the P&M ERC (where applicable) to enable the correct contract size adjustment to be made. ERC of Building Component + ERC of P&M = Total ERC to which contract size adjustment should be applied. The appropriate % adjustment should be made in accordance with the scale for contract size adjustment specified under section 6 of the RCG 2023 Guidance notes. The currency ERC rates are set at £4m (Four Million Pounds) @ 1st April 2021 (AVD) for the RCG 2023 Publication. | Cost worked up from SPONS A & B 2019 | - | - | - | - | - | For cost of drainage see code 33U1N5 | Surfacing -Concrete paviours | - | - |  | m2 | - | Please Select | - | - | 39.6946 | Option 2 | 49.2136 | 23.98% | 73 | 55.1708 | 38.99% | 12.1% | 54.284 | 36.75% | Price Book Data | Ryan Casey | VOA_GPN_GOV_UK\7233251 | 2022-04-06 | Low | - | Medium | - | - | Original sheet was lost and so Ryan C re-created hense different date to rest of category. We identified a description error that occurred in CG2017 (everything described as grey, but some priced as coloured blocks) which is now corrected. Significant increase on CG2021 so medium risk. SPONS 2019 only has rate for herringbone, so i used 2015 to create a pro-rata so there is some difference between codes. | NA | SPONS A&B | 1.56 | (BEAMS Note 2) The ERC for this item should be added to all other rateable items on the hereditament (except land). Therefore the total of the ERC of the other Building Items and the P&M ERC (where applicable) to enable the correct contract size adjustment to be made. ERC of Building Component + ERC of P&M = Total ERC to which contract size adjustment should be applied. The appropriate % adjustment should be made in accordance with the scale for contract size adjustment specified under section 6 of the RCG 2021 Guidance notes. The currency ERC rates are set at £4m (Four Million Pounds) @ 1st April 2019 (AVD) for the RCG 2021 Publication. | Surfacing -Concrete paviours | - | 2 | TRUE
4800 | 33U1KK | 6577 | 33U1KK | Roads | Surfaces | Concrete block paviours Inc. hardcore and excavation | 200mm x 100mm x 80mm, herringbone pattern | Coloured | 150mm hardcore base layer compacted and blinded with 50mm sand,Concrete block paviours 200mm x 100mm x 80mm herringbone pattern, grey. Includes excavation, but excludes drainage | Location Adjustment Applicable (See Guidance Notes) - ERC = UK mean of 1.00 | (BEAMS Note 2) The ERC for this item should be added to all other rateable items on the hereditament (except land). Therefore the total of the ERC of the other Building Items and the P&M ERC (where applicable) to enable the correct contract size adjustment to be made. ERC of Building Component + ERC of P&M = Total ERC to which contract size adjustment should be applied. The appropriate % adjustment should be made in accordance with the scale for contract size adjustment specified under section 6 of the RCG 2023 Guidance notes. The currency ERC rates are set at £4m (Four Million Pounds) @ 1st April 2021 (AVD) for the RCG 2023 Publication. | Cost worked up from SPONS A & B 2019 | - | - | - | - | - | For cost of drainage see code 33U1N5 | Surfacing -Concrete paviours | - | - |  | m2 | - | Please Select | - | - | 43.2231 | Option 2 | 53.5881 | 23.98% | 80 | 60.4611 | 39.88% | 12.83% | 59.2943 | 37.18% | Price Book Data | Ryan Casey | VOA_GPN_GOV_UK\7233251 | 2022-04-06 | Low | - | Medium | - | - | Original sheet was lost and so Ryan C re-created hense different date to rest of category. We identified a description error that occurred in CG2017 (everything described as grey, but some priced as coloured blocks) which is now corrected. Significant increase on CG2021 so medium risk. | NA | SPONS A&B | 1.56 | (BEAMS Note 2) The ERC for this item should be added to all other rateable items on the hereditament (except land). Therefore the total of the ERC of the other Building Items and the P&M ERC (where applicable) to enable the correct contract size adjustment to be made. ERC of Building Component + ERC of P&M = Total ERC to which contract size adjustment should be applied. The appropriate % adjustment should be made in accordance with the scale for contract size adjustment specified under section 6 of the RCG 2021 Guidance notes. The currency ERC rates are set at £4m (Four Million Pounds) @ 1st April 2019 (AVD) for the RCG 2021 Publication. | Surfacing -Concrete paviours | - | 2 | TRUE
4801 | 33U1J5 | 6567 | 33U1J5 | Roads | Surfaces | Concrete Flags, including excavation and base | Grey | 450 x 600 x 50mm thick | Overall 275mm thick. 150mm hardcore base layer compacted and blinded with sand, flags laid in sand and cement mortar. Includes excavation, but excludes drainage. | Location Adjustment Applicable (See Guidance Notes) - ERC = UK mean of 1.00 | (BEAMS Note 2) The ERC for this item should be added to all other rateable items on the hereditament (except land). Therefore the total of the ERC of the other Building Items and the P&M ERC (where applicable) to enable the correct contract size adjustment to be made. ERC of Building Component + ERC of P&M = Total ERC to which contract size adjustment should be applied. The appropriate % adjustment should be made in accordance with the scale for contract size adjustment specified under section 6 of the RCG 2023 Guidance notes. The currency ERC rates are set at £4m (Four Million Pounds) @ 1st April 2021 (AVD) for the RCG 2023 Publication. | Cost worked up from SPONS A & B 2019 | - | - | - | - | - | - | - | - | - | 63Z00X | m2 | - | Please Select | - | - | 31.7557 | Option 2 | 39.3709 | 23.98% | 72 | 54.415 | 71.36% | 38.21% | 53.443 | 68.29% | Price Book Data | J McLearon | VOA_GPN_GOV_UK\6039815 | 2022-04-06 | Low | - | Medium | - | - | Updated indices following QA. 16/03/21 - James has gone back to CG2017 descriptions, updated. Medium risk as while there is a build up, it's a significant increase on CG2021 and there doesn't appear to have been any valuer involvement. | NA | SPONS A&B | 1.561 | (BEAMS Note 2) The ERC for this item should be added to all other rateable items on the hereditament (except land). Therefore the total of the ERC of the other Building Items and the P&M ERC (where applicable) to enable the correct contract size adjustment to be made. ERC of Building Component + ERC of P&M = Total ERC to which contract size adjustment should be applied. The appropriate % adjustment should be made in accordance with the scale for contract size adjustment specified under section 6 of the RCG 2021 Guidance notes. The currency ERC rates are set at £4m (Four Million Pounds) @ 1st April 2019 (AVD) for the RCG 2021 Publication. | - | - | 2 | TRUE
4802 | 33U1JA | 6568 | 33U1JA | Roads | Surfaces | Concrete Flags, including excavation and base | Grey | 600 x 600 x 50mm thick | Overall 275mm thick. 150mm hardcore base layer compacted and blinded with sand, flags laid in sand and cement mortar. Includes excavation, but excludes drainage. | Location Adjustment Applicable (See Guidance Notes) - ERC = UK mean of 1.00 | (BEAMS Note 2) The ERC for this item should be added to all other rateable items on the hereditament (except land). Therefore the total of the ERC of the other Building Items and the P&M ERC (where applicable) to enable the correct contract size adjustment to be made. ERC of Building Component + ERC of P&M = Total ERC to which contract size adjustment should be applied. The appropriate % adjustment should be made in accordance with the scale for contract size adjustment specified under section 6 of the RCG 2023 Guidance notes. The currency ERC rates are set at £4m (Four Million Pounds) @ 1st April 2021 (AVD) for the RCG 2023 Publication. | Cost worked up from SPONS A & B 2019 | - | - | - | - | - | - | - | - | - |  | m2 | - | Please Select | - | - | 29.9915 | Option 2 | 37.1836 | 23.98% | 63 | 47.6132 | 58.76% | 28.05% | 46.7257 | 55.8% | Price Book Data | J McLearon | VOA_GPN_GOV_UK\6039815 | 2022-04-06 | Low | - | Medium | - | - | James has gone back to CG2017 descriptions, updated. Medium risk as while there is a build up, it's a significant increase on CG2021 and there doesn't appear to have been any valuer involvement. | NA | SPONS A&B | 1.56 | (BEAMS Note 2) The ERC for this item should be added to all other rateable items on the hereditament (except land). Therefore the total of the ERC of the other Building Items and the P&M ERC (where applicable) to enable the correct contract size adjustment to be made. ERC of Building Component + ERC of P&M = Total ERC to which contract size adjustment should be applied. The appropriate % adjustment should be made in accordance with the scale for contract size adjustment specified under section 6 of the RCG 2021 Guidance notes. The currency ERC rates are set at £4m (Four Million Pounds) @ 1st April 2019 (AVD) for the RCG 2021 Publication. | - | - | 2 | TRUE
4803 | 33U1JF | 6572 | 33U1JF | Roads | Surfaces | Concrete Flags, including excavation and base | Grey | 750 x 600 x 50mm thick | Overall 275mm thick. 150mm hardcore base layer compacted and blinded with sand, flags laid in sand and cement mortar. Includes excavation, but excludes drainage. | Location Adjustment Applicable (See Guidance Notes) - ERC = UK mean of 1.00 | (BEAMS Note 2) The ERC for this item should be added to all other rateable items on the hereditament (except land). Therefore the total of the ERC of the other Building Items and the P&M ERC (where applicable) to enable the correct contract size adjustment to be made. ERC of Building Component + ERC of P&M = Total ERC to which contract size adjustment should be applied. The appropriate % adjustment should be made in accordance with the scale for contract size adjustment specified under section 6 of the RCG 2023 Guidance notes. The currency ERC rates are set at £4m (Four Million Pounds) @ 1st April 2021 (AVD) for the RCG 2023 Publication. | Cost worked up from SPONS A & B 2019 | - | - | - | - | - | - | - | - | - |  | m2 | - | Please Select | - | - | 28.2273 | Option 2 | 34.9963 | 23.98% | 59 | 44.5901 | 57.97% | 27.41% | 43.9399 | 55.66% | Price Book Data | J McLearon | VOA_GPN_GOV_UK\6039815 | 2022-04-06 | Low | - | Medium | - | - | James has gone back to CG2017 descriptions, updated. Medium risk as while there is a build up, it's a significant increase on CG2021 and there doesn't appear to have been any valuer involvement. | NA | SPONS A&B | 1.56 | (BEAMS Note 2) The ERC for this item should be added to all other rateable items on the hereditament (except land). Therefore the total of the ERC of the other Building Items and the P&M ERC (where applicable) to enable the correct contract size adjustment to be made. ERC of Building Component + ERC of P&M = Total ERC to which contract size adjustment should be applied. The appropriate % adjustment should be made in accordance with the scale for contract size adjustment specified under section 6 of the RCG 2021 Guidance notes. The currency ERC rates are set at £4m (Four Million Pounds) @ 1st April 2019 (AVD) for the RCG 2021 Publication. | - | - | 2 | TRUE
4804 | 33U1JK | 6573 | 33U1JK | Roads | Surfaces | Concrete Flags, including excavation and base | Grey | 900 x 600 x 50mm thick | Overall 275mm thick. 150mm hardcore base layer compacted and blinded with sand, flags laid in sand and cement mortar. Includes excavation, but excludes drainage. | Location Adjustment Applicable (See Guidance Notes) - ERC = UK mean of 1.00 | (BEAMS Note 2) The ERC for this item should be added to all other rateable items on the hereditament (except land). Therefore the total of the ERC of the other Building Items and the P&M ERC (where applicable) to enable the correct contract size adjustment to be made. ERC of Building Component + ERC of P&M = Total ERC to which contract size adjustment should be applied. The appropriate % adjustment should be made in accordance with the scale for contract size adjustment specified under section 6 of the RCG 2023 Guidance notes. The currency ERC rates are set at £4m (Four Million Pounds) @ 1st April 2021 (AVD) for the RCG 2023 Publication. | Cost worked up from SPONS A & B 2019 | - | - | - | - | - | - | - | - | - |  | m2 | - | Please Select | - | - | 25.581 | Option 2 | 31.7154 | 23.98% | 56 | 42.3228 | 65.45% | 33.45% | 41.2061 | 61.08% | Price Book Data | J McLearon | VOA_GPN_GOV_UK\6039815 | 2022-04-06 | Low | - | Medium | - | - | James has gone back to CG2017 descriptions, updated. Medium risk as while there is a build up, it's a significant increase on CG2021 and there doesn't appear to have been any valuer involvement. | NA | SPONS A&B | 1.56 | (BEAMS Note 2) The ERC for this item should be added to all other rateable items on the hereditament (except land). Therefore the total of the ERC of the other Building Items and the P&M ERC (where applicable) to enable the correct contract size adjustment to be made. ERC of Building Component + ERC of P&M = Total ERC to which contract size adjustment should be applied. The appropriate % adjustment should be made in accordance with the scale for contract size adjustment specified under section 6 of the RCG 2021 Guidance notes. The currency ERC rates are set at £4m (Four Million Pounds) @ 1st April 2019 (AVD) for the RCG 2021 Publication. | - | - | 2 | TRUE
4805 | 33U1S4 | 6583 | 33U1S4 | Roads | Surfaces | Concrete road, including excavation and base | 350mm overall thickness | 3.5m wide | 150mm compacted sub-base blinded with sand, with 150mm reinforced concrete over. Includes excavation, kerbs, channels and drainage. | Location Adjustment Applicable (See Guidance Notes) - ERC = UK mean of 1.00 | (BEAMS Note 2) The ERC for this item should be added to all other rateable items on the hereditament (except land). Therefore the total of the ERC of the other Building Items and the P&M ERC (where applicable) to enable the correct contract size adjustment to be made. ERC of Building Component + ERC of P&M = Total ERC to which contract size adjustment should be applied. The appropriate % adjustment should be made in accordance with the scale for contract size adjustment specified under section 6 of the RCG 2023 Guidance notes. The currency ERC rates are set at £4m (Four Million Pounds) @ 1st April 2021 (AVD) for the RCG 2023 Publication. | Cost worked up from SPONS A&B 2019 | - | - | - | - | - | - | - | - | - |  | m | per metre at 3.5m wide | Please Select | - | - | 333.4351 | Option 2 | 413.3941 | 23.98% | 549 | 414.9146 | 24.44% | 0.3678% | 407.262 | 22.14% | Price Book Data | James Mclearon | VOA_GPN_GOV_UK\6039815 | 2022-04-06 | Low | - | Medium | - | - | James has gone back to CG2017 descriptions, updated. Medium risk as while there is a build up, there's a significant increase on CG2021. | NA | SPONS A&B | 1.56 | (BEAMS Note 2) The ERC for this item should be added to all other rateable items on the hereditament (except land). Therefore the total of the ERC of the other Building Items and the P&M ERC (where applicable) to enable the correct contract size adjustment to be made. ERC of Building Component + ERC of P&M = Total ERC to which contract size adjustment should be applied. The appropriate % adjustment should be made in accordance with the scale for contract size adjustment specified under section 6 of the RCG 2021 Guidance notes. The currency ERC rates are set at £4m (Four Million Pounds) @ 1st April 2019 (AVD) for the RCG 2021 Publication. | - | - | 2 | TRUE
4806 | 33U1S5 | 6584 | 33U1S5 | Roads | Surfaces | Concrete road, including excavation and base | 350mm overall thickness | 4.9m wide | 150mm compacted sub-base blinded with sand, with 150mm reinforced concrete over. Includes excavation, kerbs, channels and drainage. | Location Adjustment Applicable (See Guidance Notes) - ERC = UK mean of 1.00 | (BEAMS Note 2) The ERC for this item should be added to all other rateable items on the hereditament (except land). Therefore the total of the ERC of the other Building Items and the P&M ERC (where applicable) to enable the correct contract size adjustment to be made. ERC of Building Component + ERC of P&M = Total ERC to which contract size adjustment should be applied. The appropriate % adjustment should be made in accordance with the scale for contract size adjustment specified under section 6 of the RCG 2023 Guidance notes. The currency ERC rates are set at £4m (Four Million Pounds) @ 1st April 2021 (AVD) for the RCG 2023 Publication. | Cost worked up from SPONS A&B 2019 | - | - | - | - | - | - | - | - | - |  | m | per metre at 4.9m wide | Please Select | - | - | 390.7718 | Option 2 | 484.4804 | 23.98% | 639 | 482.9334 | 23.58% | -0.3193% | 474.4433 | 21.41% | Price Book Data | J McLearon | VOA_GPN_GOV_UK\6039815 | 2022-04-06 | Low | - | Medium | - | - | James has gone back to CG2017 descriptions, updated. Medium risk as while there is a build up, there's a significant increase on CG2021. | NA | SPONS A&B | 1.56 | (BEAMS Note 2) The ERC for this item should be added to all other rateable items on the hereditament (except land). Therefore the total of the ERC of the other Building Items and the P&M ERC (where applicable) to enable the correct contract size adjustment to be made. ERC of Building Component + ERC of P&M = Total ERC to which contract size adjustment should be applied. The appropriate % adjustment should be made in accordance with the scale for contract size adjustment specified under section 6 of the RCG 2021 Guidance notes. The currency ERC rates are set at £4m (Four Million Pounds) @ 1st April 2019 (AVD) for the RCG 2021 Publication. | - | - | 2 | TRUE
4807 | 33U1SA | 6585 | 33U1SA | Roads | Surfaces | Concrete road, including excavation and base | 350mm overall thickness | 6.10m wide | 150mm compacted sub-base blinded with sand, with 150mm reinforced concrete over. Includes excavation, kerbs, channels and drainage. | Location Adjustment Applicable (See Guidance Notes) - ERC = UK mean of 1.00 | (BEAMS Note 2) The ERC for this item should be added to all other rateable items on the hereditament (except land). Therefore the total of the ERC of the other Building Items and the P&M ERC (where applicable) to enable the correct contract size adjustment to be made. ERC of Building Component + ERC of P&M = Total ERC to which contract size adjustment should be applied. The appropriate % adjustment should be made in accordance with the scale for contract size adjustment specified under section 6 of the RCG 2023 Guidance notes. The currency ERC rates are set at £4m (Four Million Pounds) @ 1st April 2021 (AVD) for the RCG 2023 Publication. | Cost worked up from SPONS A&B 2019 | - | - | - | - | - | - | - | - | - |  | m | per metre at 6.10m wide | Please Select | - | - | 435.759 | Option 2 | 540.2558 | 23.98% | 711 | 537.3484 | 23.31% | -0.5382% | 527.7474 | 21.11% | Price Book Data | J McLearon | VOA_GPN_GOV_UK\6039815 | 2022-04-06 | Low | - | Medium | - | - | James has gone back to CG2017 descriptions, updated. Medium risk as while there is a build up, there's a significant increase on CG2021. | NA | SPONS A&B | 1.56 | (BEAMS Note 2) The ERC for this item should be added to all other rateable items on the hereditament (except land). Therefore the total of the ERC of the other Building Items and the P&M ERC (where applicable) to enable the correct contract size adjustment to be made. ERC of Building Component + ERC of P&M = Total ERC to which contract size adjustment should be applied. The appropriate % adjustment should be made in accordance with the scale for contract size adjustment specified under section 6 of the RCG 2021 Guidance notes. The currency ERC rates are set at £4m (Four Million Pounds) @ 1st April 2019 (AVD) for the RCG 2021 Publication. | - | - | 2 | TRUE
4808 | 33U1SF | 6586 | 33U1SF | Roads | Surfaces | Concrete road, including excavation and base | 350mm overall thickness | 7.3m wide | 150mm compacted sub-base blinded with sand, with 150mm reinforced concrete over. Includes excavation, kerbs, channels and drainage. | Location Adjustment Applicable (See Guidance Notes) - ERC = UK mean of 1.00 | (BEAMS Note 2) The ERC for this item should be added to all other rateable items on the hereditament (except land). Therefore the total of the ERC of the other Building Items and the P&M ERC (where applicable) to enable the correct contract size adjustment to be made. ERC of Building Component + ERC of P&M = Total ERC to which contract size adjustment should be applied. The appropriate % adjustment should be made in accordance with the scale for contract size adjustment specified under section 6 of the RCG 2023 Guidance notes. The currency ERC rates are set at £4m (Four Million Pounds) @ 1st April 2021 (AVD) for the RCG 2023 Publication. | Cost worked up from SPONS A&B 2019 | - | - | - | - | - | - | - | - | - |  | m | per metre at 7.3m wide | Please Select | - | - | 481.6284 | Option 2 | 597.1249 | 23.98% | 783 | 591.7635 | 22.87% | -0.8979% | 581.0863 | 20.65% | Price Book Data | J McLearon | VOA_GPN_GOV_UK\6039815 | 2022-04-06 | Low | - | Medium | - | - | James has gone back to CG2017 descriptions, updated. Medium risk as while there is a build up, there's a significant increase on CG2021. | NA | SPONS A&B | 1.56 | (BEAMS Note 2) The ERC for this item should be added to all other rateable items on the hereditament (except land). Therefore the total of the ERC of the other Building Items and the P&M ERC (where applicable) to enable the correct contract size adjustment to be made. ERC of Building Component + ERC of P&M = Total ERC to which contract size adjustment should be applied. The appropriate % adjustment should be made in accordance with the scale for contract size adjustment specified under section 6 of the RCG 2021 Guidance notes. The currency ERC rates are set at £4m (Four Million Pounds) @ 1st April 2019 (AVD) for the RCG 2021 Publication. | - | - | 2 | TRUE
4770 | 33U1N5 | 6569 | 33U1N5 | Roads | Surfaces | Drainage | Drainage to surfaced area | - | All in rate for surface water drainage to hard surfaced areas | Location Adjustment Applicable (See Guidance Notes) - ERC = UK mean of 1.00 | (BEAMS Note 2) The ERC for this item should be added to all other rateable items on the hereditament (except land). Therefore the total of the ERC of the other Building Items and the P&M ERC (where applicable) to enable the correct contract size adjustment to be made. ERC of Building Component + ERC of P&M = Total ERC to which contract size adjustment should be applied. The appropriate % adjustment should be made in accordance with the scale for contract size adjustment specified under section 6 of the RCG 2023 Guidance notes. The currency ERC rates are set at £4m (Four Million Pounds) @ 1st April 2021 (AVD) for the RCG 2023 Publication. | Cost worked up from SPONS A&B | - | - | - | - | - | - | - | - | - |  | m2 | - | Please Select | - | - | 13.2315 | Option 2 | 16.4045 | 23.98% | 30 | 22.6729 | 71.36% | 38.21% | 22.5644 | 70.54% | Price Book Data | J McLearon | VOA_GPN_GOV_UK\6039815 | 2022-04-06 | Low | - | Low | - | - | - | NA | SPONS A&B | 1.56 | (BEAMS Note 2) The ERC for this item should be added to all other rateable items on the hereditament (except land). Therefore the total of the ERC of the other Building Items and the P&M ERC (where applicable) to enable the correct contract size adjustment to be made. ERC of Building Component + ERC of P&M = Total ERC to which contract size adjustment should be applied. The appropriate % adjustment should be made in accordance with the scale for contract size adjustment specified under section 6 of the RCG 2021 Guidance notes. The currency ERC rates are set at £4m (Four Million Pounds) @ 1st April 2019 (AVD) for the RCG 2021 Publication. | - | - | 2 | TRUE
4809 | 33U1L5 | 6578 | 33U1L5 | Roads | Surfaces | Granite Setts, including excavation and base | 200 x 100 x 100mm thick | - | Overall 325mm thick. 150mm hardcore base layer compacted and blinded with sand, setts laid in sand and cement mortar. Includes excavation, but excludes drainage. | Location Adjustment Applicable (See Guidance Notes) - ERC = UK mean of 1.00 | (BEAMS Note 2) The ERC for this item should be added to all other rateable items on the hereditament (except land). Therefore the total of the ERC of the other Building Items and the P&M ERC (where applicable) to enable the correct contract size adjustment to be made. ERC of Building Component + ERC of P&M = Total ERC to which contract size adjustment should be applied. The appropriate % adjustment should be made in accordance with the scale for contract size adjustment specified under section 6 of the RCG 2023 Guidance notes. The currency ERC rates are set at £4m (Four Million Pounds) @ 1st April 2021 (AVD) for the RCG 2023 Publication. | Cost worked up from SPONS A & B 2019 | - | - | - | - | - | - | - | - | - |  | m2 | - | Please Select | - | - | 89.0924 | Option 2 | 110.4572 | 23.98% | 133 | 100.5167 | 12.82% | -8.999% | 98.591 | 10.66% | Price Book Data | J McLearon | VOA_GPN_GOV_UK\6039815 | 2022-04-06 | Low | - | Low | - | - | James has gone back to CG2017 descriptions, updated. Low risk as there is a build up supporting small increase on CG2021. | NA | SPONS A&B | 1.56 | (BEAMS Note 2) The ERC for this item should be added to all other rateable items on the hereditament (except land). Therefore the total of the ERC of the other Building Items and the P&M ERC (where applicable) to enable the correct contract size adjustment to be made. ERC of Building Component + ERC of P&M = Total ERC to which contract size adjustment should be applied. The appropriate % adjustment should be made in accordance with the scale for contract size adjustment specified under section 6 of the RCG 2021 Guidance notes. The currency ERC rates are set at £4m (Four Million Pounds) @ 1st April 2019 (AVD) for the RCG 2021 Publication. | - | - | 2 | TRUE
4810 | 33U1LA | 6579 | 33U1LA | Roads | Surfaces | Granite Setts, laid o pattern, including excavation and base | 200 x 100 x 100mm thick | Laid to a pattern | Overall 325mm thick. 150mm hardcore base layer compacted and blinded with sand, setts laid to pattern in sand and cement mortar. Includes excavation, but excludes drainage. | Location Adjustment Applicable (See Guidance Notes) - ERC = UK mean of 1.00 | (BEAMS Note 2) The ERC for this item should be added to all other rateable items on the hereditament (except land). Therefore the total of the ERC of the other Building Items and the P&M ERC (where applicable) to enable the correct contract size adjustment to be made. ERC of Building Component + ERC of P&M = Total ERC to which contract size adjustment should be applied. The appropriate % adjustment should be made in accordance with the scale for contract size adjustment specified under section 6 of the RCG 2023 Guidance notes. The currency ERC rates are set at £4m (Four Million Pounds) @ 1st April 2021 (AVD) for the RCG 2023 Publication. | Cost worked up from SPONS A & B 2019 | - | - | - | - | - | - | - | - | - |  | m2 | - | Please Select | - | - | 95.2672 | Option 2 | 118.1126 | 23.98% | 143 | 108.0743 | 13.44% | -8.499% | 106.15 | 11.42% | Price Book Data | J McLearon | VOA_GPN_GOV_UK\6039815 | 2022-04-06 | Low | - | Low | - | - | James has gone back to CG2017 descriptions, updated. Low risk as there is a build up supporting small increase on CG2021. | NA | SPONS A&B | 1.56 | (BEAMS Note 2) The ERC for this item should be added to all other rateable items on the hereditament (except land). Therefore the total of the ERC of the other Building Items and the P&M ERC (where applicable) to enable the correct contract size adjustment to be made. ERC of Building Component + ERC of P&M = Total ERC to which contract size adjustment should be applied. The appropriate % adjustment should be made in accordance with the scale for contract size adjustment specified under section 6 of the RCG 2021 Guidance notes. The currency ERC rates are set at £4m (Four Million Pounds) @ 1st April 2019 (AVD) for the RCG 2021 Publication. | - | - | 2 | TRUE
4811 | 33U1AQ | 6560 | 33U1AQ | Roads | Surfaces | Granular Rock, including excavation | 100mm thick | Overall thickness 100mm | Compacted 100mm Granular Rock base layer compacted and blinded with sand Includes excavation, but excludes drainage. | Location Adjustment Applicable (See Guidance Notes) - ERC = UK mean of 1.00 | (BEAMS Note 2) The ERC for this item should be added to all other rateable items on the hereditament (except land). Therefore the total of the ERC of the other Building Items and the P&M ERC (where applicable) to enable the correct contract size adjustment to be made. ERC of Building Component + ERC of P&M = Total ERC to which contract size adjustment should be applied. The appropriate % adjustment should be made in accordance with the scale for contract size adjustment specified under section 6 of the RCG 2023 Guidance notes. The currency ERC rates are set at £4m (Four Million Pounds) @ 1st April 2021 (AVD) for the RCG 2023 Publication. | Cost worked up from SPONS A & B 2019 | - | - | - | - | - | - | - | - | - |  | m2 | - | Please Select | - | - | 8.821 | Option 2 | 10.9364 | 23.98% | 15 | 11.3365 | 28.52% | 3.659% | 11.1642 | 26.56% | Price Book Data | J McLearon | VOA_GPN_GOV_UK\6039815 | 2022-04-06 | Low | - | Medium | - | - | James has gone back to CG2017 descriptions, updated. Medium risk as while there is a build up, it's a significant increase on CG2021 and there doesn't appear to have been any valuer involvement. | NA | SPONS A&B | 1.56 | (BEAMS Note 2) The ERC for this item should be added to all other rateable items on the hereditament (except land). Therefore the total of the ERC of the other Building Items and the P&M ERC (where applicable) to enable the correct contract size adjustment to be made. ERC of Building Component + ERC of P&M = Total ERC to which contract size adjustment should be applied. The appropriate % adjustment should be made in accordance with the scale for contract size adjustment specified under section 6 of the RCG 2021 Guidance notes. The currency ERC rates are set at £4m (Four Million Pounds) @ 1st April 2019 (AVD) for the RCG 2021 Publication. | - | - | 2 | TRUE
4814 | 33U1M5 | 6580 | 33U1M5 | Roads | Surfaces | Grass Concrete | 75mm thick | 246mm overall thickness | 150mm type 1 granular fill base layer compacted and blinded with sand. Grasscrete filled with topsoil and seeded. Includes excavation, but excludes drainage. | Location Adjustment Applicable (See Guidance Notes) - ERC = UK mean of 1.00 | (BEAMS Note 2) The ERC for this item should be added to all other rateable items on the hereditament (except land). Therefore the total of the ERC of the other Building Items and the P&M ERC (where applicable) to enable the correct contract size adjustment to be made. ERC of Building Component + ERC of P&M = Total ERC to which contract size adjustment should be applied. The appropriate % adjustment should be made in accordance with the scale for contract size adjustment specified under section 6 of the RCG 2023 Guidance notes. The currency ERC rates are set at £4m (Four Million Pounds) @ 1st April 2021 (AVD) for the RCG 2023 Publication. | Cost worked up from SPONS A&B, with grasscrete from SPONS Landscaping | - | - | - | - | - | - | - | - | - |  | m2 | - | Please Select | - | - | 34.402 | Option 2 | 42.6518 | 23.98% | 108 | 81.6225 | 137.3% | 91.37% | 80.1802 | 133.1% | Price Book Data | J McLearon | VOA_GPN_GOV_UK\6039815 | 2022-04-06 | Low | - | Medium | - | - | James has gone back to CG2017 descriptions, updated. Medium risk as while there is a build up, there's a significant increase on CG2021. | NA | SPONS A&B | 1.56 | (BEAMS Note 2) The ERC for this item should be added to all other rateable items on the hereditament (except land). Therefore the total of the ERC of the other Building Items and the P&M ERC (where applicable) to enable the correct contract size adjustment to be made. ERC of Building Component + ERC of P&M = Total ERC to which contract size adjustment should be applied. The appropriate % adjustment should be made in accordance with the scale for contract size adjustment specified under section 6 of the RCG 2021 Guidance notes. The currency ERC rates are set at £4m (Four Million Pounds) @ 1st April 2019 (AVD) for the RCG 2021 Publication. | - | - | 2 | TRUE
4812 | 33U1MA | 6581 | 33U1MA | Roads | Surfaces | Grass Concrete | 100mm thick | 270mm overall thickness | 150mm type 1 granular fill base layer compacted and blinded with sand. Grasscrete filled with topsoil and seeded. Includes excavation, but excludes drainage. | Location Adjustment Applicable (See Guidance Notes) - ERC = UK mean of 1.00 | (BEAMS Note 2) The ERC for this item should be added to all other rateable items on the hereditament (except land). Therefore the total of the ERC of the other Building Items and the P&M ERC (where applicable) to enable the correct contract size adjustment to be made. ERC of Building Component + ERC of P&M = Total ERC to which contract size adjustment should be applied. The appropriate % adjustment should be made in accordance with the scale for contract size adjustment specified under section 6 of the RCG 2023 Guidance notes. The currency ERC rates are set at £4m (Four Million Pounds) @ 1st April 2021 (AVD) for the RCG 2023 Publication. | Cost worked up from SPONS A&B, with grasscrete from SPONS Landscaping | - | - | - | - | - | - | - | - | - |  | m2 | - | Please Select | - | - | 37.9304 | Option 2 | 47.0263 | 23.98% | 120 | 90.6917 | 139.1% | 92.85% | 89.102 | 134.9% | Price Book Data | J McLearon | VOA_GPN_GOV_UK\6039815 | 2022-04-06 | Low | - | Medium | - | - | James has gone back to CG2017 descriptions, updated. Medium risk as while there is a build up, there's a significant increase on CG2021. | NA | SPONS A&B | 1.56 | (BEAMS Note 2) The ERC for this item should be added to all other rateable items on the hereditament (except land). Therefore the total of the ERC of the other Building Items and the P&M ERC (where applicable) to enable the correct contract size adjustment to be made. ERC of Building Component + ERC of P&M = Total ERC to which contract size adjustment should be applied. The appropriate % adjustment should be made in accordance with the scale for contract size adjustment specified under section 6 of the RCG 2021 Guidance notes. The currency ERC rates are set at £4m (Four Million Pounds) @ 1st April 2019 (AVD) for the RCG 2021 Publication. | - | - | 2 | TRUE
4813 | 33U1MF | 6582 | 33U1MF | Roads | Surfaces | Grass Concrete | 150mm thick | 320mm overall thickness | 150mm type 1 granular fill base layer compacted and blinded with sand. Grasscrete filled with topsoil and seeded. Includes excavation, but excludes drainage. | Location Adjustment Applicable (See Guidance Notes) - ERC = UK mean of 1.00 | (BEAMS Note 2) The ERC for this item should be added to all other rateable items on the hereditament (except land). Therefore the total of the ERC of the other Building Items and the P&M ERC (where applicable) to enable the correct contract size adjustment to be made. ERC of Building Component + ERC of P&M = Total ERC to which contract size adjustment should be applied. The appropriate % adjustment should be made in accordance with the scale for contract size adjustment specified under section 6 of the RCG 2023 Guidance notes. The currency ERC rates are set at £4m (Four Million Pounds) @ 1st April 2021 (AVD) for the RCG 2023 Publication. | Cost worked up from SPONS A&B, with grasscrete from SPONS Landscaping | - | - | - | - | - | - | - | - | - |  | m2 | - | Please Select | - | - | 43.2231 | Option 2 | 53.5881 | 23.98% | 148 | 111.8531 | 158.8% | 108.7% | 109.3305 | 152.9% | Price Book Data | J McLearon | VOA_GPN_GOV_UK\6039815 | 2022-04-06 | Low | - | Medium | - | - | James has gone back to CG2017 descriptions, updated. Medium risk as while there is a build up, there's a significant increase on CG2021. | NA | SPONS A&B | 1.56 | (BEAMS Note 2) The ERC for this item should be added to all other rateable items on the hereditament (except land). Therefore the total of the ERC of the other Building Items and the P&M ERC (where applicable) to enable the correct contract size adjustment to be made. ERC of Building Component + ERC of P&M = Total ERC to which contract size adjustment should be applied. The appropriate % adjustment should be made in accordance with the scale for contract size adjustment specified under section 6 of the RCG 2021 Guidance notes. The currency ERC rates are set at £4m (Four Million Pounds) @ 1st April 2019 (AVD) for the RCG 2021 Publication. | - | - | 2 | TRUE
4815 | 33U1AF | 6558 | 33U1AF | Roads | Surfaces | Gravel, including excavation and base | 50mm thick | Overall thickness 250mm | 150mm Hardcore base layer compacted and blinded with 50mm sand. Includes excavation, but excludes drainage. | Location Adjustment Applicable (See Guidance Notes) - ERC = UK mean of 1.00 | (BEAMS Note 2) The ERC for this item should be added to all other rateable items on the hereditament (except land). Therefore the total of the ERC of the other Building Items and the P&M ERC (where applicable) to enable the correct contract size adjustment to be made. ERC of Building Component + ERC of P&M = Total ERC to which contract size adjustment should be applied. The appropriate % adjustment should be made in accordance with the scale for contract size adjustment specified under section 6 of the RCG 2023 Guidance notes. The currency ERC rates are set at £4m (Four Million Pounds) @ 1st April 2021 (AVD) for the RCG 2023 Publication. | Cost worked up from SPONS A & B 2019 | - | - | - | - | - | - | - | - | - |  | m2 | - | Please Select | - | - | 14.9958 | Option 2 | 18.5918 | 23.98% | 27 | 20.4056 | 36.08% | 9.756% | 20.1769 | 34.55% | Price Book Data | J McLearon | VOA_GPN_GOV_UK\6039815 | 2022-04-06 | Low | - | Medium | - | - | James has gone back to CG2017 descriptions, updated. Medium risk as while there is a build up, it's a significant increase on CG2021 and there doesn't appear to have been any valuer involvement. | NA | SPONS A&B | 1.56 | (BEAMS Note 2) The ERC for this item should be added to all other rateable items on the hereditament (except land). Therefore the total of the ERC of the other Building Items and the P&M ERC (where applicable) to enable the correct contract size adjustment to be made. ERC of Building Component + ERC of P&M = Total ERC to which contract size adjustment should be applied. The appropriate % adjustment should be made in accordance with the scale for contract size adjustment specified under section 6 of the RCG 2021 Guidance notes. The currency ERC rates are set at £4m (Four Million Pounds) @ 1st April 2019 (AVD) for the RCG 2021 Publication. | - | - | 2 | TRUE
4816 | 33U1AK | 6559 | 33U1AK | Roads | Surfaces | Gravel, including excavation and base | 63mm thick | Overall thickness 263mm | 150mm Hardcore base layer compacted and blinded with 50mm sand, with 63mm gravel over a terram membrane. Includes excavation, but excludes drainage. | Location Adjustment Applicable (See Guidance Notes) - ERC = UK mean of 1.00 | (BEAMS Note 2) The ERC for this item should be added to all other rateable items on the hereditament (except land). Therefore the total of the ERC of the other Building Items and the P&M ERC (where applicable) to enable the correct contract size adjustment to be made. ERC of Building Component + ERC of P&M = Total ERC to which contract size adjustment should be applied. The appropriate % adjustment should be made in accordance with the scale for contract size adjustment specified under section 6 of the RCG 2023 Guidance notes. The currency ERC rates are set at £4m (Four Million Pounds) @ 1st April 2021 (AVD) for the RCG 2023 Publication. | Cost worked up from SPONS A & B 2019 | - | - | - | - | - | - | - | - | - |  | m2 | - | Please Select | - | - | 16.76 | Option 2 | 20.7791 | 23.98% | 29 | 21.9172 | 30.77% | 5.477% | 21.8489 | 30.36% | Price Book Data | J McLearon | VOA_GPN_GOV_UK\6039815 | 2022-04-06 | Low | - | Medium | - | - | James has gone back to CG2017 descriptions, updated. Medium risk as while there is a build up, it's a significant increase on CG2021 and there doesn't appear to have been any valuer involvement. | NA | SPONS A&B | 1.56 | (BEAMS Note 2) The ERC for this item should be added to all other rateable items on the hereditament (except land). Therefore the total of the ERC of the other Building Items and the P&M ERC (where applicable) to enable the correct contract size adjustment to be made. ERC of Building Component + ERC of P&M = Total ERC to which contract size adjustment should be applied. The appropriate % adjustment should be made in accordance with the scale for contract size adjustment specified under section 6 of the RCG 2021 Guidance notes. The currency ERC rates are set at £4m (Four Million Pounds) @ 1st April 2019 (AVD) for the RCG 2021 Publication. | - | - | 2 | TRUE
4817 | 33U1A5 | 6557 | 33U1A5 | Roads | Surfaces | Hardcore, including excavation | 150mm thick | - | Compacted 150mm hardcore base layer compacted and blinded with sand Includes excavation, but excludes drainage. | Location Adjustment Applicable (See Guidance Notes) - ERC = UK mean of 1.00 | (BEAMS Note 2) The ERC for this item should be added to all other rateable items on the hereditament (except land). Therefore the total of the ERC of the other Building Items and the P&M ERC (where applicable) to enable the correct contract size adjustment to be made. ERC of Building Component + ERC of P&M = Total ERC to which contract size adjustment should be applied. The appropriate % adjustment should be made in accordance with the scale for contract size adjustment specified under section 6 of the RCG 2023 Guidance notes. The currency ERC rates are set at £4m (Four Million Pounds) @ 1st April 2021 (AVD) for the RCG 2023 Publication. | Cost worked up from SPONS A & B 2019 | - | - | - | - | - | - | no photos | no photos | - |  | m2 | m2 | Please Select | - | - | 12.3494 | Option 2 | 15.3109 | 23.98% | 19 | 14.3595 | 16.28% | -6.214% | 13.944 | 12.91% | Price Book Data | J McLearon | VOA_GPN_GOV_UK\6039815 | 2022-04-07 | Low | - | Medium | - | Omitted ref to Spon's 2015 | James has gone back to CG2017 descriptions, updated. Medium risk as while there is a build up, it's a significant increase on CG2021 and there doesn't appear to have been any valuer involvement. | NA | SPONS A&B | 1.56 | (BEAMS Note 2) The ERC for this item should be added to all other rateable items on the hereditament (except land). Therefore the total of the ERC of the other Building Items and the P&M ERC (where applicable) to enable the correct contract size adjustment to be made. ERC of Building Component + ERC of P&M = Total ERC to which contract size adjustment should be applied. The appropriate % adjustment should be made in accordance with the scale for contract size adjustment specified under section 6 of the RCG 2021 Guidance notes. The currency ERC rates are set at £4m (Four Million Pounds) @ 1st April 2019 (AVD) for the RCG 2021 Publication. | no photos | no photos | 2 | TRUE
4821 | 33U1T4 | 8591 | 33U1T4 | Roads | Surfaces | Macadam road, including excavation and base | 375mm overall thickness | 3.5m wide | 225mm compacted sub-base blinded with sand, with 100mm dense one coat macadam over. Includes excavation, kerbs, channels and drainage. | Location Adjustment Applicable (See Guidance Notes) - ERC = UK mean of 1.00 | (BEAMS Note 2) The ERC for this item should be added to all other rateable items on the hereditament (except land). Therefore the total of the ERC of the other Building Items and the P&M ERC (where applicable) to enable the correct contract size adjustment to be made. ERC of Building Component + ERC of P&M = Total ERC to which contract size adjustment should be applied. The appropriate % adjustment should be made in accordance with the scale for contract size adjustment specified under section 6 of the RCG 2023 Guidance notes. The currency ERC rates are set at £4m (Four Million Pounds) @ 1st April 2021 (AVD) for the RCG 2023 Publication. | Cost worked up from SPONS A&B | - | - | - | - | - | - | - | - | - |  | m | per metre at 3.5m wide | Please Select | - | - | 279.6268 | Option 2 | 346.6824 | 23.98% | 477.2553 | 360.6925 | 28.99% | 4.041% | 360.6925 | 28.99% | Price Book Data | J McLearon | VOA_GPN_GOV_UK\6039815 | 2021-08-13 | Low | - | Medium | - | - | James has gone back to CG2017 descriptions, updated. Medium risk, moderate increase on CG2021. | NA | SPONS A&B | 1.56 | (BEAMS Note 2) The ERC for this item should be added to all other rateable items on the hereditament (except land). Therefore the total of the ERC of the other Building Items and the P&M ERC (where applicable) to enable the correct contract size adjustment to be made. ERC of Building Component + ERC of P&M = Total ERC to which contract size adjustment should be applied. The appropriate % adjustment should be made in accordance with the scale for contract size adjustment specified under section 6 of the RCG 2021 Guidance notes. The currency ERC rates are set at £4m (Four Million Pounds) @ 1st April 2019 (AVD) for the RCG 2021 Publication. | - | - | 2 | TRUE
4822 | 33U1T5 | 8592 | 33U1T5 | Roads | Surfaces | Macadam road, including excavation and base | 375mm overall thickness | 4.9m wide | 225mm compacted sub-base blinded with sand, with 100mm dense one coat macadam over. Includes excavation, kerbs, channels and drainage. | Location Adjustment Applicable (See Guidance Notes) - ERC = UK mean of 1.00 | (BEAMS Note 2) The ERC for this item should be added to all other rateable items on the hereditament (except land). Therefore the total of the ERC of the other Building Items and the P&M ERC (where applicable) to enable the correct contract size adjustment to be made. ERC of Building Component + ERC of P&M = Total ERC to which contract size adjustment should be applied. The appropriate % adjustment should be made in accordance with the scale for contract size adjustment specified under section 6 of the RCG 2023 Guidance notes. The currency ERC rates are set at £4m (Four Million Pounds) @ 1st April 2021 (AVD) for the RCG 2023 Publication. | Cost worked up from SPONS A&B | - | - | - | - | - | - | - | - | - |  | m | per metre at 4.9m wide | Please Select | - | - | 329.9066 | Option 2 | 409.0196 | 23.98% | 551.7356 | 416.9821 | 26.39% | 1.947% | 416.9821 | 26.39% | Price Book Data | J McLearon | VOA_GPN_GOV_UK\6039815 | 2021-08-13 | Low | - | Medium | - | - | James has gone back to CG2017 descriptions, updated. Medium risk, moderate increase on CG2021. | NA | SPONS A&B | 1.56 | (BEAMS Note 2) The ERC for this item should be added to all other rateable items on the hereditament (except land). Therefore the total of the ERC of the other Building Items and the P&M ERC (where applicable) to enable the correct contract size adjustment to be made. ERC of Building Component + ERC of P&M = Total ERC to which contract size adjustment should be applied. The appropriate % adjustment should be made in accordance with the scale for contract size adjustment specified under section 6 of the RCG 2021 Guidance notes. The currency ERC rates are set at £4m (Four Million Pounds) @ 1st April 2019 (AVD) for the RCG 2021 Publication. | - | - | 2 | TRUE
4823 | 33U1TA | 8593 | 33U1TA | Roads | Surfaces | Macadam road, including excavation and base | 375mm overall thickness | 6.10m wide | 225mm compacted sub-base blinded with sand, with 100mm dense one coat macadam over. Includes excavation, kerbs, channels and drainage. | Location Adjustment Applicable (See Guidance Notes) - ERC = UK mean of 1.00 | (BEAMS Note 2) The ERC for this item should be added to all other rateable items on the hereditament (except land). Therefore the total of the ERC of the other Building Items and the P&M ERC (where applicable) to enable the correct contract size adjustment to be made. ERC of Building Component + ERC of P&M = Total ERC to which contract size adjustment should be applied. The appropriate % adjustment should be made in accordance with the scale for contract size adjustment specified under section 6 of the RCG 2023 Guidance notes. The currency ERC rates are set at £4m (Four Million Pounds) @ 1st April 2021 (AVD) for the RCG 2023 Publication. | Cost worked up from SPONS A&B | - | - | - | - | - | - | - | - | - |  | m | per metre at 6.10m wide | Please Select | - | - | 366.0729 | Option 2 | 453.8587 | 23.98% | 613.5499 | 463.6991 | 26.67% | 2.168% | 463.6991 | 26.67% | Price Book Data | J McLearon | VOA_GPN_GOV_UK\6039815 | 2021-08-13 | Low | - | Low | - | - | James has gone back to CG2017 descriptions, updated. Medium risk, small increase on CG2021. | NA | SPONS A&B | 1.56 | (BEAMS Note 2) The ERC for this item should be added to all other rateable items on the hereditament (except land). Therefore the total of the ERC of the other Building Items and the P&M ERC (where applicable) to enable the correct contract size adjustment to be made. ERC of Building Component + ERC of P&M = Total ERC to which contract size adjustment should be applied. The appropriate % adjustment should be made in accordance with the scale for contract size adjustment specified under section 6 of the RCG 2021 Guidance notes. The currency ERC rates are set at £4m (Four Million Pounds) @ 1st April 2019 (AVD) for the RCG 2021 Publication. | - | - | 2 | TRUE
4824 | 33U1TF | 8594 | 33U1TF | Roads | Surfaces | Macadam road, including excavation and base | 375mm overall thickness | 7.3m wide | 225mm compacted sub-base blinded with sand, with 100mm dense one coat macadam over. Includes excavation, kerbs, channels and drainage. | Location Adjustment Applicable (See Guidance Notes) - ERC = UK mean of 1.00 | (BEAMS Note 2) The ERC for this item should be added to all other rateable items on the hereditament (except land). Therefore the total of the ERC of the other Building Items and the P&M ERC (where applicable) to enable the correct contract size adjustment to be made. ERC of Building Component + ERC of P&M = Total ERC to which contract size adjustment should be applied. The appropriate % adjustment should be made in accordance with the scale for contract size adjustment specified under section 6 of the RCG 2023 Guidance notes. The currency ERC rates are set at £4m (Four Million Pounds) @ 1st April 2021 (AVD) for the RCG 2023 Publication. | Cost worked up from SPONS A&B | - | - | - | - | - | - | - | - | - |  | m | per metre at 7.3m wide | Please Select | - | - | 403.1212 | Option 2 | 499.7913 | 23.98% | 675.3642 | 510.4162 | 26.62% | 2.126% | 510.4162 | 26.62% | Price Book Data | J McLearon | VOA_GPN_GOV_UK\6039815 | 2021-08-13 | Low | - | Medium | - | - | Updated indices following QA. 17/03/21 - James has gone back to CG2017 descriptions, updated. Medium risk as while there is a build up, there's a significant increase on CG2021. | NA | SPONS A&B | 1.561 | (BEAMS Note 2) The ERC for this item should be added to all other rateable items on the hereditament (except land). Therefore the total of the ERC of the other Building Items and the P&M ERC (where applicable) to enable the correct contract size adjustment to be made. ERC of Building Component + ERC of P&M = Total ERC to which contract size adjustment should be applied. The appropriate % adjustment should be made in accordance with the scale for contract size adjustment specified under section 6 of the RCG 2021 Guidance notes. The currency ERC rates are set at £4m (Four Million Pounds) @ 1st April 2019 (AVD) for the RCG 2021 Publication. | - | - | 2 | TRUE
4819 | 33U185 | 6554 | 33U185 | Roads | Surfaces | Macadam, includes excavation and base | 30mm thick | 530mm overall thickness | 300mm compacted sub-base blinded with sand, with 100mm dense bitumen base course over, with 50mm base course and 30mm wearing macadam course. Includes excavation, but excludes drainage. | Location Adjustment Applicable (See Guidance Notes) - ERC = UK mean of 1.00 | (BEAMS Note 2) The ERC for this item should be added to all other rateable items on the hereditament (except land). Therefore the total of the ERC of the other Building Items and the P&M ERC (where applicable) to enable the correct contract size adjustment to be made. ERC of Building Component + ERC of P&M = Total ERC to which contract size adjustment should be applied. The appropriate % adjustment should be made in accordance with the scale for contract size adjustment specified under section 6 of the RCG 2023 Guidance notes. The currency ERC rates are set at £4m (Four Million Pounds) @ 1st April 2021 (AVD) for the RCG 2023 Publication. | Cost worked up from SPONS A&B | - | - | - | - | - | - | - | - | - |  | m2 | - | Please Select | - | - | 46.7515 | Option 2 | 57.9627 | 23.98% | 85 | 64.24 | 37.41% | 10.83% | 63.3793 | 35.57% | Price Book Data | J McLearon | VOA_GPN_GOV_UK\6039815 | 2022-04-07 | Low | - | Medium | - | - | Updated indices following QA. 17/03/21 - James has gone back to CG2017 descriptions, updated. Medium risk as while there is a build up, there's a significant increase on CG2021. | NA | SPONS A&B | 1.561 | (BEAMS Note 2) The ERC for this item should be added to all other rateable items on the hereditament (except land). Therefore the total of the ERC of the other Building Items and the P&M ERC (where applicable) to enable the correct contract size adjustment to be made. ERC of Building Component + ERC of P&M = Total ERC to which contract size adjustment should be applied. The appropriate % adjustment should be made in accordance with the scale for contract size adjustment specified under section 6 of the RCG 2021 Guidance notes. The currency ERC rates are set at £4m (Four Million Pounds) @ 1st April 2019 (AVD) for the RCG 2021 Publication. | - | - | 2 | TRUE
4820 | 33U18A | 6555 | 33U18A | Roads | Surfaces | Macadam, includes excavation and base | 30mm thick | 480mm overall thickness | 250mm compacted sub-base blinded with sand, with 100mm dense bitumen base course over, with 50mm base course and 30mm wearing macadam course. Includes excavation, but excludes drainage. | Location Adjustment Applicable (See Guidance Notes) - ERC = UK mean of 1.00 | (BEAMS Note 2) The ERC for this item should be added to all other rateable items on the hereditament (except land). Therefore the total of the ERC of the other Building Items and the P&M ERC (where applicable) to enable the correct contract size adjustment to be made. ERC of Building Component + ERC of P&M = Total ERC to which contract size adjustment should be applied. The appropriate % adjustment should be made in accordance with the scale for contract size adjustment specified under section 6 of the RCG 2023 Guidance notes. The currency ERC rates are set at £4m (Four Million Pounds) @ 1st April 2021 (AVD) for the RCG 2023 Publication. | Cost worked up from SPONS A&B | - | - | - | - | - | - | - | - | - |  | m2 | - | Please Select | - | - | 50.2799 | Option 2 | 62.3372 | 23.98% | 81 | 61.2169 | 21.75% | -1.797% | 60.1639 | 19.66% | Price Book Data | J McLearon | VOA_GPN_GOV_UK\6039815 | 2022-04-07 | Low | - | Medium | - | - | Updated indices following QA. 17/03/21 - James has gone back to CG2017 descriptions, updated. Medium risk as while there is a build up, there's a significant increase on CG2021. | NA | SPONS A&B | 1.561 | (BEAMS Note 2) The ERC for this item should be added to all other rateable items on the hereditament (except land). Therefore the total of the ERC of the other Building Items and the P&M ERC (where applicable) to enable the correct contract size adjustment to be made. ERC of Building Component + ERC of P&M = Total ERC to which contract size adjustment should be applied. The appropriate % adjustment should be made in accordance with the scale for contract size adjustment specified under section 6 of the RCG 2021 Guidance notes. The currency ERC rates are set at £4m (Four Million Pounds) @ 1st April 2019 (AVD) for the RCG 2021 Publication. | - | - | 2 | TRUE
4818 | 33U17A | 6553 | 33U17A | Roads | Surfaces | Macadam, including excavation and base | 30mm thick | 440mm overall thickness | 250mm compacted sub-base blinded with sand, with 60mm dense bitumen base course over, with 50mm base course and 30mm wearing macadam course. Includes excavation, but excludes drainage. | Location Adjustment Applicable (See Guidance Notes) - ERC = UK mean of 1.00 | (BEAMS Note 2) The ERC for this item should be added to all other rateable items on the hereditament (except land). Therefore the total of the ERC of the other Building Items and the P&M ERC (where applicable) to enable the correct contract size adjustment to be made. ERC of Building Component + ERC of P&M = Total ERC to which contract size adjustment should be applied. The appropriate % adjustment should be made in accordance with the scale for contract size adjustment specified under section 6 of the RCG 2023 Guidance notes. The currency ERC rates are set at £4m (Four Million Pounds) @ 1st April 2021 (AVD) for the RCG 2023 Publication. | Cost worked up from SPONS A&B | - | - | - | - | - | - | - | - | - |  | m2 | - | Please Select | - | - | 42.341 | Option 2 | 52.4945 | 23.98% | 73 | 55.1708 | 30.3% | 5.098% | 54.2697 | 28.17% | Price Book Data | J McLearon | VOA_GPN_GOV_UK\6039815 | 2022-04-07 | Low | - | Medium | - | - | Updated indices following QA. 17/03/21 - James has gone back to CG2017 descriptions, updated. Medium risk as while there is a build up, there's a significant increase on CG2021. | NA | SPONS A&B | 1.561 | (BEAMS Note 2) The ERC for this item should be added to all other rateable items on the hereditament (except land). Therefore the total of the ERC of the other Building Items and the P&M ERC (where applicable) to enable the correct contract size adjustment to be made. ERC of Building Component + ERC of P&M = Total ERC to which contract size adjustment should be applied. The appropriate % adjustment should be made in accordance with the scale for contract size adjustment specified under section 6 of the RCG 2021 Guidance notes. The currency ERC rates are set at £4m (Four Million Pounds) @ 1st April 2019 (AVD) for the RCG 2021 Publication. | - | - | 2 | TRUE
4825 | 33U155 | 6542 | 33U155 | Roads | Surfaces | Plain Concrete, including excavation and base | 100mm thick | 300mm overall thickness | 150mm compacted hardcore blinded with sand, with 100mm plain concrete. Includes excavation, but excludes drainage. | Location Adjustment Applicable (See Guidance Notes) - ERC = UK mean of 1.00 | (BEAMS Note 2) The ERC for this item should be added to all other rateable items on the hereditament (except land). Therefore the total of the ERC of the other Building Items and the P&M ERC (where applicable) to enable the correct contract size adjustment to be made. ERC of Building Component + ERC of P&M = Total ERC to which contract size adjustment should be applied. The appropriate % adjustment should be made in accordance with the scale for contract size adjustment specified under section 6 of the RCG 2023 Guidance notes. The currency ERC rates are set at £4m (Four Million Pounds) @ 1st April 2021 (AVD) for the RCG 2023 Publication. | Cost worked up from SPONS A&B | - | - | - | - | - | - | - | - | - |  | m2 | - | Please Select | - | - | 33.5199 | Option 2 | 41.5581 | 23.98% | 52.5035 | 39.6803 | 18.38% | -4.519% | 39.6803 | 18.38% | Price Book Data | J McLearon | VOA_GPN_GOV_UK\6039815 | 2021-08-13 | Low | - | Medium | - | - | Updated indices following QA. 17/03/21 - James has gone back to CG2017 descriptions, updated. Medium risk, moderate increase on CG2021. | NA | SPONS A&B | 1.561 | (BEAMS Note 2) The ERC for this item should be added to all other rateable items on the hereditament (except land). Therefore the total of the ERC of the other Building Items and the P&M ERC (where applicable) to enable the correct contract size adjustment to be made. ERC of Building Component + ERC of P&M = Total ERC to which contract size adjustment should be applied. The appropriate % adjustment should be made in accordance with the scale for contract size adjustment specified under section 6 of the RCG 2021 Guidance notes. The currency ERC rates are set at £4m (Four Million Pounds) @ 1st April 2019 (AVD) for the RCG 2021 Publication. | - | - | 2 | TRUE
4826 | 33U15A | 6543 | 33U15A | Roads | Surfaces | Plain Concrete, including excavation and base | 150mm thick | 350mm overall thickness | 150mm compacted hardcore blinded with sand, with 150mm plain concrete. Includes excavation, but excludes drainage. | Location Adjustment Applicable (See Guidance Notes) - ERC = UK mean of 1.00 | (BEAMS Note 2) The ERC for this item should be added to all other rateable items on the hereditament (except land). Therefore the total of the ERC of the other Building Items and the P&M ERC (where applicable) to enable the correct contract size adjustment to be made. ERC of Building Component + ERC of P&M = Total ERC to which contract size adjustment should be applied. The appropriate % adjustment should be made in accordance with the scale for contract size adjustment specified under section 6 of the RCG 2023 Guidance notes. The currency ERC rates are set at £4m (Four Million Pounds) @ 1st April 2021 (AVD) for the RCG 2023 Publication. | Cost worked up from SPONS A&B | - | - | - | - | - | - | - | - | - |  | m2 | - | Please Select | - | - | 38.8125 | Option 2 | 48.12 | 23.98% | 61.8009 | 46.7069 | 20.34% | -2.936% | 46.7069 | 20.34% | Price Book Data | J McLearon | VOA_GPN_GOV_UK\6039815 | 2021-08-13 | Low | - | Medium | - | - | Updated indices following QA. 17/03/21 - James has gone back to CG2017 descriptions, updated. Medium risk, moderate increase on CG2021. | NA | SPONS A&B | 1.561 | (BEAMS Note 2) The ERC for this item should be added to all other rateable items on the hereditament (except land). Therefore the total of the ERC of the other Building Items and the P&M ERC (where applicable) to enable the correct contract size adjustment to be made. ERC of Building Component + ERC of P&M = Total ERC to which contract size adjustment should be applied. The appropriate % adjustment should be made in accordance with the scale for contract size adjustment specified under section 6 of the RCG 2021 Guidance notes. The currency ERC rates are set at £4m (Four Million Pounds) @ 1st April 2019 (AVD) for the RCG 2021 Publication. | - | - | 2 | TRUE
4827 | 33U15F | 6544 | 33U15F | Roads | Surfaces | Plain Concrete, including excavation and base | 200mm thick | 400mm overall thickness | 200mm compacted hardcore blinded with sand, with 150mm plain concrete. Includes excavation, but excludes drainage. | Location Adjustment Applicable (See Guidance Notes) - ERC = UK mean of 1.00 | (BEAMS Note 2) The ERC for this item should be added to all other rateable items on the hereditament (except land). Therefore the total of the ERC of the other Building Items and the P&M ERC (where applicable) to enable the correct contract size adjustment to be made. ERC of Building Component + ERC of P&M = Total ERC to which contract size adjustment should be applied. The appropriate % adjustment should be made in accordance with the scale for contract size adjustment specified under section 6 of the RCG 2023 Guidance notes. The currency ERC rates are set at £4m (Four Million Pounds) @ 1st April 2021 (AVD) for the RCG 2023 Publication. | Cost worked up from SPONS A&B | - | - | - | - | - | - | - | - | - |  | m2 | - | Please Select | - | - | 44.9873 | Option 2 | 55.7754 | 23.98% | 71.0983 | 53.7336 | 19.44% | -3.661% | 53.7336 | 19.44% | Price Book Data | J McLearon | VOA_GPN_GOV_UK\6039815 | 2021-08-13 | Low | - | Medium | - | - | Updated indices following QA. 17/03/21 - James has gone back to CG2017 descriptions, updated. Medium risk, moderate increase on CG2021. | NA | SPONS A&B | 1.561 | (BEAMS Note 2) The ERC for this item should be added to all other rateable items on the hereditament (except land). Therefore the total of the ERC of the other Building Items and the P&M ERC (where applicable) to enable the correct contract size adjustment to be made. ERC of Building Component + ERC of P&M = Total ERC to which contract size adjustment should be applied. The appropriate % adjustment should be made in accordance with the scale for contract size adjustment specified under section 6 of the RCG 2021 Guidance notes. The currency ERC rates are set at £4m (Four Million Pounds) @ 1st April 2019 (AVD) for the RCG 2021 Publication. | - | - | 2 | TRUE
4828 | 33U15K | 6545 | 33U15K | Roads | Surfaces | Plain Concrete, including excavation and base | 250mm thick | 450mm overall thickness | 200mm compacted hardcore blinded with sand, with 250mm plain concrete. Includes excavation, but excludes drainage. | Location Adjustment Applicable (See Guidance Notes) - ERC = UK mean of 1.00 | (BEAMS Note 2) The ERC for this item should be added to all other rateable items on the hereditament (except land). Therefore the total of the ERC of the other Building Items and the P&M ERC (where applicable) to enable the correct contract size adjustment to be made. ERC of Building Component + ERC of P&M = Total ERC to which contract size adjustment should be applied. The appropriate % adjustment should be made in accordance with the scale for contract size adjustment specified under section 6 of the RCG 2023 Guidance notes. The currency ERC rates are set at £4m (Four Million Pounds) @ 1st April 2021 (AVD) for the RCG 2023 Publication. | Cost worked up from SPONS A&B | - | - | - | - | - | - | - | - | - |  | m2 | - | Please Select | - | - | 50.2799 | Option 2 | 62.3372 | 23.98% | 80.3958 | 60.7602 | 20.84% | -2.53% | 60.7602 | 20.84% | Price Book Data | J McLearon | VOA_GPN_GOV_UK\6039815 | 2021-08-13 | Low | - | Medium | - | - | Updated indices following QA. 17/03/21 - James has gone back to CG2017 descriptions, updated. Medium risk, moderate increase on CG2021. | NA | SPONS A&B | 1.561 | (BEAMS Note 2) The ERC for this item should be added to all other rateable items on the hereditament (except land). Therefore the total of the ERC of the other Building Items and the P&M ERC (where applicable) to enable the correct contract size adjustment to be made. ERC of Building Component + ERC of P&M = Total ERC to which contract size adjustment should be applied. The appropriate % adjustment should be made in accordance with the scale for contract size adjustment specified under section 6 of the RCG 2021 Guidance notes. The currency ERC rates are set at £4m (Four Million Pounds) @ 1st April 2019 (AVD) for the RCG 2021 Publication. | - | - | 2 | TRUE
4831 | 33U16F | 6548 | 33U16F | Roads | Surfaces | Reinforced Concrete including excavationa and base | 200mm thick | 400mm overall thickness | 150mm compacted hardcore blinded with sand, with 200mm reinforced concrete. Includes excavation, but excludes drainage. | Location Adjustment Applicable (See Guidance Notes) - ERC = UK mean of 1.00 | (BEAMS Note 2) The ERC for this item should be added to all other rateable items on the hereditament (except land). Therefore the total of the ERC of the other Building Items and the P&M ERC (where applicable) to enable the correct contract size adjustment to be made. ERC of Building Component + ERC of P&M = Total ERC to which contract size adjustment should be applied. The appropriate % adjustment should be made in accordance with the scale for contract size adjustment specified under section 6 of the RCG 2023 Guidance notes. The currency ERC rates are set at £4m (Four Million Pounds) @ 1st April 2021 (AVD) for the RCG 2023 Publication. | Cost worked up from SPONS A&B | - | - | - | - | - | - | - | - | - |  | m2 | - | Please Select | - | - | 48.5157 | Option 2 | 60.1499 | 23.98% | 76.3117 | 57.6737 | 18.88% | -4.117% | 57.6737 | 18.88% | Price Book Data | J McLearon | VOA_GPN_GOV_UK\6039815 | 2021-08-13 | Low | - | Medium | - | - | Updated indices following QA. 17/03/21 - James has gone back to CG2017 descriptions, updated. Medium risk, moderate increase on CG2021. | NA | SPONS A&B | 1.561 | (BEAMS Note 2) The ERC for this item should be added to all other rateable items on the hereditament (except land). Therefore the total of the ERC of the other Building Items and the P&M ERC (where applicable) to enable the correct contract size adjustment to be made. ERC of Building Component + ERC of P&M = Total ERC to which contract size adjustment should be applied. The appropriate % adjustment should be made in accordance with the scale for contract size adjustment specified under section 6 of the RCG 2021 Guidance notes. The currency ERC rates are set at £4m (Four Million Pounds) @ 1st April 2019 (AVD) for the RCG 2021 Publication. | - | - | 2 | TRUE
4829 | 33U165 | 6546 | 33U165 | Roads | Surfaces | Reinforced Concrete, includes excavation and base | 100mm thick | 300mm overall thickness | 150mm compacted hardcore blinded with sand, with 100mm reinforced concrete. Includes excavation, but excludes drainage. | Location Adjustment Applicable (See Guidance Notes) - ERC = UK mean of 1.00 | (BEAMS Note 2) The ERC for this item should be added to all other rateable items on the hereditament (except land). Therefore the total of the ERC of the other Building Items and the P&M ERC (where applicable) to enable the correct contract size adjustment to be made. ERC of Building Component + ERC of P&M = Total ERC to which contract size adjustment should be applied. The appropriate % adjustment should be made in accordance with the scale for contract size adjustment specified under section 6 of the RCG 2023 Guidance notes. The currency ERC rates are set at £4m (Four Million Pounds) @ 1st April 2021 (AVD) for the RCG 2023 Publication. | Cost worked up from SPONS A&B | - | - | - | - | - | - | - | - | - |  | m2 | - | Please Select | - | - | 39.6946 | Option 2 | 49.2136 | 23.98% | 57.7169 | 43.6204 | 9.89% | -11.37% | 43.6204 | 9.89% | Price Book Data | J McLearon | VOA_GPN_GOV_UK\6039815 | 2021-08-13 | Low | - | Medium | - | - | Updated indices following QA. 17/03/21 - James has gone back to CG2017 descriptions, updated. Medium risk, moderate increase on CG2021. | NA | SPONS A&B | 1.561 | (BEAMS Note 2) The ERC for this item should be added to all other rateable items on the hereditament (except land). Therefore the total of the ERC of the other Building Items and the P&M ERC (where applicable) to enable the correct contract size adjustment to be made. ERC of Building Component + ERC of P&M = Total ERC to which contract size adjustment should be applied. The appropriate % adjustment should be made in accordance with the scale for contract size adjustment specified under section 6 of the RCG 2021 Guidance notes. The currency ERC rates are set at £4m (Four Million Pounds) @ 1st April 2019 (AVD) for the RCG 2021 Publication. | - | - | 2 | TRUE
4830 | 33U16A | 6547 | 33U16A | Roads | Surfaces | Reinforced Concrete, including excavation and base | 150mm thick | 350mm overall thickness | 150mm compacted hardcore blinded with sand, with 150mm reinforced concrete. Includes excavation, but excludes drainage. | Location Adjustment Applicable (See Guidance Notes) - ERC = UK mean of 1.00 | (BEAMS Note 2) The ERC for this item should be added to all other rateable items on the hereditament (except land). Therefore the total of the ERC of the other Building Items and the P&M ERC (where applicable) to enable the correct contract size adjustment to be made. ERC of Building Component + ERC of P&M = Total ERC to which contract size adjustment should be applied. The appropriate % adjustment should be made in accordance with the scale for contract size adjustment specified under section 6 of the RCG 2023 Guidance notes. The currency ERC rates are set at £4m (Four Million Pounds) @ 1st April 2021 (AVD) for the RCG 2023 Publication. | Cost worked up from SPONS A&B | - | - | - | - | - | - | - | - | - |  | m2 | - | Please Select | - | - | 42.341 | Option 2 | 52.4945 | 23.98% | 67.0143 | 50.647 | 19.62% | -3.519% | 50.647 | 19.62% | Price Book Data | J McLearon | VOA_GPN_GOV_UK\6039815 | 2021-03-17 | Low | - | Medium | - | - | Updated indices following QA. 17/03/21 - James has gone back to CG2017 descriptions, updated. Medium risk, moderate increase on CG2021. | NA | SPONS A&B | 1.561 | (BEAMS Note 2) The ERC for this item should be added to all other rateable items on the hereditament (except land). Therefore the total of the ERC of the other Building Items and the P&M ERC (where applicable) to enable the correct contract size adjustment to be made. ERC of Building Component + ERC of P&M = Total ERC to which contract size adjustment should be applied. The appropriate % adjustment should be made in accordance with the scale for contract size adjustment specified under section 6 of the RCG 2021 Guidance notes. The currency ERC rates are set at £4m (Four Million Pounds) @ 1st April 2019 (AVD) for the RCG 2021 Publication. | - | - | 2 | TRUE
4832 | 33U16K | 6549 | 33U16K | Roads | Surfaces | Reinforced Concrete, including excavation and base | 250mm thick | 450mm overall thickness | 150mm compacted hardcore blinded with sand, with 250mm reinforced concrete. Includes excavation, but excludes drainage. | Location Adjustment Applicable (See Guidance Notes) - ERC = UK mean of 1.00 | (BEAMS Note 2) The ERC for this item should be added to all other rateable items on the hereditament (except land). Therefore the total of the ERC of the other Building Items and the P&M ERC (where applicable) to enable the correct contract size adjustment to be made. ERC of Building Component + ERC of P&M = Total ERC to which contract size adjustment should be applied. The appropriate % adjustment should be made in accordance with the scale for contract size adjustment specified under section 6 of the RCG 2023 Guidance notes. The currency ERC rates are set at £4m (Four Million Pounds) @ 1st April 2021 (AVD) for the RCG 2023 Publication. | Cost worked up from SPONS A&B | - | - | - | - | - | - | - | - | - |  | m2 | - | Please Select | - | - | 53.8083 | Option 2 | 66.7118 | 23.98% | 85.6091 | 64.7003 | 20.24% | -3.015% | 64.7003 | 20.24% | Price Book Data | J McLearon | VOA_GPN_GOV_UK\6039815 | 2021-08-13 | Low | - | Medium | - | - | Updated indices following QA. 17/03/21 - James has gone back to CG2017 descriptions, updated. Medium risk, moderate increase on CG2021. | NA | SPONS A&B | 1.561 | (BEAMS Note 2) The ERC for this item should be added to all other rateable items on the hereditament (except land). Therefore the total of the ERC of the other Building Items and the P&M ERC (where applicable) to enable the correct contract size adjustment to be made. ERC of Building Component + ERC of P&M = Total ERC to which contract size adjustment should be applied. The appropriate % adjustment should be made in accordance with the scale for contract size adjustment specified under section 6 of the RCG 2021 Guidance notes. The currency ERC rates are set at £4m (Four Million Pounds) @ 1st April 2019 (AVD) for the RCG 2021 Publication. | - | - | 2 | TRUE
4834 | 33U1V5 | 8595 | 33U1V5 | Roads | Vehicle bariers | Access control | 4m electrically operated arm | Switch operated | 4m electrically operated lifting arm, switch operated. Includes concrete foundations | Location Adjustment Applicable (See Guidance Notes) - ERC = UK mean of 1.00 | (BEAMS Note 2) The ERC for this item should be added to all other rateable items on the hereditament (except land). Therefore the total of the ERC of the other Building Items and the P&M ERC (where applicable) to enable the correct contract size adjustment to be made. ERC of Building Component + ERC of P&M = Total ERC to which contract size adjustment should be applied. The appropriate % adjustment should be made in accordance with the scale for contract size adjustment specified under section 6 of the RCG 2023 Guidance notes. The currency ERC rates are set at £4m (Four Million Pounds) @ 1st April 2021 (AVD) for the RCG 2023 Publication. | Cost worked up from SPONS LANDSCAPING 2019 AND INDUSTRY | - | - | - | - | - | - | - | - | - |  | Nr | - | Please Select | - | - | 2513.9945 | Option 2 | 3739.74 | 48.76% | 3083 | 2708.2907 | 7.729% | -27.58% | 2651.0367 | 5.451% | Price Book Data | J McLearon | VOA_GPN_GOV_UK\6039815 | 2022-04-07 | Low | - | Low | - | - | Updated indices following QA. 17/03/21 - James has gone back to CG2017 descriptions, updated. Low risk, small increase on CG2021. | NA | SPONS Landscaping | 1.561 | (BEAMS Note 2) The ERC for this item should be added to all other rateable items on the hereditament (except land). Therefore the total of the ERC of the other Building Items and the P&M ERC (where applicable) to enable the correct contract size adjustment to be made. ERC of Building Component + ERC of P&M = Total ERC to which contract size adjustment should be applied. The appropriate % adjustment should be made in accordance with the scale for contract size adjustment specified under section 6 of the RCG 2021 Guidance notes. The currency ERC rates are set at £4m (Four Million Pounds) @ 1st April 2019 (AVD) for the RCG 2021 Publication. | - | - | 2 | TRUE
4835 | 33U1VA | 8596 | 33U1VA | Roads | Vehicle bariers | Access control | 4m electrically operated arm | Card reader | 4m electrically operated lifting arm, pedestal mounted card reader and auto close induction loop. Includes concrete foundations and electrical connections | Location Adjustment Applicable (See Guidance Notes) - ERC = UK mean of 1.00 | (BEAMS Note 2) The ERC for this item should be added to all other rateable items on the hereditament (except land). Therefore the total of the ERC of the other Building Items and the P&M ERC (where applicable) to enable the correct contract size adjustment to be made. ERC of Building Component + ERC of P&M = Total ERC to which contract size adjustment should be applied. The appropriate % adjustment should be made in accordance with the scale for contract size adjustment specified under section 6 of the RCG 2023 Guidance notes. The currency ERC rates are set at £4m (Four Million Pounds) @ 1st April 2021 (AVD) for the RCG 2023 Publication. | Cost worked up from SPONS LANDSCAPING 2019 AND INDUSTRY | - | - | - | - | - | - | - | - | - |  | Nr | - | Please Select | - | - | 2893.2989 | Option 2 | 4303.9815 | 48.76% | 3767 | 3309.157 | 14.37% | -23.11% | 3238.5602 | 11.93% | Price Book Data | J McLearon | VOA_GPN_GOV_UK\6039815 | 2022-04-07 | Low | - | Medium | - | - | Updated indices following QA. 17/03/21 - James has gone back to CG2017 descriptions, updated. Medium risk, small decrease on CG2021. | NA | SPONS Landscaping | 1.561 | (BEAMS Note 2) The ERC for this item should be added to all other rateable items on the hereditament (except land). Therefore the total of the ERC of the other Building Items and the P&M ERC (where applicable) to enable the correct contract size adjustment to be made. ERC of Building Component + ERC of P&M = Total ERC to which contract size adjustment should be applied. The appropriate % adjustment should be made in accordance with the scale for contract size adjustment specified under section 6 of the RCG 2021 Guidance notes. The currency ERC rates are set at £4m (Four Million Pounds) @ 1st April 2019 (AVD) for the RCG 2021 Publication. | - | - | 2 | TRUE
4833 | 33U1U5 | 8652 | 33U1U5 | Roads | Vehicle barriers | Access control | 4m manual arm | - | 4m manual lifting arm and rest. Includes concrete foundations | Location Adjustment Applicable (See Guidance Notes) - ERC = UK mean of 1.00 | (BEAMS Note 2) The ERC for this item should be added to all other rateable items on the hereditament (except land). Therefore the total of the ERC of the other Building Items and the P&M ERC (where applicable) to enable the correct contract size adjustment to be made. ERC of Building Component + ERC of P&M = Total ERC to which contract size adjustment should be applied. The appropriate % adjustment should be made in accordance with the scale for contract size adjustment specified under section 6 of the RCG 2023 Guidance notes. The currency ERC rates are set at £4m (Four Million Pounds) @ 1st April 2021 (AVD) for the RCG 2023 Publication. | Cost worked up from SPONS LANDSCAPING 2019 AND INDUSTRY | - | - | - | - | - | - | - | - | - |  | Nr | - | Please Select | - | - | 987.9557 | Option 2 | 1469.6522 | 48.76% | 1798 | 1579.4702 | 59.87% | 7.472% | 1546.052 | 56.49% | Price Book Data | J McLearon | VOA_GPN_GOV_UK\6039815 | 2022-04-07 | Low | - | Medium | - | - | Updated indices following QA. 17/03/21 - James has gone back to CG2017 descriptions, updated. Medium risk, small decrease on CG2021. | NA | SPONS Landscaping | 1.561 | (BEAMS Note 2) The ERC for this item should be added to all other rateable items on the hereditament (except land). Therefore the total of the ERC of the other Building Items and the P&M ERC (where applicable) to enable the correct contract size adjustment to be made. ERC of Building Component + ERC of P&M = Total ERC to which contract size adjustment should be applied. The appropriate % adjustment should be made in accordance with the scale for contract size adjustment specified under section 6 of the RCG 2021 Guidance notes. The currency ERC rates are set at £4m (Four Million Pounds) @ 1st April 2019 (AVD) for the RCG 2021 Publication. | - | - | 2 | TRUE
4836 | 33U1VE | 8597 | 33U1VE | Roads | Vehicle barriers | Access control | 2 x 4m electrically controlled arms | Card reader | 4m electrically operated lifting arm, pedestal mounted card reader and auto close induction loop on entrance and exit, over ride switch. Includes concrete foundations and electrical connections | Location Adjustment Applicable (See Guidance Notes) - ERC = UK mean of 1.00 | (BEAMS Note 2) The ERC for this item should be added to all other rateable items on the hereditament (except land). Therefore the total of the ERC of the other Building Items and the P&M ERC (where applicable) to enable the correct contract size adjustment to be made. ERC of Building Component + ERC of P&M = Total ERC to which contract size adjustment should be applied. The appropriate % adjustment should be made in accordance with the scale for contract size adjustment specified under section 6 of the RCG 2023 Guidance notes. The currency ERC rates are set at £4m (Four Million Pounds) @ 1st April 2021 (AVD) for the RCG 2023 Publication. | Cost worked up from SPONS LANDSCAPING 2019 AND INDUSTRY | - | - | - | - | - | - | - | - | - |  | Nr | - | Please Select | - | - | 6130.6181 | Option 2 | 9119.7169 | 48.76% | 7675 | 6742.1767 | 9.975% | -26.07% | 6598.5029 | 7.632% | Price Book Data | J McLearon | VOA_GPN_GOV_UK\6039815 | 2022-04-07 | Low | - | Medium | - | - | Updated indices following QA. 17/03/21 - James has gone back to CG2017 descriptions, updated. Medium risk, small decrease on CG2021. | NA | SPONS Landscaping | 1.561 | (BEAMS Note 2) The ERC for this item should be added to all other rateable items on the hereditament (except land). Therefore the total of the ERC of the other Building Items and the P&M ERC (where applicable) to enable the correct contract size adjustment to be made. ERC of Building Component + ERC of P&M = Total ERC to which contract size adjustment should be applied. The appropriate % adjustment should be made in accordance with the scale for contract size adjustment specified under section 6 of the RCG 2021 Guidance notes. The currency ERC rates are set at £4m (Four Million Pounds) @ 1st April 2019 (AVD) for the RCG 2021 Publication. | - | - | 2 | TRUE
4837 | 33U1VJ | 8598 | 33U1VJ | Roads | Vehicle barriers | Access control | 3m wide hydraulic blocker | 350mm high | 3m wide hydraulic road blocker, with 350mmm raised height. Remote push button control, 2 induction loops and traffic lights. Includes all foundations and electrical connnections | Location Adjustment Applicable (See Guidance Notes) - ERC = UK mean of 1.00 | (BEAMS Note 2) The ERC for this item should be added to all other rateable items on the hereditament (except land). Therefore the total of the ERC of the other Building Items and the P&M ERC (where applicable) to enable the correct contract size adjustment to be made. ERC of Building Component + ERC of P&M = Total ERC to which contract size adjustment should be applied. The appropriate % adjustment should be made in accordance with the scale for contract size adjustment specified under section 6 of the RCG 2023 Guidance notes. The currency ERC rates are set at £4m (Four Million Pounds) @ 1st April 2021 (AVD) for the RCG 2023 Publication. | Cost worked up from SPONS LANDSCAPING 2019 AND INDUSTRY | - | - | - | - | - | - | - | - | - |  | Nr | - | Please Select | - | - | 10849.8708 | Option 2 | 16139.9307 | 48.76% | 10445 | 9175.5095 | -15.43% | -43.15% | 8980.5099 | -17.23% | Price Book Data | J McLearon | VOA_GPN_GOV_UK\6039815 | 2022-04-07 | Low | - | High | - | - | Updated indices following QA. 17/03/21 - James has gone back to CG2017 descriptions, updated. High risk, large decrease on CG2021. | NA | SPONS Landscaping | 1.561 | (BEAMS Note 2) The ERC for this item should be added to all other rateable items on the hereditament (except land). Therefore the total of the ERC of the other Building Items and the P&M ERC (where applicable) to enable the correct contract size adjustment to be made. ERC of Building Component + ERC of P&M = Total ERC to which contract size adjustment should be applied. The appropriate % adjustment should be made in accordance with the scale for contract size adjustment specified under section 6 of the RCG 2021 Guidance notes. The currency ERC rates are set at £4m (Four Million Pounds) @ 1st April 2019 (AVD) for the RCG 2021 Publication. | - | - | 2 | TRUE
4838 | 33U1VP | 8599 | 33U1VP | Roads | Vehicle barriers | Access control | 3m wide hydraulic blocker | Surface mounted | 3m wide hydraulic road blocker, with 350mmm raised height. Remote push button control, 2 induction loops and traffic lights. Includes all foundations, approach ramps and electrical connnections | Location Adjustment Applicable (See Guidance Notes) - ERC = UK mean of 1.00 | (BEAMS Note 2) The ERC for this item should be added to all other rateable items on the hereditament (except land). Therefore the total of the ERC of the other Building Items and the P&M ERC (where applicable) to enable the correct contract size adjustment to be made. ERC of Building Component + ERC of P&M = Total ERC to which contract size adjustment should be applied. The appropriate % adjustment should be made in accordance with the scale for contract size adjustment specified under section 6 of the RCG 2023 Guidance notes. The currency ERC rates are set at £4m (Four Million Pounds) @ 1st April 2021 (AVD) for the RCG 2023 Publication. | Cost worked up from SPONS LANDSCAPING 2019 AND INDUSTRY | - | - | - | - | - | - | - | - | - |  | Nr | - | Please Select | - | - | 8979.8118 | Option 2 | 13358.089 | 48.76% | 8638 | 7588.1332 | -15.5% | -43.19% | 7426.8817 | -17.29% | Price Book Data | J McLearon | VOA_GPN_GOV_UK\6039815 | 2022-04-07 | Low | - | High | - | - | Updated indices following QA. 17/03/21 - James has gone back to CG2017 descriptions, updated. Medium risk, large decrease on CG2021. | NA | SPONS Landscaping | 1.561 | (BEAMS Note 2) The ERC for this item should be added to all other rateable items on the hereditament (except land). Therefore the total of the ERC of the other Building Items and the P&M ERC (where applicable) to enable the correct contract size adjustment to be made. ERC of Building Component + ERC of P&M = Total ERC to which contract size adjustment should be applied. The appropriate % adjustment should be made in accordance with the scale for contract size adjustment specified under section 6 of the RCG 2021 Guidance notes. The currency ERC rates are set at £4m (Four Million Pounds) @ 1st April 2019 (AVD) for the RCG 2021 Publication. | - | - | 2 | TRUE
4839 | 33U1VS | 6587 | 33U1VS | Roads | Vehicle barriers | Access control | Hydraulic rising bollard | - | Hydraulic rising bollard. Remote push button control, safety auto raise loop to work in both directions and traffic lights. Includes all foundations and electrical connnections | Location Adjustment Applicable (See Guidance Notes) - ERC = UK mean of 1.00 | (BEAMS Note 2) The ERC for this item should be added to all other rateable items on the hereditament (except land). Therefore the total of the ERC of the other Building Items and the P&M ERC (where applicable) to enable the correct contract size adjustment to be made. ERC of Building Component + ERC of P&M = Total ERC to which contract size adjustment should be applied. The appropriate % adjustment should be made in accordance with the scale for contract size adjustment specified under section 6 of the RCG 2023 Guidance notes. The currency ERC rates are set at £4m (Four Million Pounds) @ 1st April 2021 (AVD) for the RCG 2023 Publication. | Cost worked up from SPONS LANDSCAPING 2019 AND INDUSTRY | - | - | - | - | - | - | - | - | - |  | Each | - | Please Select | - | - | 7780.1513 | Option 2 | 11573.5113 | 48.76% | 7800 | 6851.9841 | -11.93% | -40.8% | 6706.311 | -13.8% | Price Book Data | J McLearon | VOA_GPN_GOV_UK\6039815 | 2022-04-07 | Low | - | High | - | - | Updated indices following QA. 17/03/21 - James has gone back to CG2017 descriptions, updated. High risk, large decrease on CG2021. | NA | SPONS Landscaping | 1.561 | (BEAMS Note 2) The ERC for this item should be added to all other rateable items on the hereditament (except land). Therefore the total of the ERC of the other Building Items and the P&M ERC (where applicable) to enable the correct contract size adjustment to be made. ERC of Building Component + ERC of P&M = Total ERC to which contract size adjustment should be applied. The appropriate % adjustment should be made in accordance with the scale for contract size adjustment specified under section 6 of the RCG 2021 Guidance notes. The currency ERC rates are set at £4m (Four Million Pounds) @ 1st April 2019 (AVD) for the RCG 2021 Publication. | - | - | 2 | TRUE
4840 | 30FO8F | 7120 | 30FO8F | Roof | Cladding - covering | Asbestos free artificial slates | Fibre cement | - | Slates made from coloured fibre cement. Factory produced - standard sizes available. Fixed with clips or nails to treated timber battens. | Location Adjustment Applicable (See Guidance Notes) - ERC = UK mean of 1.00 | (BEAMS Note 2) The ERC for this item should be added to all other rateable items on the hereditament (except land). Therefore the total of the ERC of the other Building Items and the P&M ERC (where applicable) to enable the correct contract size adjustment to be made. ERC of Building Component + ERC of P&M = Total ERC to which contract size adjustment should be applied. The appropriate % adjustment should be made in accordance with the scale for contract size adjustment specified under section 6 of the RCG 2023 Guidance notes. The currency ERC rates are set at £4m (Four Million Pounds) @ 1st April 2021 (AVD) for the RCG 2023 Publication. | Cost includes fro treated battens and fixing and standard felt underlay to the roof slopes. | Measure to roof area =m2 when practicable - Age and condition. | - | - | - | - | - | - | - | 10218 |  | M2 | - | NA | NA | NA | 29.2461 | Option 2 | 36.2594 | 23.98% | 85.8498 | 64.8822 | 121.8% | 78.94% | 64.8822 | 121.8% | Indexed | NA | VOA_GPN_GOV_UK\7246041 | 2019-08-30 | Low | - | Medium | Risk taken from previous CG | - | - | NA | SPONS A&B | NA | (BEAMS Note 2) The ERC for this item should be added to all other rateable items on the hereditament (except land). Therefore the total of the ERC of the other Building Items and the P&M ERC (where applicable) to enable the correct contract size adjustment to be made. ERC of Building Component + ERC of P&M = Total ERC to which contract size adjustment should be applied. The appropriate % adjustment should be made in accordance with the scale for contract size adjustment specified under section 6 of the RCG 2021 Guidance notes. The currency ERC rates are set at £4m (Four Million Pounds) @ 1st April 2019 (AVD) for the RCG 2021 Publication. | - | - | 2 | TRUE
4841 | 30F091 | 8585 | 30F091 | Roof | Cladding - covering | Double glazed - Georgian wired | - | - | Patent Glazing - Aluminium alloy glazing bars 2-3m long at about 600mm centres glazed with double glazed Georgian wired glass. Includes basic frame system. | Location Adjustment Applicable (See Guidance Notes) - ERC = UK mean of 1.00 | (BEAMS Note 2) The ERC for this item should be added to all other rateable items on the hereditament (except land). Therefore the total of the ERC of the other Building Items and the P&M ERC (where applicable) to enable the correct contract size adjustment to be made. ERC of Building Component + ERC of P&M = Total ERC to which contract size adjustment should be applied. The appropriate % adjustment should be made in accordance with the scale for contract size adjustment specified under section 6 of the RCG 2023 Guidance notes. The currency ERC rates are set at £4m (Four Million Pounds) @ 1st April 2021 (AVD) for the RCG 2023 Publication. | - | Measure to m2 | - | - | - | - | - | - | - | 10219 |  | M2 | - | NA | NA | NA | 213.1884 | Option 2 | 264.3118 | 23.98% | 208.9241 | 157.8974 | -25.94% | -40.26% | 157.8974 | -25.94% | Indexed | NA | VOA_GPN_GOV_UK\7246041 | 2019-08-30 | Low | - | Medium | Risk taken from previous CG | - | - | NA | SPONS A&B | NA | (BEAMS Note 2) The ERC for this item should be added to all other rateable items on the hereditament (except land). Therefore the total of the ERC of the other Building Items and the P&M ERC (where applicable) to enable the correct contract size adjustment to be made. ERC of Building Component + ERC of P&M = Total ERC to which contract size adjustment should be applied. The appropriate % adjustment should be made in accordance with the scale for contract size adjustment specified under section 6 of the RCG 2021 Guidance notes. The currency ERC rates are set at £4m (Four Million Pounds) @ 1st April 2019 (AVD) for the RCG 2021 Publication. | - | - | 2 | TRUE
4842 | 30F096 | 6871 | 30F096 | Roof | Cladding - covering | Double glazed low emissivity glass | - | - | Patent Glazing - Aluminium alloy glazing bars 2-3m long at about 600mm centres glazed with double glazed low emissivity glass . | Location Adjustment Applicable (See Guidance Notes) - ERC = UK mean of 1.00 | (BEAMS Note 2) The ERC for this item should be added to all other rateable items on the hereditament (except land). Therefore the total of the ERC of the other Building Items and the P&M ERC (where applicable) to enable the correct contract size adjustment to be made. ERC of Building Component + ERC of P&M = Total ERC to which contract size adjustment should be applied. The appropriate % adjustment should be made in accordance with the scale for contract size adjustment specified under section 6 of the RCG 2023 Guidance notes. The currency ERC rates are set at £4m (Four Million Pounds) @ 1st April 2021 (AVD) for the RCG 2023 Publication. | - | Measure to m2 | - | - | - | - | - | - | - | 10219 |  | M2 | - | NA | NA | NA | 242.4344 | Option 2 | 300.5712 | 23.98% | 469.5667 | 354.8818 | 46.38% | 18.07% | 354.8818 | 46.38% | Indexed | NA | VOA_GPN_GOV_UK\7246041 | 2019-08-30 | Low | - | Medium | Risk taken from previous CG | - | - | NA | SPONS A&B | NA | (BEAMS Note 2) The ERC for this item should be added to all other rateable items on the hereditament (except land). Therefore the total of the ERC of the other Building Items and the P&M ERC (where applicable) to enable the correct contract size adjustment to be made. ERC of Building Component + ERC of P&M = Total ERC to which contract size adjustment should be applied. The appropriate % adjustment should be made in accordance with the scale for contract size adjustment specified under section 6 of the RCG 2021 Guidance notes. The currency ERC rates are set at £4m (Four Million Pounds) @ 1st April 2019 (AVD) for the RCG 2021 Publication. | - | - | 2 | TRUE
4843 | 30F050 | 8583 | 30F050 | Roof | Cladding - covering | Felt | 3 layer mineral faced | - | Flat or low-sloping roofs are most often surfaced with alternating layers of roofing felt and asphalt with a layer of gravel on top. These are known as built-up, or tar-and-gravel roofs. Felt flat roofing systems are made from a build up of several layers of roofing felt. These layers are usually stuck together with molten liquid bitumen. Cold bonding agents are some times used. The methods of fixing are usually referred as roll and pour or torchon. The older roofing felt systems were so poor that they had to be overlaid with stone chippings which provide very good protection. They have an additional benefit of ballasting the roof and reducing wind up lift. Solar bar reflective paint is an alternative to the old style limestone chippings as a finish. Asphalt is often the chosen method of waterproofing to roofs but also to balconies, terraces, flooring and tanking. Asphalt is ideally suited for balconies and terraces due to its smooth surface finish, providing the perfect base for the application of surface tiling. A suitable surface of slab or screed for roofing is provided by a wood float finish. A roof is a device that covers the interior of a building from the sky. Its most important function is to provide protection from weather. Flat roofs could be constructed out of timber, steel or concrete. The methods basically are similar to that of floors. | Location Adjustment Applicable (See Guidance Notes) - ERC = UK mean of 1.00 | (BEAMS Note 2) The ERC for this item should be added to all other rateable items on the hereditament (except land). Therefore the total of the ERC of the other Building Items and the P&M ERC (where applicable) to enable the correct contract size adjustment to be made. ERC of Building Component + ERC of P&M = Total ERC to which contract size adjustment should be applied. The appropriate % adjustment should be made in accordance with the scale for contract size adjustment specified under section 6 of the RCG 2023 Guidance notes. The currency ERC rates are set at £4m (Four Million Pounds) @ 1st April 2021 (AVD) for the RCG 2023 Publication. | - | See also eaves detail. Codes 30F120-30F12F. | - | - | - | - | - | - | - | 10217 |  | M2 | - | NA | NA | NA | 13.8389 | Option 2 | 17.1575 | 23.98% | 26.4322 | 19.9765 | 44.35% | 16.43% | 19.9765 | 44.35% | Indexed | NA | VOA_GPN_GOV_UK\7246041 | 2019-08-30 | Low | - | Medium | Risk taken from previous CG | - | - | NA | SPONS A&B | NA | (BEAMS Note 2) The ERC for this item should be added to all other rateable items on the hereditament (except land). Therefore the total of the ERC of the other Building Items and the P&M ERC (where applicable) to enable the correct contract size adjustment to be made. ERC of Building Component + ERC of P&M = Total ERC to which contract size adjustment should be applied. The appropriate % adjustment should be made in accordance with the scale for contract size adjustment specified under section 6 of the RCG 2021 Guidance notes. The currency ERC rates are set at £4m (Four Million Pounds) @ 1st April 2019 (AVD) for the RCG 2021 Publication. | - | - | 2 | TRUE
4844 | 30F055 | 8584 | 30F055 | Roof | Cladding - covering | Felt | 3 layers | Granite chippings | Flat or low-sloping roofs are most often surfaced with alternating layers of roofing felt and asphalt with a layer of gravel on top. These are known as built-up, or tar-and-gravel roofs. Felt flat roofing systems are made from a build up of several layers of roofing felt. These layers are usually stuck together with molten liquid bitumen. Cold bonding agents are some times used. The methods of fixing are usually referred as roll and pour or torchon. The older roofing felt systems were so poor that they had to be overlaid with stone chippings which provide very good protection. They have an additional benefit of ballasting the roof and reducing wind up lift. Solar bar reflective paint is an alternative to the old style limestone chippings as a finish. Asphalt is often the chosen method of waterproofing to roofs but also to balconies, terraces, flooring and tanking. Asphalt is ideally suited for balconies and terraces due to its smooth surface finish, providing the perfect base for the application of surface tiling. A suitable surface of slab or screed for roofing is provided by a wood float finish. A roof is a device that covers the interior of a building from the sky. Its most important function is to provide protection from weather. Flat roofs could be constructed out of timber, steel or concrete. The methods basically are similar to that of floors. | Location Adjustment Applicable (See Guidance Notes) - ERC = UK mean of 1.00 | (BEAMS Note 2) The ERC for this item should be added to all other rateable items on the hereditament (except land). Therefore the total of the ERC of the other Building Items and the P&M ERC (where applicable) to enable the correct contract size adjustment to be made. ERC of Building Component + ERC of P&M = Total ERC to which contract size adjustment should be applied. The appropriate % adjustment should be made in accordance with the scale for contract size adjustment specified under section 6 of the RCG 2023 Guidance notes. The currency ERC rates are set at £4m (Four Million Pounds) @ 1st April 2021 (AVD) for the RCG 2023 Publication. | - | See also eaves detail. Codes 30F120-30F12F. | - | - | - | - | - | - | - | 10217 |  | M2 | - | NA | NA | NA | 16.9142 | Option 2 | 20.9703 | 23.98% | 29.8799 | 22.5822 | 33.51% | 7.686% | 22.5822 | 33.51% | Indexed | NA | VOA_GPN_GOV_UK\7246041 | 2019-08-30 | Low | - | Medium | Risk taken from previous CG | - | - | NA | SPONS A&B | NA | (BEAMS Note 2) The ERC for this item should be added to all other rateable items on the hereditament (except land). Therefore the total of the ERC of the other Building Items and the P&M ERC (where applicable) to enable the correct contract size adjustment to be made. ERC of Building Component + ERC of P&M = Total ERC to which contract size adjustment should be applied. The appropriate % adjustment should be made in accordance with the scale for contract size adjustment specified under section 6 of the RCG 2021 Guidance notes. The currency ERC rates are set at £4m (Four Million Pounds) @ 1st April 2019 (AVD) for the RCG 2021 Publication. | - | - | 2 | TRUE
4845 | 30F06A | 6853 | 30F06A | Roof | Cladding - covering | Fibre cement (non asbestos based) | Natural | - | Flat or low-sloping roofs are most often surfaced with alternating layers of roofing felt and asphalt with a layer of gravel on top. These are known as built-up, or tar-and-gravel roofs. Felt flat roofing systems are made from a build up of several layers of roofing felt. These layers are usually stuck together with molten liquid bitumen. Cold bonding agents are some times used. The methods of fixing are usually referred as roll and pour or torchon. The older roofing felt systems were so poor that they had to be overlaid with stone chippings which provide very good protection. They have an additional benefit of ballasting the roof and reducing wind up lift. Solar bar reflective paint is an alternative to the old style limestone chippings as a finish. Asphalt is often the chosen method of waterproofing to roofs but also to balconies, terraces, flooring and tanking. Asphalt is ideally suited for balconies and terraces due to its smooth surface finish, providing the perfect base for the application of surface tiling. A suitable surface of slab or screed for roofing is provided by a wood float finish. A roof is a device that covers the interior of a building from the sky. Its most important function is to provide protection from weather. Flat roofs could be constructed out of timber, steel or concrete. The methods basically are similar to that of floors. | Location Adjustment Applicable (See Guidance Notes) - ERC = UK mean of 1.00 | (BEAMS Note 2) The ERC for this item should be added to all other rateable items on the hereditament (except land). Therefore the total of the ERC of the other Building Items and the P&M ERC (where applicable) to enable the correct contract size adjustment to be made. ERC of Building Component + ERC of P&M = Total ERC to which contract size adjustment should be applied. The appropriate % adjustment should be made in accordance with the scale for contract size adjustment specified under section 6 of the RCG 2023 Guidance notes. The currency ERC rates are set at £4m (Four Million Pounds) @ 1st April 2021 (AVD) for the RCG 2023 Publication. | - | See also eaves detail. Codes 30F120-30F12F. | - | - | - | - | - | - | - | 10217 |  | M2 | - | NA | NA | NA | 16.9142 | Option 2 | 20.9703 | 23.98% | 31.0291 | 23.4507 | 38.64% | 11.83% | 23.4507 | 38.64% | Indexed | NA | VOA_GPN_GOV_UK\7246041 | 2019-08-30 | Low | - | Medium | Risk taken from previous CG | - | - | NA | SPONS A&B | NA | (BEAMS Note 2) The ERC for this item should be added to all other rateable items on the hereditament (except land). Therefore the total of the ERC of the other Building Items and the P&M ERC (where applicable) to enable the correct contract size adjustment to be made. ERC of Building Component + ERC of P&M = Total ERC to which contract size adjustment should be applied. The appropriate % adjustment should be made in accordance with the scale for contract size adjustment specified under section 6 of the RCG 2021 Guidance notes. The currency ERC rates are set at £4m (Four Million Pounds) @ 1st April 2019 (AVD) for the RCG 2021 Publication. | - | - | 2 | TRUE
4846 | 30F06F | 6884 | 30F06F | Roof | Cladding - covering | Fibre cement (non asbestos based) | Natural | With insulation lining | Flat or low-sloping roofs are most often surfaced with alternating layers of roofing felt and asphalt with a layer of gravel on top. These are known as built-up, or tar-and-gravel roofs. Felt flat roofing systems are made from a build up of several layers of roofing felt. These layers are usually stuck together with molten liquid bitumen. Cold bonding agents are some times used. The methods of fixing are usually referred as roll and pour or torchon. The older roofing felt systems were so poor that they had to be overlaid with stone chippings which provide very good protection. They have an additional benefit of ballasting the roof and reducing wind up lift. Solar bar reflective paint is an alternative to the old style limestone chippings as a finish. Asphalt is often the chosen method of waterproofing to roofs but also to balconies, terraces, flooring and tanking. Asphalt is ideally suited for balconies and terraces due to its smooth surface finish, providing the perfect base for the application of surface tiling. A suitable surface of slab or screed for roofing is provided by a wood float finish. A roof is a device that covers the interior of a building from the sky. Its most important function is to provide protection from weather. Flat roofs could be constructed out of timber, steel or concrete. The methods basically are similar to that of floors. | Location Adjustment Applicable (See Guidance Notes) - ERC = UK mean of 1.00 | (BEAMS Note 2) The ERC for this item should be added to all other rateable items on the hereditament (except land). Therefore the total of the ERC of the other Building Items and the P&M ERC (where applicable) to enable the correct contract size adjustment to be made. ERC of Building Component + ERC of P&M = Total ERC to which contract size adjustment should be applied. The appropriate % adjustment should be made in accordance with the scale for contract size adjustment specified under section 6 of the RCG 2023 Guidance notes. The currency ERC rates are set at £4m (Four Million Pounds) @ 1st April 2021 (AVD) for the RCG 2023 Publication. | - | See also eaves detail. Codes 30F120-30F12F. | - | - | - | - | - | - | - | 10217 |  | M2 | - | NA | NA | NA | 30.7531 | Option 2 | 38.1279 | 23.98% | 66.1362 | 49.9833 | 62.53% | 31.09% | 49.9833 | 62.53% | Indexed | NA | VOA_GPN_GOV_UK\7246041 | 2019-08-30 | Low | - | Medium | Risk taken from previous CG | - | - | NA | SPONS A&B | NA | (BEAMS Note 2) The ERC for this item should be added to all other rateable items on the hereditament (except land). Therefore the total of the ERC of the other Building Items and the P&M ERC (where applicable) to enable the correct contract size adjustment to be made. ERC of Building Component + ERC of P&M = Total ERC to which contract size adjustment should be applied. The appropriate % adjustment should be made in accordance with the scale for contract size adjustment specified under section 6 of the RCG 2021 Guidance notes. The currency ERC rates are set at £4m (Four Million Pounds) @ 1st April 2019 (AVD) for the RCG 2021 Publication. | - | - | 2 | TRUE
4847 | 30F06K | 6885 | 30F06K | Roof | Cladding - covering | Fibre cement (non asbestos based) | Coloured | - | Flat or low-sloping roofs are most often surfaced with alternating layers of roofing felt and asphalt with a layer of gravel on top. These are known as built-up, or tar-and-gravel roofs. Felt flat roofing systems are made from a build up of several layers of roofing felt. These layers are usually stuck together with molten liquid bitumen. Cold bonding agents are some times used. The methods of fixing are usually referred as roll and pour or torchon. The older roofing felt systems were so poor that they had to be overlaid with stone chippings which provide very good protection. They have an additional benefit of ballasting the roof and reducing wind up lift. Solar bar reflective paint is an alternative to the old style limestone chippings as a finish. Asphalt is often the chosen method of waterproofing to roofs but also to balconies, terraces, flooring and tanking. Asphalt is ideally suited for balconies and terraces due to its smooth surface finish, providing the perfect base for the application of surface tiling. A suitable surface of slab or screed for roofing is provided by a wood float finish. A roof is a device that covers the interior of a building from the sky. Its most important function is to provide protection from weather. Flat roofs could be constructed out of timber, steel or concrete. The methods basically are similar to that of floors. | Location Adjustment Applicable (See Guidance Notes) - ERC = UK mean of 1.00 | (BEAMS Note 2) The ERC for this item should be added to all other rateable items on the hereditament (except land). Therefore the total of the ERC of the other Building Items and the P&M ERC (where applicable) to enable the correct contract size adjustment to be made. ERC of Building Component + ERC of P&M = Total ERC to which contract size adjustment should be applied. The appropriate % adjustment should be made in accordance with the scale for contract size adjustment specified under section 6 of the RCG 2023 Guidance notes. The currency ERC rates are set at £4m (Four Million Pounds) @ 1st April 2021 (AVD) for the RCG 2023 Publication. | - | See also eaves detail. Codes 30F120-30F12F. | - | - | - | - | - | - | - | 10217 |  | M2 | - | NA | NA | NA | 19.2207 | Option 2 | 23.8299 | 23.98% | 33.3276 | 25.1878 | 31.05% | 5.698% | 25.1878 | 31.05% | Indexed | NA | VOA_GPN_GOV_UK\7246041 | 2019-08-30 | Low | - | Medium | Risk taken from previous CG | - | - | NA | SPONS A&B | NA | (BEAMS Note 2) The ERC for this item should be added to all other rateable items on the hereditament (except land). Therefore the total of the ERC of the other Building Items and the P&M ERC (where applicable) to enable the correct contract size adjustment to be made. ERC of Building Component + ERC of P&M = Total ERC to which contract size adjustment should be applied. The appropriate % adjustment should be made in accordance with the scale for contract size adjustment specified under section 6 of the RCG 2021 Guidance notes. The currency ERC rates are set at £4m (Four Million Pounds) @ 1st April 2019 (AVD) for the RCG 2021 Publication. | - | - | 2 | TRUE
4848 | 30F06P | 6887 | 30F06P | Roof | Cladding - covering | Fibre cement (non asbestos based) | Coloured | With insulation lining | Flat or low-sloping roofs are most often surfaced with alternating layers of roofing felt and asphalt with a layer of gravel on top. These are known as built-up, or tar-and-gravel roofs. Felt flat roofing systems are made from a build up of several layers of roofing felt. These layers are usually stuck together with molten liquid bitumen. Cold bonding agents are some times used. The methods of fixing are usually referred as roll and pour or torchon. The older roofing felt systems were so poor that they had to be overlaid with stone chippings which provide very good protection. They have an additional benefit of ballasting the roof and reducing wind up lift. Solar bar reflective paint is an alternative to the old style limestone chippings as a finish. Asphalt is often the chosen method of waterproofing to roofs but also to balconies, terraces, flooring and tanking. Asphalt is ideally suited for balconies and terraces due to its smooth surface finish, providing the perfect base for the application of surface tiling. A suitable surface of slab or screed for roofing is provided by a wood float finish. A roof is a device that covers the interior of a building from the sky. Its most important function is to provide protection from weather. Flat roofs could be constructed out of timber, steel or concrete. The methods basically are similar to that of floors. | Location Adjustment Applicable (See Guidance Notes) - ERC = UK mean of 1.00 | (BEAMS Note 2) The ERC for this item should be added to all other rateable items on the hereditament (except land). Therefore the total of the ERC of the other Building Items and the P&M ERC (where applicable) to enable the correct contract size adjustment to be made. ERC of Building Component + ERC of P&M = Total ERC to which contract size adjustment should be applied. The appropriate % adjustment should be made in accordance with the scale for contract size adjustment specified under section 6 of the RCG 2023 Guidance notes. The currency ERC rates are set at £4m (Four Million Pounds) @ 1st April 2021 (AVD) for the RCG 2023 Publication. | - | See also eaves detail. Codes 30F120-30F12F. | - | - | - | - | - | - | - | 10217 |  | M2 | - | NA | NA | NA | 33.0596 | Option 2 | 40.9874 | 23.98% | 68.4255 | 51.7135 | 56.43% | 26.17% | 51.7135 | 56.43% | Indexed | NA | VOA_GPN_GOV_UK\7246041 | 2019-08-30 | Low | - | Medium | Risk taken from previous CG | - | - | NA | SPONS A&B | NA | (BEAMS Note 2) The ERC for this item should be added to all other rateable items on the hereditament (except land). Therefore the total of the ERC of the other Building Items and the P&M ERC (where applicable) to enable the correct contract size adjustment to be made. ERC of Building Component + ERC of P&M = Total ERC to which contract size adjustment should be applied. The appropriate % adjustment should be made in accordance with the scale for contract size adjustment specified under section 6 of the RCG 2021 Guidance notes. The currency ERC rates are set at £4m (Four Million Pounds) @ 1st April 2019 (AVD) for the RCG 2021 Publication. | - | - | 2 | TRUE
4849 | 30F06U | 7118 | 30F06U | Roof | Cladding - covering | Grp | Reinforced translucent sheet | - | Flat or low-sloping roofs are most often surfaced with alternating layers of roofing felt and asphalt with a layer of gravel on top. These are known as built-up, or tar-and-gravel roofs. Felt flat roofing systems are made from a build up of several layers of roofing felt. These layers are usually stuck together with molten liquid bitumen. Cold bonding agents are some times used. The methods of fixing are usually referred as roll and pour or torchon. The older roofing felt systems were so poor that they had to be overlaid with stone chippings which provide very good protection. They have an additional benefit of ballasting the roof and reducing wind up lift. Solar bar reflective paint is an alternative to the old style limestone chippings as a finish. Asphalt is often the chosen method of waterproofing to roofs but also to balconies, terraces, flooring and tanking. Asphalt is ideally suited for balconies and terraces due to its smooth surface finish, providing the perfect base for the application of surface tiling. A suitable surface of slab or screed for roofing is provided by a wood float finish. A roof is a device that covers the interior of a building from the sky. Its most important function is to provide protection from weather. Flat roofs could be constructed out of timber, steel or concrete. The methods basically are similar to that of floors. | Location Adjustment Applicable (See Guidance Notes) - ERC = UK mean of 1.00 | (BEAMS Note 2) The ERC for this item should be added to all other rateable items on the hereditament (except land). Therefore the total of the ERC of the other Building Items and the P&M ERC (where applicable) to enable the correct contract size adjustment to be made. ERC of Building Component + ERC of P&M = Total ERC to which contract size adjustment should be applied. The appropriate % adjustment should be made in accordance with the scale for contract size adjustment specified under section 6 of the RCG 2023 Guidance notes. The currency ERC rates are set at £4m (Four Million Pounds) @ 1st April 2021 (AVD) for the RCG 2023 Publication. | - | See also eaves detail. Codes 30F120-30F12F. | - | - | - | - | - | - | - | 10217 |  | M2 | - | NA | NA | NA | 37.6726 | Option 2 | 46.7066 | 23.98% | 28.553 | 21.5793 | -42.72% | -53.8% | 21.5793 | -42.72% | Indexed | NA | VOA_GPN_GOV_UK\7246041 | 2019-08-30 | Low | - | Medium | Risk taken from previous CG | - | - | NA | SPONS A&B | NA | (BEAMS Note 2) The ERC for this item should be added to all other rateable items on the hereditament (except land). Therefore the total of the ERC of the other Building Items and the P&M ERC (where applicable) to enable the correct contract size adjustment to be made. ERC of Building Component + ERC of P&M = Total ERC to which contract size adjustment should be applied. The appropriate % adjustment should be made in accordance with the scale for contract size adjustment specified under section 6 of the RCG 2021 Guidance notes. The currency ERC rates are set at £4m (Four Million Pounds) @ 1st April 2019 (AVD) for the RCG 2021 Publication. | - | - | 2 | TRUE
4850 | 30F05A | 8586 | 30F05A | Roof | Cladding - covering | Mastic asphalt | 2 coats | - | Flat or low-sloping roofs are most often surfaced with alternating layers of roofing felt and asphalt with a layer of gravel on top. These are known as built-up, or tar-and-gravel roofs. Felt flat roofing systems are made from a build up of several layers of roofing felt. These layers are usually stuck together with molten liquid bitumen. Cold bonding agents are some times used. The methods of fixing are usually referred as roll and pour or torchon. The older roofing felt systems were so poor that they had to be overlaid with stone chippings which provide very good protection. They have an additional benefit of ballasting the roof and reducing wind up lift. Solar bar reflective paint is an alternative to the old style limestone chippings as a finish. Asphalt is often the chosen method of waterproofing to roofs but also to balconies, terraces, flooring and tanking. Asphalt is ideally suited for balconies and terraces due to its smooth surface finish, providing the perfect base for the application of surface tiling. A suitable surface of slab or screed for roofing is provided by a wood float finish. A roof is a device that covers the interior of a building from the sky. Its most important function is to provide protection from weather. Flat roofs could be constructed out of timber, steel or concrete. The methods basically are similar to that of floors. | Location Adjustment Applicable (See Guidance Notes) - ERC = UK mean of 1.00 | (BEAMS Note 2) The ERC for this item should be added to all other rateable items on the hereditament (except land). Therefore the total of the ERC of the other Building Items and the P&M ERC (where applicable) to enable the correct contract size adjustment to be made. ERC of Building Component + ERC of P&M = Total ERC to which contract size adjustment should be applied. The appropriate % adjustment should be made in accordance with the scale for contract size adjustment specified under section 6 of the RCG 2023 Guidance notes. The currency ERC rates are set at £4m (Four Million Pounds) @ 1st April 2021 (AVD) for the RCG 2023 Publication. | - | See also eaves detail. Codes 30F120-30F12F. | - | - | - | - | - | - | - | 10217 |  | M2 | - | NA | NA | NA | 13.0701 | Option 2 | 16.2043 | 23.98% | 26.4322 | 19.9765 | 52.84% | 23.28% | 19.9765 | 52.84% | Indexed | NA | VOA_GPN_GOV_UK\7246041 | 2019-08-30 | Low | - | Medium | Risk taken from previous CG | - | - | NA | SPONS A&B | NA | (BEAMS Note 2) The ERC for this item should be added to all other rateable items on the hereditament (except land). Therefore the total of the ERC of the other Building Items and the P&M ERC (where applicable) to enable the correct contract size adjustment to be made. ERC of Building Component + ERC of P&M = Total ERC to which contract size adjustment should be applied. The appropriate % adjustment should be made in accordance with the scale for contract size adjustment specified under section 6 of the RCG 2021 Guidance notes. The currency ERC rates are set at £4m (Four Million Pounds) @ 1st April 2019 (AVD) for the RCG 2021 Publication. | - | - | 2 | TRUE
4851 | 30F05F | 6879 | 30F05F | Roof | Cladding - covering | Mastic asphalt | 2 coats | With solar reflective paint | Flat or low-sloping roofs are most often surfaced with alternating layers of roofing felt and asphalt with a layer of gravel on top. These are known as built-up, or tar-and-gravel roofs. Felt flat roofing systems are made from a build up of several layers of roofing felt. These layers are usually stuck together with molten liquid bitumen. Cold bonding agents are some times used. The methods of fixing are usually referred as roll and pour or torchon. The older roofing felt systems were so poor that they had to be overlaid with stone chippings which provide very good protection. They have an additional benefit of ballasting the roof and reducing wind up lift. Solar bar reflective paint is an alternative to the old style limestone chippings as a finish. Asphalt is often the chosen method of waterproofing to roofs but also to balconies, terraces, flooring and tanking. Asphalt is ideally suited for balconies and terraces due to its smooth surface finish, providing the perfect base for the application of surface tiling. A suitable surface of slab or screed for roofing is provided by a wood float finish. A roof is a device that covers the interior of a building from the sky. Its most important function is to provide protection from weather. Flat roofs could be constructed out of timber, steel or concrete. The methods basically are similar to that of floors. | Location Adjustment Applicable (See Guidance Notes) - ERC = UK mean of 1.00 | (BEAMS Note 2) The ERC for this item should be added to all other rateable items on the hereditament (except land). Therefore the total of the ERC of the other Building Items and the P&M ERC (where applicable) to enable the correct contract size adjustment to be made. ERC of Building Component + ERC of P&M = Total ERC to which contract size adjustment should be applied. The appropriate % adjustment should be made in accordance with the scale for contract size adjustment specified under section 6 of the RCG 2023 Guidance notes. The currency ERC rates are set at £4m (Four Million Pounds) @ 1st April 2021 (AVD) for the RCG 2023 Publication. | - | See also eaves detail. Codes 30F120-30F12F. | - | - | - | - | - | - | - | 10217 |  | M2 | - | NA | NA | NA | 16.1454 | Option 2 | 20.0171 | 23.98% | 29.8799 | 22.5822 | 39.87% | 12.81% | 22.5822 | 39.87% | Indexed | NA | VOA_GPN_GOV_UK\7246041 | 2019-08-30 | Low | - | Medium | Risk taken from previous CG | - | - | NA | SPONS A&B | NA | (BEAMS Note 2) The ERC for this item should be added to all other rateable items on the hereditament (except land). Therefore the total of the ERC of the other Building Items and the P&M ERC (where applicable) to enable the correct contract size adjustment to be made. ERC of Building Component + ERC of P&M = Total ERC to which contract size adjustment should be applied. The appropriate % adjustment should be made in accordance with the scale for contract size adjustment specified under section 6 of the RCG 2021 Guidance notes. The currency ERC rates are set at £4m (Four Million Pounds) @ 1st April 2019 (AVD) for the RCG 2021 Publication. | - | - | 2 | TRUE
4852 | 30F090 | 6890 | 30F090 | Roof | Cladding - covering | Patent glazing | Wired cast glass | - | A roof is a device that covers the interior of a building to provide protection from the weather. Flat roofs could be constructed out of timber, steel or concrete. The methods basically are similar to that of floors. Roof coverings to pitched roofs: Roof Tiles Plain tiles are made from either concrete or clay and are hung on and nailed to the batten below. Types of tile: o Standard - double lap - plain tile o Eves or top course tile o Tile and a half tile o Half round ridge tile o Curve valley tile o Bonnet hip tile Double lap tiles are the traditional tiles used on pitched roofs. Slate roof tiles Slates are formed from slate, a natural and dense material that is split into thin sheets and cut into small units to attach to pitched roofs. Each slate tile is fixed by nail to the roof. | Location Adjustment Applicable (See Guidance Notes) - ERC = UK mean of 1.00 | (BEAMS Note 2) The ERC for this item should be added to all other rateable items on the hereditament (except land). Therefore the total of the ERC of the other Building Items and the P&M ERC (where applicable) to enable the correct contract size adjustment to be made. ERC of Building Component + ERC of P&M = Total ERC to which contract size adjustment should be applied. The appropriate % adjustment should be made in accordance with the scale for contract size adjustment specified under section 6 of the RCG 2023 Guidance notes. The currency ERC rates are set at £4m (Four Million Pounds) @ 1st April 2021 (AVD) for the RCG 2023 Publication. | - | See also eaves detail. Codes 30F120-30F12F. | - | - | - | - | - | - | - | 10217 |  | M2 | - | NA | NA | NA | 180.6746 | Option 2 | 224.0011 | 23.98% | 178.5676 | 134.955 | -25.3% | -39.75% | 134.955 | -25.3% | Indexed | NA | VOA_GPN_GOV_UK\7246041 | 2019-08-30 | Low | - | Medium | Risk taken from previous CG | - | - | NA | SPONS A&B | NA | (BEAMS Note 2) The ERC for this item should be added to all other rateable items on the hereditament (except land). Therefore the total of the ERC of the other Building Items and the P&M ERC (where applicable) to enable the correct contract size adjustment to be made. ERC of Building Component + ERC of P&M = Total ERC to which contract size adjustment should be applied. The appropriate % adjustment should be made in accordance with the scale for contract size adjustment specified under section 6 of the RCG 2021 Guidance notes. The currency ERC rates are set at £4m (Four Million Pounds) @ 1st April 2019 (AVD) for the RCG 2021 Publication. | - | - | 2 | TRUE
4853 | 30F095 | 6870 | 30F095 | Roof | Cladding - covering | Patent glazing | Wired polished plate | - | A roof is a device that covers the interior of a building to provide protection from the weather. Flat roofs could be constructed out of timber, steel or concrete. The methods basically are similar to that of floors. Patent Glazing Patent Glazing is the term applied to a self-draining system of dry glazing that does not rely necessarily for its water tightness upon external glazing seals. It consists essentially of a series of longitudinal supporting members (glazing bars), and an infilling of glass or other suitable materials. Patent glazing bars are attached to and supported upon suitable structural members provided by others. | Location Adjustment Applicable (See Guidance Notes) - ERC = UK mean of 1.00 | (BEAMS Note 2) The ERC for this item should be added to all other rateable items on the hereditament (except land). Therefore the total of the ERC of the other Building Items and the P&M ERC (where applicable) to enable the correct contract size adjustment to be made. ERC of Building Component + ERC of P&M = Total ERC to which contract size adjustment should be applied. The appropriate % adjustment should be made in accordance with the scale for contract size adjustment specified under section 6 of the RCG 2023 Guidance notes. The currency ERC rates are set at £4m (Four Million Pounds) @ 1st April 2021 (AVD) for the RCG 2023 Publication. | - | See also eaves detail. Codes 30F120-30F12F. | - | - | - | - | - | - | - | 10217 |  | M2 | - | NA | NA | NA | 319.8325 | Option 2 | 396.5297 | 23.98% | 195.3685 | 147.6526 | -53.83% | -62.76% | 147.6526 | -53.83% | Indexed | NA | VOA_GPN_GOV_UK\7246041 | 2019-08-30 | Low | - | Medium | Risk taken from previous CG | - | - | NA | SPONS A&B | NA | (BEAMS Note 2) The ERC for this item should be added to all other rateable items on the hereditament (except land). Therefore the total of the ERC of the other Building Items and the P&M ERC (where applicable) to enable the correct contract size adjustment to be made. ERC of Building Component + ERC of P&M = Total ERC to which contract size adjustment should be applied. The appropriate % adjustment should be made in accordance with the scale for contract size adjustment specified under section 6 of the RCG 2021 Guidance notes. The currency ERC rates are set at £4m (Four Million Pounds) @ 1st April 2019 (AVD) for the RCG 2021 Publication. | - | - | 2 | TRUE
4854 | 30F100 | 6899 | 30F100 | Roof | Cladding - covering | Patent glazing | Supporting framework | 600mm centres | A roof is a device that covers the interior of a building from the sky. Its most important function is to provide protection from weather. Flat roofs could be constructed out of timber, steel or concrete. The methods basically are similar to that of floors. Patent Glazing is the term applied to a self-draining system of dry glazing that does not rely necessarily for its water tightness upon external glazing seals. It consists essentially of a series of longitudinal supporting members (glazing bars) and an infilling of glass or other suitable materials. Patent glazing bars are attached to and supported upon suitable structural members provided by others. | Location Adjustment Applicable (See Guidance Notes) - ERC = UK mean of 1.00 | (BEAMS Note 2) The ERC for this item should be added to all other rateable items on the hereditament (except land). Therefore the total of the ERC of the other Building Items and the P&M ERC (where applicable) to enable the correct contract size adjustment to be made. ERC of Building Component + ERC of P&M = Total ERC to which contract size adjustment should be applied. The appropriate % adjustment should be made in accordance with the scale for contract size adjustment specified under section 6 of the RCG 2023 Guidance notes. The currency ERC rates are set at £4m (Four Million Pounds) @ 1st April 2021 (AVD) for the RCG 2023 Publication. | - | See also eaves detail. Codes 30F120-30F12F. | - | - | - | - | - | - | - | 10217 |  | M2 | - | NA | NA | NA | 7.6883 | Option 2 | 9.532 | 23.98% | 97.6843 | 73.8263 | 860.2% | 674.5% | 73.8263 | 860.2% | Indexed | NA | VOA_GPN_GOV_UK\7246041 | 2019-08-30 | Low | - | Medium | Risk taken from previous CG | - | - | NA | SPONS A&B | NA | (BEAMS Note 2) The ERC for this item should be added to all other rateable items on the hereditament (except land). Therefore the total of the ERC of the other Building Items and the P&M ERC (where applicable) to enable the correct contract size adjustment to be made. ERC of Building Component + ERC of P&M = Total ERC to which contract size adjustment should be applied. The appropriate % adjustment should be made in accordance with the scale for contract size adjustment specified under section 6 of the RCG 2021 Guidance notes. The currency ERC rates are set at £4m (Four Million Pounds) @ 1st April 2019 (AVD) for the RCG 2021 Publication. | - | - | 2 | TRUE
4855 | 30F06Z | 7119 | 30F06Z | Roof | Cladding - covering | Pms | Aluminium pre finished | - | A roof is a device that covers the interior of a building to provide protection from the weather. Flat roofs could be constructed out of timber, steel or concrete. The methods basically are similar to that of floors. Metal roofs and corrugated roofs are generally reserved for commercial properties. Typical types include: Painted aluminium, Galvanised steel or Powder coated steel GRP translucent sheets are commonly incorporated into profile metal roofing systems and strategically positioned to provide natural daylight inside the property. | Location Adjustment Applicable (See Guidance Notes) - ERC = UK mean of 1.00 | (BEAMS Note 2) The ERC for this item should be added to all other rateable items on the hereditament (except land). Therefore the total of the ERC of the other Building Items and the P&M ERC (where applicable) to enable the correct contract size adjustment to be made. ERC of Building Component + ERC of P&M = Total ERC to which contract size adjustment should be applied. The appropriate % adjustment should be made in accordance with the scale for contract size adjustment specified under section 6 of the RCG 2023 Guidance notes. The currency ERC rates are set at £4m (Four Million Pounds) @ 1st April 2021 (AVD) for the RCG 2023 Publication. | - | See also eaves detail. Codes 30F120-30F12F. | - | - | - | - | - | - | - | 10217 |  | M2 | - | NA | NA | NA | 39.2102 | Option 2 | 48.613 | 23.98% | 29.8799 | 22.5822 | -42.41% | -53.55% | 22.5822 | -42.41% | Indexed | NA | VOA_GPN_GOV_UK\7246041 | 2019-08-30 | Low | - | Medium | Risk taken from previous CG | - | - | NA | SPONS A&B | NA | (BEAMS Note 2) The ERC for this item should be added to all other rateable items on the hereditament (except land). Therefore the total of the ERC of the other Building Items and the P&M ERC (where applicable) to enable the correct contract size adjustment to be made. ERC of Building Component + ERC of P&M = Total ERC to which contract size adjustment should be applied. The appropriate % adjustment should be made in accordance with the scale for contract size adjustment specified under section 6 of the RCG 2021 Guidance notes. The currency ERC rates are set at £4m (Four Million Pounds) @ 1st April 2019 (AVD) for the RCG 2021 Publication. | - | - | 2 | TRUE
4856 | 30F075 | 6892 | 30F075 | Roof | Cladding - covering | Pms | Aluminium pre finished | With insulation lining | A roof is a device that covers the interior of a building to provide protection from the weather. Flat roofs could be constructed out of timber, steel or concrete. The methods basically are similar to that of floors. Metal roofs and corrugated roofs are generally reserved for commercial properties. Typical types include: Painted aluminium, Galvanised steel or Powder coated steel GRP translucent sheets are commonly incorporated into profile metal roofing systems and strategically positioned to provide natural daylight inside the property. | Location Adjustment Applicable (See Guidance Notes) - ERC = UK mean of 1.00 | (BEAMS Note 2) The ERC for this item should be added to all other rateable items on the hereditament (except land). Therefore the total of the ERC of the other Building Items and the P&M ERC (where applicable) to enable the correct contract size adjustment to be made. ERC of Building Component + ERC of P&M = Total ERC to which contract size adjustment should be applied. The appropriate % adjustment should be made in accordance with the scale for contract size adjustment specified under section 6 of the RCG 2023 Guidance notes. The currency ERC rates are set at £4m (Four Million Pounds) @ 1st April 2021 (AVD) for the RCG 2023 Publication. | - | See also eaves detail. Codes 30F120-30F12F. | - | - | - | - | - | - | - | 10217 |  | M2 | - | NA | NA | NA | 66.1192 | Option 2 | 81.9749 | 23.98% | 80.4459 | 60.7981 | -8.048% | -25.83% | 60.7981 | -8.048% | Indexed | NA | VOA_GPN_GOV_UK\7246041 | 2019-08-30 | Low | - | Medium | Risk taken from previous CG | - | - | NA | SPONS A&B | NA | (BEAMS Note 2) The ERC for this item should be added to all other rateable items on the hereditament (except land). Therefore the total of the ERC of the other Building Items and the P&M ERC (where applicable) to enable the correct contract size adjustment to be made. ERC of Building Component + ERC of P&M = Total ERC to which contract size adjustment should be applied. The appropriate % adjustment should be made in accordance with the scale for contract size adjustment specified under section 6 of the RCG 2021 Guidance notes. The currency ERC rates are set at £4m (Four Million Pounds) @ 1st April 2019 (AVD) for the RCG 2021 Publication. | - | - | 2 | TRUE
4857 | 30F07A | 6889 | 30F07A | Roof | Cladding - covering | Pms | Steel colour coated | - | A roof is a device that covers the interior of a building to provide protection from the weather. Flat roofs could be constructed out of timber, steel or concrete. The methods basically are similar to that of floors. Metal roofs and corrugated roofs are generally reserved for commercial properties. Typical types include: Painted aluminium, Galvanised steel or Powder coated steel GRP translucent sheets are commonly incorporated into profile metal roofing systems and strategically positioned to provide natural daylight inside the property. | Location Adjustment Applicable (See Guidance Notes) - ERC = UK mean of 1.00 | (BEAMS Note 2) The ERC for this item should be added to all other rateable items on the hereditament (except land). Therefore the total of the ERC of the other Building Items and the P&M ERC (where applicable) to enable the correct contract size adjustment to be made. ERC of Building Component + ERC of P&M = Total ERC to which contract size adjustment should be applied. The appropriate % adjustment should be made in accordance with the scale for contract size adjustment specified under section 6 of the RCG 2023 Guidance notes. The currency ERC rates are set at £4m (Four Million Pounds) @ 1st April 2021 (AVD) for the RCG 2023 Publication. | - | See also eaves detail. Codes 30F120-30F12F. | - | - | - | - | - | - | - | 10217 |  | M2 | - | NA | NA | NA | 30.7531 | Option 2 | 38.1279 | 23.98% | 21.1 | 15.9466 | -48.15% | -58.18% | 15.9466 | -48.15% | Indexed | NA | VOA_GPN_GOV_UK\7246041 | 2019-08-30 | Low | - | Medium | Risk taken from previous CG | - | - | NA | SPONS A&B | NA | (BEAMS Note 2) The ERC for this item should be added to all other rateable items on the hereditament (except land). Therefore the total of the ERC of the other Building Items and the P&M ERC (where applicable) to enable the correct contract size adjustment to be made. ERC of Building Component + ERC of P&M = Total ERC to which contract size adjustment should be applied. The appropriate % adjustment should be made in accordance with the scale for contract size adjustment specified under section 6 of the RCG 2021 Guidance notes. The currency ERC rates are set at £4m (Four Million Pounds) @ 1st April 2019 (AVD) for the RCG 2021 Publication. | - | - | 2 | TRUE
4858 | 30F07F | 6893 | 30F07F | Roof | Cladding - covering | Pms | Steel colour coated | With insulation lining | A roof is a device that covers the interior of a building to provide protection from the weather. Flat roofs could be constructed out of timber, steel or concrete. The methods basically are similar to that of floors. Metal roofs and corrugated roofs are generally reserved for commercial properties. Typical types include: Painted aluminium, Galvanised steel or Powder coated steel GRP translucent sheets are commonly incorporated into profile metal roofing systems and strategically positioned to provide natural daylight inside the property. | Location Adjustment Applicable (See Guidance Notes) - ERC = UK mean of 1.00 | (BEAMS Note 2) The ERC for this item should be added to all other rateable items on the hereditament (except land). Therefore the total of the ERC of the other Building Items and the P&M ERC (where applicable) to enable the correct contract size adjustment to be made. ERC of Building Component + ERC of P&M = Total ERC to which contract size adjustment should be applied. The appropriate % adjustment should be made in accordance with the scale for contract size adjustment specified under section 6 of the RCG 2023 Guidance notes. The currency ERC rates are set at £4m (Four Million Pounds) @ 1st April 2021 (AVD) for the RCG 2023 Publication. | - | See also eaves detail. Codes 30F120-30F12F. | - | - | - | - | - | - | - | 10217 |  | M2 | - | NA | NA | NA | 62.2751 | Option 2 | 77.2089 | 23.98% | 73.4493 | 55.5104 | -10.86% | -28.1% | 55.5104 | -10.86% | Indexed | NA | VOA_GPN_GOV_UK\7246041 | 2019-08-30 | Low | - | Medium | Risk taken from previous CG | - | - | NA | SPONS A&B | NA | (BEAMS Note 2) The ERC for this item should be added to all other rateable items on the hereditament (except land). Therefore the total of the ERC of the other Building Items and the P&M ERC (where applicable) to enable the correct contract size adjustment to be made. ERC of Building Component + ERC of P&M = Total ERC to which contract size adjustment should be applied. The appropriate % adjustment should be made in accordance with the scale for contract size adjustment specified under section 6 of the RCG 2021 Guidance notes. The currency ERC rates are set at £4m (Four Million Pounds) @ 1st April 2019 (AVD) for the RCG 2021 Publication. | - | - | 2 | TRUE
4859 | 30F05D | 8587 | 30F05D | Roof | Cladding - covering | Polyester based torch on sheet | 50mm insulation board under | - | Flat or low-sloping roofs are most often surfaced with alternating layers of roofing felt and asphalt with a layer of gravel on top. These are known as built-up, or tar-and-gravel roofs. Felt flat roofing systems are made from a build up of several layers of roofing felt. These layers are usually stuck together with molten liquid bitumen. Cold bonding agents are some times used. The methods of fixing are usually referred as roll and pour or torchon. The older roofing felt systems were so poor that they had to be overlaid with stone chippings which provide very good protection. They have an additional benefit of ballasting the roof and reducing wind up lift. Solar bar reflective paint is an alternative to the old style limestone chippings as a finish. Asphalt is often the chosen method of waterproofing to roofs but also to balconies, terraces, flooring and tanking. Asphalt is ideally suited for balconies and terraces due to its smooth surface finish, providing the perfect base for the application of surface tiling. A suitable surface of slab or screed for roofing is provided by a wood float finish. A roof is a device that covers the interior of a building from the sky. Its most important function is to provide protection from weather. Flat roofs could be constructed out of timber, steel or concrete. The methods basically are similar to that of floors. | Location Adjustment Applicable (See Guidance Notes) - ERC = UK mean of 1.00 | (BEAMS Note 2) The ERC for this item should be added to all other rateable items on the hereditament (except land). Therefore the total of the ERC of the other Building Items and the P&M ERC (where applicable) to enable the correct contract size adjustment to be made. ERC of Building Component + ERC of P&M = Total ERC to which contract size adjustment should be applied. The appropriate % adjustment should be made in accordance with the scale for contract size adjustment specified under section 6 of the RCG 2023 Guidance notes. The currency ERC rates are set at £4m (Four Million Pounds) @ 1st April 2021 (AVD) for the RCG 2023 Publication. | - | See also eaves detail. Codes 30F120-30F12F. | - | - | - | - | - | - | - | 10217 |  | M2 | - | NA | NA | NA | 27.6778 | Option 2 | 34.3151 | 23.98% | 72.4013 | 54.7183 | 97.7% | 59.46% | 54.7183 | 97.7% | Indexed | NA | VOA_GPN_GOV_UK\7246041 | 2019-08-30 | Low | - | Medium | Risk taken from previous CG | - | - | NA | SPONS A&B | NA | (BEAMS Note 2) The ERC for this item should be added to all other rateable items on the hereditament (except land). Therefore the total of the ERC of the other Building Items and the P&M ERC (where applicable) to enable the correct contract size adjustment to be made. ERC of Building Component + ERC of P&M = Total ERC to which contract size adjustment should be applied. The appropriate % adjustment should be made in accordance with the scale for contract size adjustment specified under section 6 of the RCG 2021 Guidance notes. The currency ERC rates are set at £4m (Four Million Pounds) @ 1st April 2019 (AVD) for the RCG 2021 Publication. | - | - | 2 | TRUE
4860 | 30F05Z | 6880 | 30F05Z | Roof | Cladding - covering | Profiled aluminium decking 1.8m span | 100mm insulation | 3 layer felt and chippings | Flat or low-sloping roofs are most often surfaced with alternating layers of roofing felt and asphalt with a layer of gravel on top. These are known as built-up, or tar-and-gravel roofs. Felt flat roofing systems are made from a build up of several layers of roofing felt. These layers are usually stuck together with molten liquid bitumen. Cold bonding agents are some times used. The methods of fixing are usually referred as roll and pour or torchon. The older roofing felt systems were so poor that they had to be overlaid with stone chippings which provide very good protection. They have an additional benefit of ballasting the roof and reducing wind up lift. Solar bar reflective paint is an alternative to the old style limestone chippings as a finish. Asphalt is often the chosen method of waterproofing to roofs but also to balconies, terraces, flooring and tanking. Asphalt is ideally suited for balconies and terraces due to its smooth surface finish, providing the perfect base for the application of surface tiling. A suitable surface of slab or screed for roofing is provided by a wood float finish. A roof is a device that covers the interior of a building from the sky. Its most important function is to provide protection from weather. Flat roofs could be constructed out of timber, steel or concrete. The methods basically are similar to that of floors. | Location Adjustment Applicable (See Guidance Notes) - ERC = UK mean of 1.00 | (BEAMS Note 2) The ERC for this item should be added to all other rateable items on the hereditament (except land). Therefore the total of the ERC of the other Building Items and the P&M ERC (where applicable) to enable the correct contract size adjustment to be made. ERC of Building Component + ERC of P&M = Total ERC to which contract size adjustment should be applied. The appropriate % adjustment should be made in accordance with the scale for contract size adjustment specified under section 6 of the RCG 2023 Guidance notes. The currency ERC rates are set at £4m (Four Million Pounds) @ 1st April 2021 (AVD) for the RCG 2023 Publication. | - | See also eaves detail. Codes 30F120-30F12F. | - | - | - | - | - | - | - | 10217 |  | M2 | - | NA | NA | NA | 59.1998 | Option 2 | 73.3961 | 23.98% | 101.1319 | 76.4319 | 29.11% | 4.136% | 76.4319 | 29.11% | Indexed | NA | VOA_GPN_GOV_UK\7246041 | 2019-08-30 | Low | - | Medium | Risk taken from previous CG | - | - | NA | SPONS A&B | NA | (BEAMS Note 2) The ERC for this item should be added to all other rateable items on the hereditament (except land). Therefore the total of the ERC of the other Building Items and the P&M ERC (where applicable) to enable the correct contract size adjustment to be made. ERC of Building Component + ERC of P&M = Total ERC to which contract size adjustment should be applied. The appropriate % adjustment should be made in accordance with the scale for contract size adjustment specified under section 6 of the RCG 2021 Guidance notes. The currency ERC rates are set at £4m (Four Million Pounds) @ 1st April 2019 (AVD) for the RCG 2021 Publication. | - | - | 2 | TRUE
4861 | 30F065 | 6882 | 30F065 | Roof | Cladding - covering | Profiled aluminium decking 2.4m span | 100mm insulation | 3 layer felt and chippings | Flat or low-sloping roofs are most often surfaced with alternating layers of roofing felt and asphalt with a layer of gravel on top. These are known as built-up, or tar-and-gravel roofs. Felt flat roofing systems are made from a build up of several layers of roofing felt. These layers are usually stuck together with molten liquid bitumen. Cold bonding agents are some times used. The methods of fixing are usually referred as roll and pour or torchon. The older roofing felt systems were so poor that they had to be overlaid with stone chippings which provide very good protection. They have an additional benefit of ballasting the roof and reducing wind up lift. Solar bar reflective paint is an alternative to the old style limestone chippings as a finish. Asphalt is often the chosen method of waterproofing to roofs but also to balconies, terraces, flooring and tanking. Asphalt is ideally suited for balconies and terraces due to its smooth surface finish, providing the perfect base for the application of surface tiling. A suitable surface of slab or screed for roofing is provided by a wood float finish. A roof is a device that covers the interior of a building from the sky. Its most important function is to provide protection from weather. Flat roofs could be constructed out of timber, steel or concrete. The methods basically are similar to that of floors. | Location Adjustment Applicable (See Guidance Notes) - ERC = UK mean of 1.00 | (BEAMS Note 2) The ERC for this item should be added to all other rateable items on the hereditament (except land). Therefore the total of the ERC of the other Building Items and the P&M ERC (where applicable) to enable the correct contract size adjustment to be made. ERC of Building Component + ERC of P&M = Total ERC to which contract size adjustment should be applied. The appropriate % adjustment should be made in accordance with the scale for contract size adjustment specified under section 6 of the RCG 2023 Guidance notes. The currency ERC rates are set at £4m (Four Million Pounds) @ 1st April 2021 (AVD) for the RCG 2023 Publication. | - | See also eaves detail. Codes 30F120-30F12F. | - | - | - | - | - | - | - | 10217 |  | M2 | - | NA | NA | NA | 63.0439 | Option 2 | 78.1621 | 23.98% | 106.8781 | 80.7746 | 28.12% | 3.342% | 80.7746 | 28.12% | Indexed | NA | VOA_GPN_GOV_UK\7246041 | 2019-08-30 | Low | - | Medium | Risk taken from previous CG | - | - | NA | SPONS A&B | NA | (BEAMS Note 2) The ERC for this item should be added to all other rateable items on the hereditament (except land). Therefore the total of the ERC of the other Building Items and the P&M ERC (where applicable) to enable the correct contract size adjustment to be made. ERC of Building Component + ERC of P&M = Total ERC to which contract size adjustment should be applied. The appropriate % adjustment should be made in accordance with the scale for contract size adjustment specified under section 6 of the RCG 2021 Guidance notes. The currency ERC rates are set at £4m (Four Million Pounds) @ 1st April 2019 (AVD) for the RCG 2021 Publication. | - | - | 2 | TRUE
4862 | 30F06X | 6888 | 30F06X | Roof | Cladding - covering | Reinforced translucent double skin | - | - | Reinforced translucent sheet - Double Skin. | Location Adjustment Applicable (See Guidance Notes) - ERC = UK mean of 1.00 | (BEAMS Note 2) The ERC for this item should be added to all other rateable items on the hereditament (except land). Therefore the total of the ERC of the other Building Items and the P&M ERC (where applicable) to enable the correct contract size adjustment to be made. ERC of Building Component + ERC of P&M = Total ERC to which contract size adjustment should be applied. The appropriate % adjustment should be made in accordance with the scale for contract size adjustment specified under section 6 of the RCG 2023 Guidance notes. The currency ERC rates are set at £4m (Four Million Pounds) @ 1st April 2021 (AVD) for the RCG 2023 Publication. | Includes support frame. | Measure area where practicable = m2 | - | - | - | - | - | - | - | 10217 |  | M2 | - | NA | NA | NA | 52.3351 | Option 2 | 64.8852 | 23.98% | 78.1474 | 59.061 | 12.85% | -8.976% | 59.061 | 12.85% | Indexed | NA | VOA_GPN_GOV_UK\7246041 | 2019-08-30 | Low | - | Medium | Risk taken from previous CG | - | - | NA | SPONS A&B | NA | (BEAMS Note 2) The ERC for this item should be added to all other rateable items on the hereditament (except land). Therefore the total of the ERC of the other Building Items and the P&M ERC (where applicable) to enable the correct contract size adjustment to be made. ERC of Building Component + ERC of P&M = Total ERC to which contract size adjustment should be applied. The appropriate % adjustment should be made in accordance with the scale for contract size adjustment specified under section 6 of the RCG 2021 Guidance notes. The currency ERC rates are set at £4m (Four Million Pounds) @ 1st April 2019 (AVD) for the RCG 2021 Publication. | - | - | 2 | TRUE
4863 | 30F08K | 6833 | 30F08K | Roof | Cladding - covering | Slates | Reconstructed stone | - | A roof is a device that covers the interior of a building to provide protection from the weather. Flat roofs could be constructed out of timber, steel or concrete. The methods basically are similar to that of floors. Roof coverings to pitched roofs: Roof Tiles Plain tiles are made from either concrete or clay and are hung on and nailed to the batten below. Types of tile: o Standard - double lap - plain tile o Eves or top course tile o Tile and a half tile o Half round ridge tile o Curve valley tile o Bonnet hip tile Double lap tiles are the traditional tiles used on pitched roofs. Slate roof tiles Slates are formed from slate, a natural and dense material that is split into thin sheets and cut into small units to attach to pitched roofs. Each slate tile is fixed by nail to the roof. | Location Adjustment Applicable (See Guidance Notes) - ERC = UK mean of 1.00 | (BEAMS Note 2) The ERC for this item should be added to all other rateable items on the hereditament (except land). Therefore the total of the ERC of the other Building Items and the P&M ERC (where applicable) to enable the correct contract size adjustment to be made. ERC of Building Component + ERC of P&M = Total ERC to which contract size adjustment should be applied. The appropriate % adjustment should be made in accordance with the scale for contract size adjustment specified under section 6 of the RCG 2023 Guidance notes. The currency ERC rates are set at £4m (Four Million Pounds) @ 1st April 2021 (AVD) for the RCG 2023 Publication. | - | See also eaves detail. Codes 30F120-30F12F. | - | - | - | - | - | - | - | 10217 |  | M2 | - | NA | NA | NA | 35.3661 | Option 2 | 43.847 | 23.98% | 58.3016 | 44.0622 | 24.59% | 0.4908% | 44.0622 | 24.59% | Indexed | NA | VOA_GPN_GOV_UK\7246041 | 2019-08-30 | Low | - | Medium | Risk taken from previous CG | - | - | NA | SPONS A&B | NA | (BEAMS Note 2) The ERC for this item should be added to all other rateable items on the hereditament (except land). Therefore the total of the ERC of the other Building Items and the P&M ERC (where applicable) to enable the correct contract size adjustment to be made. ERC of Building Component + ERC of P&M = Total ERC to which contract size adjustment should be applied. The appropriate % adjustment should be made in accordance with the scale for contract size adjustment specified under section 6 of the RCG 2021 Guidance notes. The currency ERC rates are set at £4m (Four Million Pounds) @ 1st April 2019 (AVD) for the RCG 2021 Publication. | - | - | 2 | TRUE
4864 | 30F08P | 6898 | 30F08P | Roof | Cladding - covering | Slates | Natural | Welsh | A roof is a device that covers the interior of a building to provide protection from the weather. Flat roofs could be constructed out of timber, steel or concrete. The methods basically are similar to that of floors. Roof coverings to pitched roofs: Roof Tiles Plain tiles are made from either concrete or clay and are hung on and nailed to the batten below. Types of tile: o Standard - double lap - plain tile o Eves or top course tile o Tile and a half tile o Half round ridge tile o Curve valley tile o Bonnet hip tile Double lap tiles are the traditional tiles used on pitched roofs. Slate roof tiles Slates are formed from slate, a natural and dense material that is split into thin sheets and cut into small units to attach to pitched roofs. Each slate tile is fixed by nail to the roof. | Location Adjustment Applicable (See Guidance Notes) - ERC = UK mean of 1.00 | (BEAMS Note 2) The ERC for this item should be added to all other rateable items on the hereditament (except land). Therefore the total of the ERC of the other Building Items and the P&M ERC (where applicable) to enable the correct contract size adjustment to be made. ERC of Building Component + ERC of P&M = Total ERC to which contract size adjustment should be applied. The appropriate % adjustment should be made in accordance with the scale for contract size adjustment specified under section 6 of the RCG 2023 Guidance notes. The currency ERC rates are set at £4m (Four Million Pounds) @ 1st April 2021 (AVD) for the RCG 2023 Publication. | - | See also eaves detail. Codes 30F120-30F12F. | - | - | - | - | - | - | - | 10217 |  | M2 | - | NA | NA | NA | 55.3556 | Option 2 | 68.6301 | 23.98% | 72.1138 | 54.5011 | -1.544% | -20.59% | 54.5011 | -1.544% | Indexed | NA | VOA_GPN_GOV_UK\7246041 | 2019-08-30 | Low | - | Medium | Risk taken from previous CG | - | - | NA | SPONS A&B | NA | (BEAMS Note 2) The ERC for this item should be added to all other rateable items on the hereditament (except land). Therefore the total of the ERC of the other Building Items and the P&M ERC (where applicable) to enable the correct contract size adjustment to be made. ERC of Building Component + ERC of P&M = Total ERC to which contract size adjustment should be applied. The appropriate % adjustment should be made in accordance with the scale for contract size adjustment specified under section 6 of the RCG 2021 Guidance notes. The currency ERC rates are set at £4m (Four Million Pounds) @ 1st April 2019 (AVD) for the RCG 2021 Publication. | - | - | 2 | TRUE
4865 | 30F080 | 6894 | 30F080 | Roof | Cladding - covering | Tiles | Concrete | Interlocking | Roof tiles are made from either concrete or clay and are hung on and nailed to the batten below. Types of tile: o Standard - double lap - plain tile o Eves or top course tile o Tile and a half tile o Half round ridge tile o Curve valley tile o Bonnet hip tile Double lap tiles are the traditional tiles used on pitched roofs. Slate roof tiles are formed from slate, a natural and dense material that is split into thin sheets and cut into small units to attach to pitched roofs. | Location Adjustment Applicable (See Guidance Notes) - ERC = UK mean of 1.00 | (BEAMS Note 2) The ERC for this item should be added to all other rateable items on the hereditament (except land). Therefore the total of the ERC of the other Building Items and the P&M ERC (where applicable) to enable the correct contract size adjustment to be made. ERC of Building Component + ERC of P&M = Total ERC to which contract size adjustment should be applied. The appropriate % adjustment should be made in accordance with the scale for contract size adjustment specified under section 6 of the RCG 2023 Guidance notes. The currency ERC rates are set at £4m (Four Million Pounds) @ 1st April 2021 (AVD) for the RCG 2023 Publication. | - | See also eaves detail. Codes 30F120-30F12F. | - | - | - | - | - | - | - | 10217 |  | M2 | - | NA | NA | NA | 16.1454 | Option 2 | 20.0171 | 23.98% | 25.283 | 19.108 | 18.35% | -4.542% | 19.108 | 18.35% | Indexed | NA | VOA_GPN_GOV_UK\7246041 | 2019-08-30 | Low | - | Medium | Risk taken from previous CG | - | - | NA | SPONS A&B | NA | (BEAMS Note 2) The ERC for this item should be added to all other rateable items on the hereditament (except land). Therefore the total of the ERC of the other Building Items and the P&M ERC (where applicable) to enable the correct contract size adjustment to be made. ERC of Building Component + ERC of P&M = Total ERC to which contract size adjustment should be applied. The appropriate % adjustment should be made in accordance with the scale for contract size adjustment specified under section 6 of the RCG 2021 Guidance notes. The currency ERC rates are set at £4m (Four Million Pounds) @ 1st April 2019 (AVD) for the RCG 2021 Publication. | - | - | 2 | TRUE
4866 | 30F085 | 6895 | 30F085 | Roof | Cladding - covering | Tiles | Concrete | Plain | A roof is a device that covers the interior of a building for protection from the weather. Roof tiles are made from either concrete or clay and are hung on and nailed to the batten below. Types of tile: o Standard - double lap - plain tile o Eves or top course tile o Tile and a half tile o Half round ridge tile o Curve valley tile o Bonnet hip tile Double lap tiles are the traditional tiles used on pitched roofs. Slate roof tiles Slates are formed from slate, a natural and dense material that is split into thin sheets and cut into small units to attach to pitched roofs. | Location Adjustment Applicable (See Guidance Notes) - ERC = UK mean of 1.00 | (BEAMS Note 2) The ERC for this item should be added to all other rateable items on the hereditament (except land). Therefore the total of the ERC of the other Building Items and the P&M ERC (where applicable) to enable the correct contract size adjustment to be made. ERC of Building Component + ERC of P&M = Total ERC to which contract size adjustment should be applied. The appropriate % adjustment should be made in accordance with the scale for contract size adjustment specified under section 6 of the RCG 2023 Guidance notes. The currency ERC rates are set at £4m (Four Million Pounds) @ 1st April 2021 (AVD) for the RCG 2023 Publication. | - | See also eaves detail. Codes 30F120-30F12F. | - | - | - | - | - | - | - | 10217 |  | M2 | - | NA | NA | NA | 43.8232 | Option 2 | 54.3322 | 23.98% | 50.6069 | 38.2469 | -12.72% | -29.61% | 38.2469 | -12.72% | Indexed | NA | VOA_GPN_GOV_UK\7246041 | 2019-08-30 | Low | - | Medium | Risk taken from previous CG | - | - | NA | SPONS A&B | NA | (BEAMS Note 2) The ERC for this item should be added to all other rateable items on the hereditament (except land). Therefore the total of the ERC of the other Building Items and the P&M ERC (where applicable) to enable the correct contract size adjustment to be made. ERC of Building Component + ERC of P&M = Total ERC to which contract size adjustment should be applied. The appropriate % adjustment should be made in accordance with the scale for contract size adjustment specified under section 6 of the RCG 2021 Guidance notes. The currency ERC rates are set at £4m (Four Million Pounds) @ 1st April 2019 (AVD) for the RCG 2021 Publication. | - | - | 2 | TRUE
4867 | 30F08A | 6896 | 30F08A | Roof | Cladding - covering | Tiles | Clay | Plain | Roof coverings to pitched roofs: Roof Tiles Plain tiles are made from either concrete or clay and are hung on and nailed to the batten below. Types of tile: o Standard - double lap - plain tile o Eves or top course tile o Tile and a half tile o Half round ridge tile o Curve valley tile o Bonnet hip tile Double lap tiles are the traditional tiles used on pitched roofs. Slate roof tiles Slates are formed from slate, a natural and dense material that is split into thin sheets and cut into small units to attach to pitched roofs. Each slate tile is fixed by nail to the roof. | Location Adjustment Applicable (See Guidance Notes) - ERC = UK mean of 1.00 | (BEAMS Note 2) The ERC for this item should be added to all other rateable items on the hereditament (except land). Therefore the total of the ERC of the other Building Items and the P&M ERC (where applicable) to enable the correct contract size adjustment to be made. ERC of Building Component + ERC of P&M = Total ERC to which contract size adjustment should be applied. The appropriate % adjustment should be made in accordance with the scale for contract size adjustment specified under section 6 of the RCG 2023 Guidance notes. The currency ERC rates are set at £4m (Four Million Pounds) @ 1st April 2021 (AVD) for the RCG 2023 Publication. | - | See also eaves detail. Codes 30F120-30F12F. | - | - | - | - | - | - | - | 10217 |  | M2 | - | NA | NA | NA | 43.8232 | Option 2 | 54.3322 | 23.98% | 49.2078 | 37.1895 | -15.14% | -31.55% | 37.1895 | -15.14% | Indexed | NA | VOA_GPN_GOV_UK\7246041 | 2019-08-30 | Low | - | Medium | Risk taken from previous CG | - | - | NA | SPONS A&B | NA | (BEAMS Note 2) The ERC for this item should be added to all other rateable items on the hereditament (except land). Therefore the total of the ERC of the other Building Items and the P&M ERC (where applicable) to enable the correct contract size adjustment to be made. ERC of Building Component + ERC of P&M = Total ERC to which contract size adjustment should be applied. The appropriate % adjustment should be made in accordance with the scale for contract size adjustment specified under section 6 of the RCG 2021 Guidance notes. The currency ERC rates are set at £4m (Four Million Pounds) @ 1st April 2019 (AVD) for the RCG 2021 Publication. | - | - | 2 | TRUE
4868 | 30FR01 | 6881 | 30FR01 | Roof | Cladding - covering | To walkways | Feature - single gazed | On framing system | Patent Glazing - Aluminium alloy glazing bars 2-3m long at about 600mm centres glazed with feature single glazing. | Location Adjustment Applicable (See Guidance Notes) - ERC = UK mean of 1.00 | (BEAMS Note 2) The ERC for this item should be added to all other rateable items on the hereditament (except land). Therefore the total of the ERC of the other Building Items and the P&M ERC (where applicable) to enable the correct contract size adjustment to be made. ERC of Building Component + ERC of P&M = Total ERC to which contract size adjustment should be applied. The appropriate % adjustment should be made in accordance with the scale for contract size adjustment specified under section 6 of the RCG 2023 Guidance notes. The currency ERC rates are set at £4m (Four Million Pounds) @ 1st April 2021 (AVD) for the RCG 2023 Publication. | - | Surface area of glazing = m2 | - | - | - | - | - | - | - | 10313 |  | M2 | - | NA | NA | NA | 398.67 | Option 2 | 494.2726 | 23.98% | 224.0992 | 169.3662 | -57.52% | -65.73% | 169.3662 | -57.52% | Indexed | NA | VOA_GPN_GOV_UK\7246041 | 2019-08-30 | Low | - | Medium | Risk taken from previous CG | - | - | NA | SPONS A&B | NA | (BEAMS Note 2) The ERC for this item should be added to all other rateable items on the hereditament (except land). Therefore the total of the ERC of the other Building Items and the P&M ERC (where applicable) to enable the correct contract size adjustment to be made. ERC of Building Component + ERC of P&M = Total ERC to which contract size adjustment should be applied. The appropriate % adjustment should be made in accordance with the scale for contract size adjustment specified under section 6 of the RCG 2021 Guidance notes. The currency ERC rates are set at £4m (Four Million Pounds) @ 1st April 2019 (AVD) for the RCG 2021 Publication. | - | - | 2 | TRUE
4869 | 30FR02 | 8590 | 30FR02 | Roof | Cladding - covering | To walkways | Feature - double glazed | Barrel vaulted framing | Glazed roof on framing; to cover walkways. Feature curved double glazed barrel vault roof. | Location Adjustment Applicable (See Guidance Notes) - ERC = UK mean of 1.00 | (BEAMS Note 2) The ERC for this item should be added to all other rateable items on the hereditament (except land). Therefore the total of the ERC of the other Building Items and the P&M ERC (where applicable) to enable the correct contract size adjustment to be made. ERC of Building Component + ERC of P&M = Total ERC to which contract size adjustment should be applied. The appropriate % adjustment should be made in accordance with the scale for contract size adjustment specified under section 6 of the RCG 2023 Guidance notes. The currency ERC rates are set at £4m (Four Million Pounds) @ 1st April 2021 (AVD) for the RCG 2023 Publication. | Cost include framed support. | Surface area of glazing = m2 | - | - | - | - | - | - | - | 10311 |  | M2 | - | NA | NA | NA | 592.6175 | Option 2 | 734.7296 | 23.98% | 402.2293 | 303.9906 | -48.7% | -58.63% | 303.9906 | -48.7% | Indexed | NA | VOA_GPN_GOV_UK\7246041 | 2019-08-30 | Low | - | Medium | Risk taken from previous CG | - | - | NA | SPONS A&B | NA | (BEAMS Note 2) The ERC for this item should be added to all other rateable items on the hereditament (except land). Therefore the total of the ERC of the other Building Items and the P&M ERC (where applicable) to enable the correct contract size adjustment to be made. ERC of Building Component + ERC of P&M = Total ERC to which contract size adjustment should be applied. The appropriate % adjustment should be made in accordance with the scale for contract size adjustment specified under section 6 of the RCG 2021 Guidance notes. The currency ERC rates are set at £4m (Four Million Pounds) @ 1st April 2019 (AVD) for the RCG 2021 Publication. | - | - | 2 | TRUE
4870 | 30FR03 | 3702 | 30FR03 | Roof | Cladding - covering | To walkways | Feature - high quality | Inc non-standard shapes | Patent glazing with feature shapes and curves. Low emissivity glazing. High quality framing and special glazing. | Location Adjustment Applicable (See Guidance Notes) - ERC = UK mean of 1.00 | (BEAMS Note 2) The ERC for this item should be added to all other rateable items on the hereditament (except land). Therefore the total of the ERC of the other Building Items and the P&M ERC (where applicable) to enable the correct contract size adjustment to be made. ERC of Building Component + ERC of P&M = Total ERC to which contract size adjustment should be applied. The appropriate % adjustment should be made in accordance with the scale for contract size adjustment specified under section 6 of the RCG 2023 Guidance notes. The currency ERC rates are set at £4m (Four Million Pounds) @ 1st April 2021 (AVD) for the RCG 2023 Publication. | - | Surface area of glazing = m2 | - | - | - | - | - | - | - | 10312 |  | M2 | - | NA | NA | NA | 797.3399 | Option 2 | 988.5453 | 23.98% | 402.2293 | 303.9906 | -61.87% | -69.25% | 303.9906 | -61.87% | Indexed | NA | VOA_GPN_GOV_UK\7246041 | 2019-08-30 | Low | - | Medium | Risk taken from previous CG | - | - | NA | SPONS A&B | NA | (BEAMS Note 2) The ERC for this item should be added to all other rateable items on the hereditament (except land). Therefore the total of the ERC of the other Building Items and the P&M ERC (where applicable) to enable the correct contract size adjustment to be made. ERC of Building Component + ERC of P&M = Total ERC to which contract size adjustment should be applied. The appropriate % adjustment should be made in accordance with the scale for contract size adjustment specified under section 6 of the RCG 2021 Guidance notes. The currency ERC rates are set at £4m (Four Million Pounds) @ 1st April 2019 (AVD) for the RCG 2021 Publication. | - | - | 2 | TRUE
4871 | 30F10F | 3700 | 30F10F | Roof | Loft insulation | Expanded polyfoam type between joists | 50mm thick | - | Fibreglass Matting is usually available in rolls 400mm (16in) wide and is not ridgid and is laid between the ceiling joists. Expanded polystyrene is an alternative and provides a ridgid insulation between the ceiling joists. | Location Adjustment Applicable (See Guidance Notes) - ERC = UK mean of 1.00 | (BEAMS Note 2) The ERC for this item should be added to all other rateable items on the hereditament (except land). Therefore the total of the ERC of the other Building Items and the P&M ERC (where applicable) to enable the correct contract size adjustment to be made. ERC of Building Component + ERC of P&M = Total ERC to which contract size adjustment should be applied. The appropriate % adjustment should be made in accordance with the scale for contract size adjustment specified under section 6 of the RCG 2023 Guidance notes. The currency ERC rates are set at £4m (Four Million Pounds) @ 1st April 2021 (AVD) for the RCG 2023 Publication. | - | - | - | - | - | - | - | - | - | 10215 |  | M2 | - | NA | NA | NA | 9.2259 | Option 2 | 11.4384 | 23.98% | 15.6692 | 11.8422 | 28.36% | 3.531% | 11.8422 | 28.36% | Indexed | NA | VOA_GPN_GOV_UK\7246041 | 2019-08-30 | Low | - | Medium | Risk taken from previous CG | - | - | NA | SPONS A&B | NA | (BEAMS Note 2) The ERC for this item should be added to all other rateable items on the hereditament (except land). Therefore the total of the ERC of the other Building Items and the P&M ERC (where applicable) to enable the correct contract size adjustment to be made. ERC of Building Component + ERC of P&M = Total ERC to which contract size adjustment should be applied. The appropriate % adjustment should be made in accordance with the scale for contract size adjustment specified under section 6 of the RCG 2021 Guidance notes. The currency ERC rates are set at £4m (Four Million Pounds) @ 1st April 2019 (AVD) for the RCG 2021 Publication. | - | - | 2 | TRUE
4872 | 30F10K | 3693 | 30F10K | Roof | Loft insulation | Expanded polyfoam type between joists | 75mm thick | - | Fibreglass Matting is usually available in rolls 400mm (16in) wide and is not ridgid and is laid between the ceiling joists. Expanded polystyrene is an alternative and provides a ridgid insulation between the ceiling joists. | Location Adjustment Applicable (See Guidance Notes) - ERC = UK mean of 1.00 | (BEAMS Note 2) The ERC for this item should be added to all other rateable items on the hereditament (except land). Therefore the total of the ERC of the other Building Items and the P&M ERC (where applicable) to enable the correct contract size adjustment to be made. ERC of Building Component + ERC of P&M = Total ERC to which contract size adjustment should be applied. The appropriate % adjustment should be made in accordance with the scale for contract size adjustment specified under section 6 of the RCG 2023 Guidance notes. The currency ERC rates are set at £4m (Four Million Pounds) @ 1st April 2021 (AVD) for the RCG 2023 Publication. | - | - | - | - | - | - | - | - | - | 10215 |  | M2 | - | NA | NA | NA | 12.3013 | Option 2 | 15.2511 | 23.98% | 21.4052 | 16.1773 | 31.51% | 6.073% | 16.1773 | 31.51% | Indexed | NA | VOA_GPN_GOV_UK\7246041 | 2019-08-30 | Low | - | Medium | Risk taken from previous CG | - | - | NA | SPONS A&B | NA | (BEAMS Note 2) The ERC for this item should be added to all other rateable items on the hereditament (except land). Therefore the total of the ERC of the other Building Items and the P&M ERC (where applicable) to enable the correct contract size adjustment to be made. ERC of Building Component + ERC of P&M = Total ERC to which contract size adjustment should be applied. The appropriate % adjustment should be made in accordance with the scale for contract size adjustment specified under section 6 of the RCG 2021 Guidance notes. The currency ERC rates are set at £4m (Four Million Pounds) @ 1st April 2019 (AVD) for the RCG 2021 Publication. | - | - | 2 | TRUE
4873 | 30F105 | 3789 | 30F105 | Roof | Loft insulation | Fibre glass quilt | 100mm thick | - | Fibreglass Matting is usually available in rolls 400mm (16in) wide and is not ridgid and is laid between the ceiling joists. Expanded polystyrene is an alternative and provides a ridgid insulation between the ceiling joists. | Location Adjustment Applicable (See Guidance Notes) - ERC = UK mean of 1.00 | (BEAMS Note 2) The ERC for this item should be added to all other rateable items on the hereditament (except land). Therefore the total of the ERC of the other Building Items and the P&M ERC (where applicable) to enable the correct contract size adjustment to be made. ERC of Building Component + ERC of P&M = Total ERC to which contract size adjustment should be applied. The appropriate % adjustment should be made in accordance with the scale for contract size adjustment specified under section 6 of the RCG 2023 Guidance notes. The currency ERC rates are set at £4m (Four Million Pounds) @ 1st April 2021 (AVD) for the RCG 2023 Publication. | - | - | - | - | - | - | - | - | - | 10215 |  | M2 | - | NA | NA | NA | 2.3065 | Option 2 | 2.8596 | 23.98% | 3.2114 | 2.4271 | 5.228% | -15.13% | 2.4271 | 5.228% | Indexed | NA | VOA_GPN_GOV_UK\7246041 | 2019-08-30 | Low | - | Medium | Risk taken from previous CG | - | - | NA | SPONS A&B | NA | (BEAMS Note 2) The ERC for this item should be added to all other rateable items on the hereditament (except land). Therefore the total of the ERC of the other Building Items and the P&M ERC (where applicable) to enable the correct contract size adjustment to be made. ERC of Building Component + ERC of P&M = Total ERC to which contract size adjustment should be applied. The appropriate % adjustment should be made in accordance with the scale for contract size adjustment specified under section 6 of the RCG 2021 Guidance notes. The currency ERC rates are set at £4m (Four Million Pounds) @ 1st April 2019 (AVD) for the RCG 2021 Publication. | - | - | 2 | TRUE
4874 | 30F10A | 3797 | 30F10A | Roof | Loft insulation | Fibre glass quilt | 150mm thick | - | Fibreglass Matting is usually available in rolls 400mm (16in) wide and is not ridgid and is laid between the ceiling joists. Expanded polystyrene is an alternative and provides a ridgid insulation between the ceiling joists. | Location Adjustment Applicable (See Guidance Notes) - ERC = UK mean of 1.00 | (BEAMS Note 2) The ERC for this item should be added to all other rateable items on the hereditament (except land). Therefore the total of the ERC of the other Building Items and the P&M ERC (where applicable) to enable the correct contract size adjustment to be made. ERC of Building Component + ERC of P&M = Total ERC to which contract size adjustment should be applied. The appropriate % adjustment should be made in accordance with the scale for contract size adjustment specified under section 6 of the RCG 2023 Guidance notes. The currency ERC rates are set at £4m (Four Million Pounds) @ 1st April 2021 (AVD) for the RCG 2023 Publication. | - | - | - | - | - | - | - | - | - | 10215 |  | M2 | - | NA | NA | NA | 3.0753 | Option 2 | 3.8128 | 23.98% | 4.0699 | 3.0759 | 0.01905% | -19.33% | 3.0759 | 0.01905% | Indexed | NA | VOA_GPN_GOV_UK\7246041 | 2019-08-30 | Low | - | Medium | Risk taken from previous CG | - | - | NA | SPONS A&B | NA | (BEAMS Note 2) The ERC for this item should be added to all other rateable items on the hereditament (except land). Therefore the total of the ERC of the other Building Items and the P&M ERC (where applicable) to enable the correct contract size adjustment to be made. ERC of Building Component + ERC of P&M = Total ERC to which contract size adjustment should be applied. The appropriate % adjustment should be made in accordance with the scale for contract size adjustment specified under section 6 of the RCG 2021 Guidance notes. The currency ERC rates are set at £4m (Four Million Pounds) @ 1st April 2019 (AVD) for the RCG 2021 Publication. | - | - | 2 | TRUE
4875 | 30F120 | 6834 | 30F120 | Roof - structure | Eaves detail | Gutters and softwood facias | 100mm pvcu gutter | - | PVC gutters are made from unplasticized polyvinyl chloride. The sections and fittings are lighter, easy to fix and do not require painting. Cast Iron Gutters are very long lasting if painted regularly and the insides should be primed with zinc chromate paint. The finishing coat can be a bituminous paint. Cast Iron is heavy and today other materials such as aluminium gutters are used in place of cast iron. | Location Adjustment Applicable (See Guidance Notes) - ERC = UK mean of 1.00 | (BEAMS Note 2) The ERC for this item should be added to all other rateable items on the hereditament (except land). Therefore the total of the ERC of the other Building Items and the P&M ERC (where applicable) to enable the correct contract size adjustment to be made. ERC of Building Component + ERC of P&M = Total ERC to which contract size adjustment should be applied. The appropriate % adjustment should be made in accordance with the scale for contract size adjustment specified under section 6 of the RCG 2023 Guidance notes. The currency ERC rates are set at £4m (Four Million Pounds) @ 1st April 2021 (AVD) for the RCG 2023 Publication. | - | Length - Per Meter Run. Also down pipes | - | - | - | - | - | - | - | 10213 |  | M2 | - | NA | NA | NA | 26.9372 | Option 2 | 33.3968 | 23.98% | 53.4079 | 40.3638 | 49.84% | 20.86% | 40.3638 | 49.84% | Indexed | NA | VOA_GPN_GOV_UK\7246041 | 2019-08-30 | Low | - | Medium | Risk taken from previous CG | - | - | NA | SPONS A&B | NA | (BEAMS Note 2) The ERC for this item should be added to all other rateable items on the hereditament (except land). Therefore the total of the ERC of the other Building Items and the P&M ERC (where applicable) to enable the correct contract size adjustment to be made. ERC of Building Component + ERC of P&M = Total ERC to which contract size adjustment should be applied. The appropriate % adjustment should be made in accordance with the scale for contract size adjustment specified under section 6 of the RCG 2021 Guidance notes. The currency ERC rates are set at £4m (Four Million Pounds) @ 1st April 2019 (AVD) for the RCG 2021 Publication. | - | - | 2 | TRUE
4876 | 30F125 | 6872 | 30F125 | Roof - structure | Eaves detail | Gutters and softwood facias | 150mm pvcu gutter | - | PVC gutters are made from unplasticized polyvinyl chloride. The sections and fittings are lighter, easy to fix and do not require painting. Cast Iron Gutters are very long lasting if painted regularly and the insides should be primed with zinc chromate paint. The finishing coat can be a bituminous paint. Cast Iron is heavy and today other materials such as aluminium gutters are used in place of cast iron. | Location Adjustment Applicable (See Guidance Notes) - ERC = UK mean of 1.00 | (BEAMS Note 2) The ERC for this item should be added to all other rateable items on the hereditament (except land). Therefore the total of the ERC of the other Building Items and the P&M ERC (where applicable) to enable the correct contract size adjustment to be made. ERC of Building Component + ERC of P&M = Total ERC to which contract size adjustment should be applied. The appropriate % adjustment should be made in accordance with the scale for contract size adjustment specified under section 6 of the RCG 2023 Guidance notes. The currency ERC rates are set at £4m (Four Million Pounds) @ 1st April 2021 (AVD) for the RCG 2023 Publication. | - | Length - Per Meter Run. Also down pipes | - | - | - | - | - | - | - | 10213 |  | M2 | - | NA | NA | NA | 32.3246 | Option 2 | 40.0762 | 23.98% | 67.4008 | 50.9391 | 57.59% | 27.11% | 50.9391 | 57.59% | Indexed | NA | VOA_GPN_GOV_UK\7246041 | 2019-08-30 | Low | - | Medium | Risk taken from previous CG | - | - | NA | SPONS A&B | NA | (BEAMS Note 2) The ERC for this item should be added to all other rateable items on the hereditament (except land). Therefore the total of the ERC of the other Building Items and the P&M ERC (where applicable) to enable the correct contract size adjustment to be made. ERC of Building Component + ERC of P&M = Total ERC to which contract size adjustment should be applied. The appropriate % adjustment should be made in accordance with the scale for contract size adjustment specified under section 6 of the RCG 2021 Guidance notes. The currency ERC rates are set at £4m (Four Million Pounds) @ 1st April 2019 (AVD) for the RCG 2021 Publication. | - | - | 2 | TRUE
4877 | 30F12A | 6891 | 30F12A | Roof - structure | Eaves detail | Gutters and softwood facias | 100mm aluminium gutter | - | PVC gutters are made from unplasticized polyvinyl chloride. The sections and fittings are lighter, easy to fix and do not require painting. Cast Iron Gutters are very long lasting if painted regularly and the insides should be primed with zinc chromate paint. The finishing coat can be a bituminous paint. Cast Iron is heavy and today other materials such as aluminium gutters are used in place of cast iron. | Location Adjustment Applicable (See Guidance Notes) - ERC = UK mean of 1.00 | (BEAMS Note 2) The ERC for this item should be added to all other rateable items on the hereditament (except land). Therefore the total of the ERC of the other Building Items and the P&M ERC (where applicable) to enable the correct contract size adjustment to be made. ERC of Building Component + ERC of P&M = Total ERC to which contract size adjustment should be applied. The appropriate % adjustment should be made in accordance with the scale for contract size adjustment specified under section 6 of the RCG 2023 Guidance notes. The currency ERC rates are set at £4m (Four Million Pounds) @ 1st April 2021 (AVD) for the RCG 2023 Publication. | - | Length - Per Meter Run. Also down pipes | - | - | - | - | - | - | - | 10213 |  | M2 | - | NA | NA | NA | 36.1728 | Option 2 | 44.8471 | 23.98% | 65.524 | 49.5207 | 36.9% | 10.42% | 49.5207 | 36.9% | Indexed | NA | VOA_GPN_GOV_UK\7246041 | 2019-08-30 | Low | - | Medium | Risk taken from previous CG | - | - | NA | SPONS A&B | NA | (BEAMS Note 2) The ERC for this item should be added to all other rateable items on the hereditament (except land). Therefore the total of the ERC of the other Building Items and the P&M ERC (where applicable) to enable the correct contract size adjustment to be made. ERC of Building Component + ERC of P&M = Total ERC to which contract size adjustment should be applied. The appropriate % adjustment should be made in accordance with the scale for contract size adjustment specified under section 6 of the RCG 2021 Guidance notes. The currency ERC rates are set at £4m (Four Million Pounds) @ 1st April 2019 (AVD) for the RCG 2021 Publication. | - | - | 2 | TRUE
4878 | 30F12F | 6904 | 30F12F | Roof - structure | Eaves detail | Gutters and softwood facias | 150mm aluminium gutter | - | PVC gutters are made from unplasticized polyvinyl chloride. The sections and fittings are lighter, easy to fix and do not require painting. Cast Iron Gutters are very long lasting if painted regularly and the insides should be primed with zinc chromate paint. The finishing coat can be a bituminous paint. Cast Iron is heavy and today other materials such as aluminium gutters are used in place of cast iron. | Location Adjustment Applicable (See Guidance Notes) - ERC = UK mean of 1.00 | (BEAMS Note 2) The ERC for this item should be added to all other rateable items on the hereditament (except land). Therefore the total of the ERC of the other Building Items and the P&M ERC (where applicable) to enable the correct contract size adjustment to be made. ERC of Building Component + ERC of P&M = Total ERC to which contract size adjustment should be applied. The appropriate % adjustment should be made in accordance with the scale for contract size adjustment specified under section 6 of the RCG 2023 Guidance notes. The currency ERC rates are set at £4m (Four Million Pounds) @ 1st April 2021 (AVD) for the RCG 2023 Publication. | - | Length - Per Meter Run. Also down pipes | - | - | - | - | - | - | - | 10213 |  | M2 | - | NA | NA | NA | 37.712 | Option 2 | 46.7555 | 23.98% | 73.8872 | 55.8413 | 48.07% | 19.43% | 55.8413 | 48.07% | Indexed | NA | VOA_GPN_GOV_UK\7246041 | 2019-08-30 | Low | - | Medium | Risk taken from previous CG | - | - | NA | SPONS A&B | NA | (BEAMS Note 2) The ERC for this item should be added to all other rateable items on the hereditament (except land). Therefore the total of the ERC of the other Building Items and the P&M ERC (where applicable) to enable the correct contract size adjustment to be made. ERC of Building Component + ERC of P&M = Total ERC to which contract size adjustment should be applied. The appropriate % adjustment should be made in accordance with the scale for contract size adjustment specified under section 6 of the RCG 2021 Guidance notes. The currency ERC rates are set at £4m (Four Million Pounds) @ 1st April 2019 (AVD) for the RCG 2021 Publication. | - | - | 2 | TRUE
4879 | 30F025 | 6869 | 30F025 | Roof - structure | Flat concrete | Precast planks | 100mm thick | - | In-situ reinforced concrete 150mm, 200mm, 300mm and 600mm thick. | Location Adjustment Applicable (See Guidance Notes) - ERC = UK mean of 1.00 | (BEAMS Note 2) The ERC for this item should be added to all other rateable items on the hereditament (except land). Therefore the total of the ERC of the other Building Items and the P&M ERC (where applicable) to enable the correct contract size adjustment to be made. ERC of Building Component + ERC of P&M = Total ERC to which contract size adjustment should be applied. The appropriate % adjustment should be made in accordance with the scale for contract size adjustment specified under section 6 of the RCG 2023 Guidance notes. The currency ERC rates are set at £4m (Four Million Pounds) @ 1st April 2021 (AVD) for the RCG 2023 Publication. | Rates included for up to 4.5m soffit and 4.5m to 9.0m soffit. Costs exclude supporting structure. Additional cost of using steel deck permanent shuttering is £5.70/m2. | - | - | - | - | - | - | Photo 1 - Concrete beam supporting underside of reinforced concrete slab. | - | 10212 |  | M2 | Each | NA | NA | NA | 37.712 | Option 2 | 46.7555 | 23.98% | 57.831 | 43.7066 | 15.9% | -6.521% | 43.7066 | 15.9% | Indexed | NA | VOA_GPN_GOV_UK\7246041 | 2019-08-30 | Low | - | Medium | Risk taken from previous CG | - | - | NA | SPONS A&B | NA | (BEAMS Note 2) The ERC for this item should be added to all other rateable items on the hereditament (except land). Therefore the total of the ERC of the other Building Items and the P&M ERC (where applicable) to enable the correct contract size adjustment to be made. ERC of Building Component + ERC of P&M = Total ERC to which contract size adjustment should be applied. The appropriate % adjustment should be made in accordance with the scale for contract size adjustment specified under section 6 of the RCG 2021 Guidance notes. The currency ERC rates are set at £4m (Four Million Pounds) @ 1st April 2019 (AVD) for the RCG 2021 Publication. | Photo 1 - Concrete beam supporting underside of reinforced concrete slab. | - | 2 | TRUE
4880 | 30F02A | 6873 | 30F02A | Roof - structure | Flat concrete | Precast planks | 150mm thick | - | In-situ reinforced concrete 150mm, 200mm, 300mm and 600mm thick. | Location Adjustment Applicable (See Guidance Notes) - ERC = UK mean of 1.00 | (BEAMS Note 2) The ERC for this item should be added to all other rateable items on the hereditament (except land). Therefore the total of the ERC of the other Building Items and the P&M ERC (where applicable) to enable the correct contract size adjustment to be made. ERC of Building Component + ERC of P&M = Total ERC to which contract size adjustment should be applied. The appropriate % adjustment should be made in accordance with the scale for contract size adjustment specified under section 6 of the RCG 2023 Guidance notes. The currency ERC rates are set at £4m (Four Million Pounds) @ 1st April 2021 (AVD) for the RCG 2023 Publication. | Rates included for up to 4.5m soffit and 4.5m to 9.0m soffit. Costs exclude supporting structure. Additional cost of using steel deck permanent shuttering is £5.70/m2. | - | - | - | - | - | - | Photo 1 - Concrete beam supporting underside of reinforced concrete slab. | - | 10212 |  | M2 | Each | NA | NA | NA | 41.5602 | Option 2 | 51.5265 | 23.98% | 63.7324 | 48.1666 | 15.9% | -6.521% | 48.1666 | 15.9% | Indexed | NA | VOA_GPN_GOV_UK\7246041 | 2019-08-30 | Low | - | Medium | Risk taken from previous CG | - | - | NA | SPONS A&B | NA | (BEAMS Note 2) The ERC for this item should be added to all other rateable items on the hereditament (except land). Therefore the total of the ERC of the other Building Items and the P&M ERC (where applicable) to enable the correct contract size adjustment to be made. ERC of Building Component + ERC of P&M = Total ERC to which contract size adjustment should be applied. The appropriate % adjustment should be made in accordance with the scale for contract size adjustment specified under section 6 of the RCG 2021 Guidance notes. The currency ERC rates are set at £4m (Four Million Pounds) @ 1st April 2019 (AVD) for the RCG 2021 Publication. | Photo 1 - Concrete beam supporting underside of reinforced concrete slab. | - | 2 | TRUE
4881 | 30F010 | 6861 | 30F010 | Roof - structure | Flat concrete | Reinforced slab | 150mm thick | < 4.5m ht | In-situ reinforced concrete 150mm, 200mm, 300mm and 600mm thick. | Location Adjustment Applicable (See Guidance Notes) - ERC = UK mean of 1.00 | (BEAMS Note 2) The ERC for this item should be added to all other rateable items on the hereditament (except land). Therefore the total of the ERC of the other Building Items and the P&M ERC (where applicable) to enable the correct contract size adjustment to be made. ERC of Building Component + ERC of P&M = Total ERC to which contract size adjustment should be applied. The appropriate % adjustment should be made in accordance with the scale for contract size adjustment specified under section 6 of the RCG 2023 Guidance notes. The currency ERC rates are set at £4m (Four Million Pounds) @ 1st April 2021 (AVD) for the RCG 2023 Publication. | Rates included for up to 4.5m soffit and 4.5m to 9.0m soffit. Costs exclude supporting structure. Additional cost of using steel deck permanent shuttering is £5.70/m2. | - | - | - | - | - | - | Photo 1 - Concrete beam supporting underside of reinforced concrete slab. | - | 10212 |  | M2 | Each | NA | NA | NA | 50.0262 | Option 2 | 62.0226 | 23.98% | 76.4254 | 57.7596 | 15.46% | -6.873% | 57.7596 | 15.46% | Indexed | NA | VOA_GPN_GOV_UK\7246041 | 2019-08-30 | Low | - | Medium | Risk taken from previous CG | - | - | NA | SPONS A&B | NA | (BEAMS Note 2) The ERC for this item should be added to all other rateable items on the hereditament (except land). Therefore the total of the ERC of the other Building Items and the P&M ERC (where applicable) to enable the correct contract size adjustment to be made. ERC of Building Component + ERC of P&M = Total ERC to which contract size adjustment should be applied. The appropriate % adjustment should be made in accordance with the scale for contract size adjustment specified under section 6 of the RCG 2021 Guidance notes. The currency ERC rates are set at £4m (Four Million Pounds) @ 1st April 2019 (AVD) for the RCG 2021 Publication. | Photo 1 - Concrete beam supporting underside of reinforced concrete slab. | - | 2 | TRUE
4882 | 30F015 | 6862 | 30F015 | Roof - structure | Flat concrete | Reinforced slab | 150mm thick | 4.5m - 9.0m ht | In-situ reinforced concrete 150mm, 200mm, 300mm and 600mm thick. | Location Adjustment Applicable (See Guidance Notes) - ERC = UK mean of 1.00 | (BEAMS Note 2) The ERC for this item should be added to all other rateable items on the hereditament (except land). Therefore the total of the ERC of the other Building Items and the P&M ERC (where applicable) to enable the correct contract size adjustment to be made. ERC of Building Component + ERC of P&M = Total ERC to which contract size adjustment should be applied. The appropriate % adjustment should be made in accordance with the scale for contract size adjustment specified under section 6 of the RCG 2023 Guidance notes. The currency ERC rates are set at £4m (Four Million Pounds) @ 1st April 2021 (AVD) for the RCG 2023 Publication. | Rates included for up to 4.5m soffit and 4.5m to 9.0m soffit. Costs exclude supporting structure. Additional cost of using steel deck permanent shuttering is £5.70/m2. | - | - | - | - | - | - | Photo 1 - Concrete beam supporting underside of reinforced concrete slab. | - | 10212 |  | M2 | Each | NA | NA | NA | 56.1832 | Option 2 | 69.6562 | 23.98% | 78.6384 | 59.4321 | 5.783% | -14.68% | 59.4321 | 5.783% | Indexed | NA | VOA_GPN_GOV_UK\7246041 | 2019-08-30 | Low | - | Medium | Risk taken from previous CG | - | - | NA | SPONS A&B | NA | (BEAMS Note 2) The ERC for this item should be added to all other rateable items on the hereditament (except land). Therefore the total of the ERC of the other Building Items and the P&M ERC (where applicable) to enable the correct contract size adjustment to be made. ERC of Building Component + ERC of P&M = Total ERC to which contract size adjustment should be applied. The appropriate % adjustment should be made in accordance with the scale for contract size adjustment specified under section 6 of the RCG 2021 Guidance notes. The currency ERC rates are set at £4m (Four Million Pounds) @ 1st April 2019 (AVD) for the RCG 2021 Publication. | Photo 1 - Concrete beam supporting underside of reinforced concrete slab. | - | 2 | TRUE
4883 | 30F01A | 6863 | 30F01A | Roof - structure | Flat concrete | Reinforced slab | 200mm thick | < 4.5m ht | In-situ reinforced concrete 150mm, 200mm, 300mm and 600mm thick. | Location Adjustment Applicable (See Guidance Notes) - ERC = UK mean of 1.00 | (BEAMS Note 2) The ERC for this item should be added to all other rateable items on the hereditament (except land). Therefore the total of the ERC of the other Building Items and the P&M ERC (where applicable) to enable the correct contract size adjustment to be made. ERC of Building Component + ERC of P&M = Total ERC to which contract size adjustment should be applied. The appropriate % adjustment should be made in accordance with the scale for contract size adjustment specified under section 6 of the RCG 2023 Guidance notes. The currency ERC rates are set at £4m (Four Million Pounds) @ 1st April 2021 (AVD) for the RCG 2023 Publication. | Rates included for up to 4.5m soffit and 4.5m to 9.0m soffit. Costs exclude supporting structure. Additional cost of using steel deck permanent shuttering is £5.70/m2. | - | - | - | - | - | - | Photo 1 - Concrete beam supporting underside of reinforced concrete slab. | - | 10212 |  | M2 | Each | NA | NA | NA | 56.9529 | Option 2 | 70.6104 | 23.98% | 82.8483 | 62.6138 | 9.94% | -11.32% | 62.6138 | 9.94% | Indexed | NA | VOA_GPN_GOV_UK\7246041 | 2019-08-30 | Low | - | Medium | Risk taken from previous CG | - | - | NA | SPONS A&B | NA | (BEAMS Note 2) The ERC for this item should be added to all other rateable items on the hereditament (except land). Therefore the total of the ERC of the other Building Items and the P&M ERC (where applicable) to enable the correct contract size adjustment to be made. ERC of Building Component + ERC of P&M = Total ERC to which contract size adjustment should be applied. The appropriate % adjustment should be made in accordance with the scale for contract size adjustment specified under section 6 of the RCG 2021 Guidance notes. The currency ERC rates are set at £4m (Four Million Pounds) @ 1st April 2019 (AVD) for the RCG 2021 Publication. | Photo 1 - Concrete beam supporting underside of reinforced concrete slab. | - | 2 | TRUE
4884 | 30F01F | 6864 | 30F01F | Roof - structure | Flat concrete | Reinforced slab | 200mm thick | 4.5m - 9.0m ht | In-situ reinforced concrete 150mm, 200mm, 300mm and 600mm thick. | Location Adjustment Applicable (See Guidance Notes) - ERC = UK mean of 1.00 | (BEAMS Note 2) The ERC for this item should be added to all other rateable items on the hereditament (except land). Therefore the total of the ERC of the other Building Items and the P&M ERC (where applicable) to enable the correct contract size adjustment to be made. ERC of Building Component + ERC of P&M = Total ERC to which contract size adjustment should be applied. The appropriate % adjustment should be made in accordance with the scale for contract size adjustment specified under section 6 of the RCG 2023 Guidance notes. The currency ERC rates are set at £4m (Four Million Pounds) @ 1st April 2021 (AVD) for the RCG 2023 Publication. | Rates included for up to 4.5m soffit and 4.5m to 9.0m soffit. Costs exclude supporting structure. Additional cost of using steel deck permanent shuttering is £5.70/m2. | - | - | - | - | - | - | Photo 1 - Concrete beam supporting underside of reinforced concrete slab. | - | 10212 |  | M2 | Each | NA | NA | NA | 63.1099 | Option 2 | 78.2439 | 23.98% | 84.3109 | 63.7192 | 0.9654% | -18.56% | 63.7192 | 0.9654% | Indexed | NA | VOA_GPN_GOV_UK\7246041 | 2019-08-30 | Low | - | Medium | Risk taken from previous CG | - | - | NA | SPONS A&B | NA | (BEAMS Note 2) The ERC for this item should be added to all other rateable items on the hereditament (except land). Therefore the total of the ERC of the other Building Items and the P&M ERC (where applicable) to enable the correct contract size adjustment to be made. ERC of Building Component + ERC of P&M = Total ERC to which contract size adjustment should be applied. The appropriate % adjustment should be made in accordance with the scale for contract size adjustment specified under section 6 of the RCG 2021 Guidance notes. The currency ERC rates are set at £4m (Four Million Pounds) @ 1st April 2019 (AVD) for the RCG 2021 Publication. | Photo 1 - Concrete beam supporting underside of reinforced concrete slab. | - | 2 | TRUE
4885 | 30F01K | 6865 | 30F01K | Roof - structure | Flat concrete | Reinforced slab | 300mm thick | < 4.5m ht | In-situ reinforced concrete 150mm, 200mm, 300mm and 600mm thick. | Location Adjustment Applicable (See Guidance Notes) - ERC = UK mean of 1.00 | (BEAMS Note 2) The ERC for this item should be added to all other rateable items on the hereditament (except land). Therefore the total of the ERC of the other Building Items and the P&M ERC (where applicable) to enable the correct contract size adjustment to be made. ERC of Building Component + ERC of P&M = Total ERC to which contract size adjustment should be applied. The appropriate % adjustment should be made in accordance with the scale for contract size adjustment specified under section 6 of the RCG 2023 Guidance notes. The currency ERC rates are set at £4m (Four Million Pounds) @ 1st April 2021 (AVD) for the RCG 2023 Publication. | Rates included for up to 4.5m soffit and 4.5m to 9.0m soffit. Costs exclude supporting structure. Additional cost of using steel deck permanent shuttering is £5.70/m2. | - | - | - | - | - | - | Photo 1 - Concrete beam supporting underside of reinforced concrete slab. | - | 10212 |  | M2 | Each | NA | NA | NA | 95.4345 | Option 2 | 118.3201 | 23.98% | 155.4442 | 117.4792 | 23.1% | -0.7107% | 117.4792 | 23.1% | Indexed | NA | VOA_GPN_GOV_UK\7246041 | 2019-08-30 | Low | - | Medium | Risk taken from previous CG | - | - | NA | SPONS A&B | NA | (BEAMS Note 2) The ERC for this item should be added to all other rateable items on the hereditament (except land). Therefore the total of the ERC of the other Building Items and the P&M ERC (where applicable) to enable the correct contract size adjustment to be made. ERC of Building Component + ERC of P&M = Total ERC to which contract size adjustment should be applied. The appropriate % adjustment should be made in accordance with the scale for contract size adjustment specified under section 6 of the RCG 2021 Guidance notes. The currency ERC rates are set at £4m (Four Million Pounds) @ 1st April 2019 (AVD) for the RCG 2021 Publication. | Photo 1 - Concrete beam supporting underside of reinforced concrete slab. | - | 2 | TRUE
4886 | 30F01P | 6866 | 30F01P | Roof - structure | Flat concrete | Reinforced slab | 300mm thick | 4.5m - 9.0m ht | In-situ reinforced concrete 150mm, 200mm, 300mm and 600mm thick. | Location Adjustment Applicable (See Guidance Notes) - ERC = UK mean of 1.00 | (BEAMS Note 2) The ERC for this item should be added to all other rateable items on the hereditament (except land). Therefore the total of the ERC of the other Building Items and the P&M ERC (where applicable) to enable the correct contract size adjustment to be made. ERC of Building Component + ERC of P&M = Total ERC to which contract size adjustment should be applied. The appropriate % adjustment should be made in accordance with the scale for contract size adjustment specified under section 6 of the RCG 2023 Guidance notes. The currency ERC rates are set at £4m (Four Million Pounds) @ 1st April 2021 (AVD) for the RCG 2023 Publication. | Rates included for up to 4.5m soffit and 4.5m to 9.0m soffit. Costs exclude supporting structure. Additional cost of using steel deck permanent shuttering is £5.70/m2. | - | - | - | - | - | - | Photo 1 - Concrete beam supporting underside of reinforced concrete slab. | - | 10212 |  | M2 | Each | NA | NA | NA | 98.513 | Option 2 | 122.1369 | 23.98% | 160.1076 | 121.0036 | 22.83% | -0.9279% | 121.0036 | 22.83% | Indexed | NA | VOA_GPN_GOV_UK\7246041 | 2019-08-30 | Low | - | Medium | Risk taken from previous CG | - | - | NA | SPONS A&B | NA | (BEAMS Note 2) The ERC for this item should be added to all other rateable items on the hereditament (except land). Therefore the total of the ERC of the other Building Items and the P&M ERC (where applicable) to enable the correct contract size adjustment to be made. ERC of Building Component + ERC of P&M = Total ERC to which contract size adjustment should be applied. The appropriate % adjustment should be made in accordance with the scale for contract size adjustment specified under section 6 of the RCG 2021 Guidance notes. The currency ERC rates are set at £4m (Four Million Pounds) @ 1st April 2019 (AVD) for the RCG 2021 Publication. | Photo 1 - Concrete beam supporting underside of reinforced concrete slab. | - | 2 | TRUE
4887 | 30F01U | 6867 | 30F01U | Roof - structure | Flat concrete | Reinforced slab | 600mm thick | < 4.5m ht | In-situ reinforced concrete 150mm, 200mm, 300mm and 600mm thick. | Location Adjustment Applicable (See Guidance Notes) - ERC = UK mean of 1.00 | (BEAMS Note 2) The ERC for this item should be added to all other rateable items on the hereditament (except land). Therefore the total of the ERC of the other Building Items and the P&M ERC (where applicable) to enable the correct contract size adjustment to be made. ERC of Building Component + ERC of P&M = Total ERC to which contract size adjustment should be applied. The appropriate % adjustment should be made in accordance with the scale for contract size adjustment specified under section 6 of the RCG 2023 Guidance notes. The currency ERC rates are set at £4m (Four Million Pounds) @ 1st April 2021 (AVD) for the RCG 2023 Publication. | Rates included for up to 4.5m soffit and 4.5m to 9.0m soffit. Costs exclude supporting structure. Additional cost of using steel deck permanent shuttering is £5.70/m2. | - | - | - | - | - | - | Photo 1 - Concrete beam supporting underside of reinforced concrete slab. | - | 10212 |  | M2 | Each | NA | NA | NA | 153.9266 | Option 2 | 190.8389 | 23.98% | 272.3641 | 205.8431 | 33.73% | 7.862% | 205.8431 | 33.73% | Indexed | NA | VOA_GPN_GOV_UK\7246041 | 2019-08-30 | Low | - | Medium | Risk taken from previous CG | - | - | NA | SPONS A&B | NA | (BEAMS Note 2) The ERC for this item should be added to all other rateable items on the hereditament (except land). Therefore the total of the ERC of the other Building Items and the P&M ERC (where applicable) to enable the correct contract size adjustment to be made. ERC of Building Component + ERC of P&M = Total ERC to which contract size adjustment should be applied. The appropriate % adjustment should be made in accordance with the scale for contract size adjustment specified under section 6 of the RCG 2021 Guidance notes. The currency ERC rates are set at £4m (Four Million Pounds) @ 1st April 2019 (AVD) for the RCG 2021 Publication. | Photo 1 - Concrete beam supporting underside of reinforced concrete slab. | - | 2 | TRUE
4888 | 30F01Z | 6868 | 30F01Z | Roof - structure | Flat concrete | Reinforced slab | 600mm thick | 4.5m - 9.0m ht | In-situ reinforced concrete 150mm, 200mm, 300mm and 600mm thick. | Location Adjustment Applicable (See Guidance Notes) - ERC = UK mean of 1.00 | (BEAMS Note 2) The ERC for this item should be added to all other rateable items on the hereditament (except land). Therefore the total of the ERC of the other Building Items and the P&M ERC (where applicable) to enable the correct contract size adjustment to be made. ERC of Building Component + ERC of P&M = Total ERC to which contract size adjustment should be applied. The appropriate % adjustment should be made in accordance with the scale for contract size adjustment specified under section 6 of the RCG 2023 Guidance notes. The currency ERC rates are set at £4m (Four Million Pounds) @ 1st April 2021 (AVD) for the RCG 2023 Publication. | Rates included for up to 4.5m soffit and 4.5m to 9.0m soffit. Costs exclude supporting structure. Additional cost of using steel deck permanent shuttering is £5.70/m2. | - | - | - | - | - | - | Photo 1 - Concrete beam supporting underside of reinforced concrete slab. | - | 10212 |  | M2 | Each | NA | NA | NA | 157.0052 | Option 2 | 194.6556 | 23.98% | 278.1129 | 210.1878 | 33.87% | 7.979% | 210.1878 | 33.87% | Indexed | NA | VOA_GPN_GOV_UK\7246041 | 2019-08-30 | Low | - | Medium | Risk taken from previous CG | - | - | NA | SPONS A&B | NA | (BEAMS Note 2) The ERC for this item should be added to all other rateable items on the hereditament (except land). Therefore the total of the ERC of the other Building Items and the P&M ERC (where applicable) to enable the correct contract size adjustment to be made. ERC of Building Component + ERC of P&M = Total ERC to which contract size adjustment should be applied. The appropriate % adjustment should be made in accordance with the scale for contract size adjustment specified under section 6 of the RCG 2021 Guidance notes. The currency ERC rates are set at £4m (Four Million Pounds) @ 1st April 2019 (AVD) for the RCG 2021 Publication. | Photo 1 - Concrete beam supporting underside of reinforced concrete slab. | - | 2 | TRUE
4889 | 30F00U | 6860 | 30F00U | Roof - structure | Flat timber | 100mm reinforced wood wool slab | 200mm x 50mm softwood joists | - | Timber flat roofs comprise timber structural members referred to as rafters and roof joists mechanically fixed or jointed together to create a frame ready to clad over with a ridged sheet decking. | Location Adjustment Applicable (See Guidance Notes) - ERC = UK mean of 1.00 | (BEAMS Note 2) The ERC for this item should be added to all other rateable items on the hereditament (except land). Therefore the total of the ERC of the other Building Items and the P&M ERC (where applicable) to enable the correct contract size adjustment to be made. ERC of Building Component + ERC of P&M = Total ERC to which contract size adjustment should be applied. The appropriate % adjustment should be made in accordance with the scale for contract size adjustment specified under section 6 of the RCG 2023 Guidance notes. The currency ERC rates are set at £4m (Four Million Pounds) @ 1st April 2021 (AVD) for the RCG 2023 Publication. | See also roof coverings 30F05K, 30F080-30F095. Costs exclude supporting structure. | RPA = Roof Plan Area | - | - | - | - | - | Photo 1 - Typical basic framework for simple timber flat roof. Photo 2 - Diagrammatic layout for extended corner of flat roof. | - | 10214 |  | M2 | Roof plan area | NA | NA | NA | 73.8848 | Option 2 | 91.6027 | 23.98% | 86.5588 | 65.4181 | -11.46% | -28.58% | 65.4181 | -11.46% | Indexed | NA | VOA_GPN_GOV_UK\7246041 | 2019-08-30 | Low | - | Medium | Risk taken from previous CG | - | - | NA | SPONS A&B | NA | (BEAMS Note 2) The ERC for this item should be added to all other rateable items on the hereditament (except land). Therefore the total of the ERC of the other Building Items and the P&M ERC (where applicable) to enable the correct contract size adjustment to be made. ERC of Building Component + ERC of P&M = Total ERC to which contract size adjustment should be applied. The appropriate % adjustment should be made in accordance with the scale for contract size adjustment specified under section 6 of the RCG 2021 Guidance notes. The currency ERC rates are set at £4m (Four Million Pounds) @ 1st April 2019 (AVD) for the RCG 2021 Publication. | Photo 1 - Typical basic framework for simple timber flat roof. Photo 2 - Diagrammatic layout for extended corner of flat roof. | - | 2 | TRUE
4890 | 30F005 | 6855 | 30F005 | Roof - structure | Flat timber | 18mm plywood | 200mm x 50mm softwood joists | - | Timber flat roofs comprise timber structural members referred to as rafters and roof joists mechanically fixed or jointed together to create a frame ready to clad over with a ridged sheet decking. | Location Adjustment Applicable (See Guidance Notes) - ERC = UK mean of 1.00 | (BEAMS Note 2) The ERC for this item should be added to all other rateable items on the hereditament (except land). Therefore the total of the ERC of the other Building Items and the P&M ERC (where applicable) to enable the correct contract size adjustment to be made. ERC of Building Component + ERC of P&M = Total ERC to which contract size adjustment should be applied. The appropriate % adjustment should be made in accordance with the scale for contract size adjustment specified under section 6 of the RCG 2023 Guidance notes. The currency ERC rates are set at £4m (Four Million Pounds) @ 1st April 2021 (AVD) for the RCG 2023 Publication. | See also roof coverings 30F05K, 30F080-30F095. Costs exclude supporting structure. | RPA = Roof Plan Area | - | - | - | - | - | Photo 1 - Typical basic framework for simple timber flat roof. Photo 2 - Diagrammatic layout for extended corner of flat roof. | - | 10214 |  | M2 | Roof plan area | NA | NA | NA | 55.4136 | Option 2 | 68.702 | 23.98% | 67.408 | 50.9446 | -8.065% | -25.85% | 50.9446 | -8.065% | Indexed | NA | VOA_GPN_GOV_UK\7246041 | 2019-08-30 | Low | - | Medium | Risk taken from previous CG | - | - | NA | SPONS A&B | NA | (BEAMS Note 2) The ERC for this item should be added to all other rateable items on the hereditament (except land). Therefore the total of the ERC of the other Building Items and the P&M ERC (where applicable) to enable the correct contract size adjustment to be made. ERC of Building Component + ERC of P&M = Total ERC to which contract size adjustment should be applied. The appropriate % adjustment should be made in accordance with the scale for contract size adjustment specified under section 6 of the RCG 2021 Guidance notes. The currency ERC rates are set at £4m (Four Million Pounds) @ 1st April 2019 (AVD) for the RCG 2021 Publication. | Photo 1 - Typical basic framework for simple timber flat roof. Photo 2 - Diagrammatic layout for extended corner of flat roof. | - | 2 | TRUE
4891 | 30F00A | 6856 | 30F00A | Roof - structure | Flat timber | 19mm boards | 200mm x 50mm softwood joists | - | Timber flat roofs comprise timber structural members referred to as rafters and roof joists mechanically fixed or jointed together to create a frame ready to clad over with a ridged sheet decking. | Location Adjustment Applicable (See Guidance Notes) - ERC = UK mean of 1.00 | (BEAMS Note 2) The ERC for this item should be added to all other rateable items on the hereditament (except land). Therefore the total of the ERC of the other Building Items and the P&M ERC (where applicable) to enable the correct contract size adjustment to be made. ERC of Building Component + ERC of P&M = Total ERC to which contract size adjustment should be applied. The appropriate % adjustment should be made in accordance with the scale for contract size adjustment specified under section 6 of the RCG 2023 Guidance notes. The currency ERC rates are set at £4m (Four Million Pounds) @ 1st April 2021 (AVD) for the RCG 2023 Publication. | See also roof coverings 30F05K, 30F080-30F095. Costs exclude supporting structure. | RPA = Roof Plan Area | - | - | - | - | - | Photo 1 - Typical basic framework for simple timber flat roof. Photo 2 - Diagrammatic layout for extended corner of flat roof. | - | 10214 |  | M2 | Roof plan area | NA | NA | NA | 50.0262 | Option 2 | 62.0226 | 23.98% | 63.9995 | 48.3685 | -3.314% | -22.01% | 48.3685 | -3.314% | Indexed | NA | VOA_GPN_GOV_UK\7246041 | 2019-08-30 | Low | - | Medium | Risk taken from previous CG | - | - | NA | SPONS A&B | NA | (BEAMS Note 2) The ERC for this item should be added to all other rateable items on the hereditament (except land). Therefore the total of the ERC of the other Building Items and the P&M ERC (where applicable) to enable the correct contract size adjustment to be made. ERC of Building Component + ERC of P&M = Total ERC to which contract size adjustment should be applied. The appropriate % adjustment should be made in accordance with the scale for contract size adjustment specified under section 6 of the RCG 2021 Guidance notes. The currency ERC rates are set at £4m (Four Million Pounds) @ 1st April 2019 (AVD) for the RCG 2021 Publication. | Photo 1 - Typical basic framework for simple timber flat roof. Photo 2 - Diagrammatic layout for extended corner of flat roof. | - | 2 | TRUE
4892 | 30F000 | 6854 | 30F000 | Roof - structure | Flat timber | 22mm chipboard | 200mm x 50mm softwood joists | - | Timber flat roofs comprise timber structural members referred to as rafters and roof joists mechanically fixed or jointed together to create a frame ready to clad over with a ridged sheet decking. | Location Adjustment Applicable (See Guidance Notes) - ERC = UK mean of 1.00 | (BEAMS Note 2) The ERC for this item should be added to all other rateable items on the hereditament (except land). Therefore the total of the ERC of the other Building Items and the P&M ERC (where applicable) to enable the correct contract size adjustment to be made. ERC of Building Component + ERC of P&M = Total ERC to which contract size adjustment should be applied. The appropriate % adjustment should be made in accordance with the scale for contract size adjustment specified under section 6 of the RCG 2023 Guidance notes. The currency ERC rates are set at £4m (Four Million Pounds) @ 1st April 2021 (AVD) for the RCG 2023 Publication. | See also roof coverings 30F05K, 30F080-30F095. Costs exclude supporting structure. | RPA = Roof Plan Area | - | - | - | - | - | Photo 1 - Typical basic framework for simple timber flat roof. Photo 2 - Diagrammatic layout for extended corner of flat roof. | - | 10214 |  | M2 | Roof plan area | NA | NA | NA | 45.4084 | Option 2 | 56.2975 | 23.98% | 55.7833 | 42.159 | -7.156% | -25.11% | 42.159 | -7.156% | Indexed | NA | VOA_GPN_GOV_UK\7246041 | 2019-08-30 | Low | - | Medium | Risk taken from previous CG | - | - | NA | SPONS A&B | NA | (BEAMS Note 2) The ERC for this item should be added to all other rateable items on the hereditament (except land). Therefore the total of the ERC of the other Building Items and the P&M ERC (where applicable) to enable the correct contract size adjustment to be made. ERC of Building Component + ERC of P&M = Total ERC to which contract size adjustment should be applied. The appropriate % adjustment should be made in accordance with the scale for contract size adjustment specified under section 6 of the RCG 2021 Guidance notes. The currency ERC rates are set at £4m (Four Million Pounds) @ 1st April 2019 (AVD) for the RCG 2021 Publication. | Photo 1 - Typical basic framework for simple timber flat roof. Photo 2 - Diagrammatic layout for extended corner of flat roof. | - | 2 | TRUE
4893 | 30F00K | 6858 | 30F00K | Roof - structure | Flat timber | 50mm reinforced wood wool slab | 200mm x 50mm softwood joists | - | Timber flat roofs comprise timber structural members referred to as rafters and roof joists mechanically fixed or jointed together to create a frame ready to clad over with a ridged sheet decking. | Location Adjustment Applicable (See Guidance Notes) - ERC = UK mean of 1.00 | (BEAMS Note 2) The ERC for this item should be added to all other rateable items on the hereditament (except land). Therefore the total of the ERC of the other Building Items and the P&M ERC (where applicable) to enable the correct contract size adjustment to be made. ERC of Building Component + ERC of P&M = Total ERC to which contract size adjustment should be applied. The appropriate % adjustment should be made in accordance with the scale for contract size adjustment specified under section 6 of the RCG 2023 Guidance notes. The currency ERC rates are set at £4m (Four Million Pounds) @ 1st April 2021 (AVD) for the RCG 2023 Publication. | See also roof coverings 30F05K, 30F080-30F095. Costs exclude supporting structure. | RPA = Roof Plan Area | - | - | - | - | - | Photo 1 - Typical basic framework for simple timber flat roof. Photo 2 - Diagrammatic layout for extended corner of flat roof. | - | 10214 |  | M2 | Roof plan area | NA | NA | NA | 55.4136 | Option 2 | 68.702 | 23.98% | 70.2053 | 53.0587 | -4.25% | -22.77% | 53.0587 | -4.25% | Indexed | NA | VOA_GPN_GOV_UK\7246041 | 2019-08-30 | Low | - | Medium | Risk taken from previous CG | - | - | NA | SPONS A&B | NA | (BEAMS Note 2) The ERC for this item should be added to all other rateable items on the hereditament (except land). Therefore the total of the ERC of the other Building Items and the P&M ERC (where applicable) to enable the correct contract size adjustment to be made. ERC of Building Component + ERC of P&M = Total ERC to which contract size adjustment should be applied. The appropriate % adjustment should be made in accordance with the scale for contract size adjustment specified under section 6 of the RCG 2021 Guidance notes. The currency ERC rates are set at £4m (Four Million Pounds) @ 1st April 2019 (AVD) for the RCG 2021 Publication. | Photo 1 - Typical basic framework for simple timber flat roof. Photo 2 - Diagrammatic layout for extended corner of flat roof. | - | 2 | TRUE
4894 | 30F00P | 6859 | 30F00P | Roof - structure | Flat timber | 75mm reinforced wood wool slab | 200mm x 50mm softwood joists | - | Timber flat roofs comprise timber structural members referred to as rafters and roof joists mechanically fixed or jointed together to create a frame ready to clad over with a ridged sheet decking. | Location Adjustment Applicable (See Guidance Notes) - ERC = UK mean of 1.00 | (BEAMS Note 2) The ERC for this item should be added to all other rateable items on the hereditament (except land). Therefore the total of the ERC of the other Building Items and the P&M ERC (where applicable) to enable the correct contract size adjustment to be made. ERC of Building Component + ERC of P&M = Total ERC to which contract size adjustment should be applied. The appropriate % adjustment should be made in accordance with the scale for contract size adjustment specified under section 6 of the RCG 2023 Guidance notes. The currency ERC rates are set at £4m (Four Million Pounds) @ 1st April 2021 (AVD) for the RCG 2023 Publication. | See also roof coverings 30F05K, 30F080-30F095. Costs exclude supporting structure. | RPA = Roof Plan Area | - | - | - | - | - | Photo 1 - Typical basic framework for simple timber flat roof. Photo 2 - Diagrammatic layout for extended corner of flat roof. | - | 10214 |  | M2 | Roof plan area | NA | NA | NA | 63.8795 | Option 2 | 79.1981 | 23.98% | 77.8362 | 58.8258 | -7.911% | -25.72% | 58.8258 | -7.911% | Indexed | NA | VOA_GPN_GOV_UK\7246041 | 2019-08-30 | Low | - | Medium | Risk taken from previous CG | - | - | NA | SPONS A&B | NA | (BEAMS Note 2) The ERC for this item should be added to all other rateable items on the hereditament (except land). Therefore the total of the ERC of the other Building Items and the P&M ERC (where applicable) to enable the correct contract size adjustment to be made. ERC of Building Component + ERC of P&M = Total ERC to which contract size adjustment should be applied. The appropriate % adjustment should be made in accordance with the scale for contract size adjustment specified under section 6 of the RCG 2021 Guidance notes. The currency ERC rates are set at £4m (Four Million Pounds) @ 1st April 2019 (AVD) for the RCG 2021 Publication. | Photo 1 - Typical basic framework for simple timber flat roof. Photo 2 - Diagrammatic layout for extended corner of flat roof. | - | 2 | TRUE
4895 | 30F00F | 6857 | 30F00F | Roof - structure | Flat timber | 75mm wood wool slab | 200mm x 50mm softwood joists | - | Timber flat roofs comprise timber structural members referred to as rafters and roof joists mechanically fixed or jointed together to create a frame ready to clad over with a ridged sheet decking. | Location Adjustment Applicable (See Guidance Notes) - ERC = UK mean of 1.00 | (BEAMS Note 2) The ERC for this item should be added to all other rateable items on the hereditament (except land). Therefore the total of the ERC of the other Building Items and the P&M ERC (where applicable) to enable the correct contract size adjustment to be made. ERC of Building Component + ERC of P&M = Total ERC to which contract size adjustment should be applied. The appropriate % adjustment should be made in accordance with the scale for contract size adjustment specified under section 6 of the RCG 2023 Guidance notes. The currency ERC rates are set at £4m (Four Million Pounds) @ 1st April 2021 (AVD) for the RCG 2023 Publication. | See also roof coverings 30F05K, 30F080-30F095. Costs exclude supporting structure. | RPA = Roof Plan Area | - | - | - | - | - | Photo 1 - Typical basic framework for simple timber flat roof. Photo 2 - Diagrammatic layout for extended corner of flat roof. | - | 10214 |  | M2 | Roof plan area | NA | NA | NA | 45.4084 | Option 2 | 56.2975 | 23.98% | 77.8362 | 58.8258 | 29.55% | 4.491% | 58.8258 | 29.55% | Indexed | NA | VOA_GPN_GOV_UK\7246041 | 2019-08-30 | Low | - | Medium | Risk taken from previous CG | - | - | NA | SPONS A&B | NA | (BEAMS Note 2) The ERC for this item should be added to all other rateable items on the hereditament (except land). Therefore the total of the ERC of the other Building Items and the P&M ERC (where applicable) to enable the correct contract size adjustment to be made. ERC of Building Component + ERC of P&M = Total ERC to which contract size adjustment should be applied. The appropriate % adjustment should be made in accordance with the scale for contract size adjustment specified under section 6 of the RCG 2021 Guidance notes. The currency ERC rates are set at £4m (Four Million Pounds) @ 1st April 2019 (AVD) for the RCG 2021 Publication. | Photo 1 - Typical basic framework for simple timber flat roof. Photo 2 - Diagrammatic layout for extended corner of flat roof. | - | 2 | TRUE
4896 | 30F03K | 6877 | 30F03K | Roof - structure | Pitched timber | Timber truss at 375mm centre | 100mm x 50mm members | 30° slope | A pitched roof is a form of ridge roof sloping down in two directions from a central apex or ridge as it is technically called. Typically a softwood trussed timber roof structure is capable of up to maximum 10m span and comprises multiple structural members including rafters, struts and ties fitted together to form a triangulated structure commonly known as a roof truss. According to their method of fixing, trusses are categorised as: 1. Nailed Timber Truss 2. Bolt Connector Truss 3. Glued Truss or 4. Trussed Rafters. If the roof span is large, multiple purlins are necessary. Structural members span the width of the roof at intervals along its length, the tops of which follow the pitch of the roof. | Location Adjustment Applicable (See Guidance Notes) - ERC = UK mean of 1.00 | (BEAMS Note 2) The ERC for this item should be added to all other rateable items on the hereditament (except land). Therefore the total of the ERC of the other Building Items and the P&M ERC (where applicable) to enable the correct contract size adjustment to be made. ERC of Building Component + ERC of P&M = Total ERC to which contract size adjustment should be applied. The appropriate % adjustment should be made in accordance with the scale for contract size adjustment specified under section 6 of the RCG 2023 Guidance notes. The currency ERC rates are set at £4m (Four Million Pounds) @ 1st April 2021 (AVD) for the RCG 2023 Publication. | MOP = Measured on Plan | MOP = Measured on Plan | - | - | - | - | - | - | - | 10216 |  | M2 | - | NA | NA | NA | 36.1728 | Option 2 | 44.8471 | 23.98% | 74.2651 | 56.1269 | 55.16% | 25.15% | 56.1269 | 55.16% | Indexed | NA | VOA_GPN_GOV_UK\7246041 | 2019-08-30 | Low | - | Medium | Risk taken from previous CG | - | - | NA | SPONS A&B | NA | (BEAMS Note 2) The ERC for this item should be added to all other rateable items on the hereditament (except land). Therefore the total of the ERC of the other Building Items and the P&M ERC (where applicable) to enable the correct contract size adjustment to be made. ERC of Building Component + ERC of P&M = Total ERC to which contract size adjustment should be applied. The appropriate % adjustment should be made in accordance with the scale for contract size adjustment specified under section 6 of the RCG 2021 Guidance notes. The currency ERC rates are set at £4m (Four Million Pounds) @ 1st April 2019 (AVD) for the RCG 2021 Publication. | - | - | 2 | TRUE
4897 | 30F03P | 6878 | 30F03P | Roof - structure | Pitched timber | Timber truss at 375mm centre | 100mm x 50mm members | 35° slope | A pitched roof is a form of ridge roof sloping down in two directions from a central apex or ridge as it is technically called. Typically a softwood trussed timber roof structure is capable of up to maximum 10m span and comprises multiple structural members including rafters, struts and ties fitted together to form a triangulated structure commonly known as a roof truss. According to their method of fixing, trusses are categorised as: 1. Nailed Timber Truss 2. Bolt Connector Truss 3. Glued Truss or 4. Trussed Rafters. If the roof span is large, multiple purlins are necessary. Structural members span the width of the roof at intervals along its length, the tops of which follow the pitch of the roof. | Location Adjustment Applicable (See Guidance Notes) - ERC = UK mean of 1.00 | (BEAMS Note 2) The ERC for this item should be added to all other rateable items on the hereditament (except land). Therefore the total of the ERC of the other Building Items and the P&M ERC (where applicable) to enable the correct contract size adjustment to be made. ERC of Building Component + ERC of P&M = Total ERC to which contract size adjustment should be applied. The appropriate % adjustment should be made in accordance with the scale for contract size adjustment specified under section 6 of the RCG 2023 Guidance notes. The currency ERC rates are set at £4m (Four Million Pounds) @ 1st April 2021 (AVD) for the RCG 2023 Publication. | MOP = Measured on Plan | MOP = Measured on Plan | - | - | - | - | - | - | - | 10216 |  | M2 | - | NA | NA | NA | 36.1728 | Option 2 | 44.8471 | 23.98% | 76.4931 | 57.8107 | 59.82% | 28.91% | 57.8107 | 59.82% | Indexed | NA | VOA_GPN_GOV_UK\7246041 | 2019-08-30 | Low | - | Medium | Risk taken from previous CG | - | - | NA | SPONS A&B | NA | (BEAMS Note 2) The ERC for this item should be added to all other rateable items on the hereditament (except land). Therefore the total of the ERC of the other Building Items and the P&M ERC (where applicable) to enable the correct contract size adjustment to be made. ERC of Building Component + ERC of P&M = Total ERC to which contract size adjustment should be applied. The appropriate % adjustment should be made in accordance with the scale for contract size adjustment specified under section 6 of the RCG 2021 Guidance notes. The currency ERC rates are set at £4m (Four Million Pounds) @ 1st April 2019 (AVD) for the RCG 2021 Publication. | - | - | 2 | TRUE
4898 | 30F03U | 8580 | 30F03U | Roof - structure | Pitched timber | Timber truss at 375mm centre | 100mm x 50mm members | 40° slope | A pitched roof is a form of ridge roof sloping down in two directions from a central apex or ridge as it is technically called. Typically a softwood trussed timber roof structure is capable of up to maximum 10m span and comprises multiple structural members including rafters, struts and ties fitted together to form a triangulated structure commonly known as a roof truss. According to their method of fixing, trusses are categorised as: 1. Nailed Timber Truss 2. Bolt Connector Truss 3. Glued Truss or 4. Trussed Rafters. If the roof span is large, multiple purlins are necessary. Structural members span the width of the roof at intervals along its length, the tops of which follow the pitch of the roof. | Location Adjustment Applicable (See Guidance Notes) - ERC = UK mean of 1.00 | (BEAMS Note 2) The ERC for this item should be added to all other rateable items on the hereditament (except land). Therefore the total of the ERC of the other Building Items and the P&M ERC (where applicable) to enable the correct contract size adjustment to be made. ERC of Building Component + ERC of P&M = Total ERC to which contract size adjustment should be applied. The appropriate % adjustment should be made in accordance with the scale for contract size adjustment specified under section 6 of the RCG 2023 Guidance notes. The currency ERC rates are set at £4m (Four Million Pounds) @ 1st April 2021 (AVD) for the RCG 2023 Publication. | MOP = Measured on Plan | MOP = Measured on Plan | - | - | - | - | - | - | - | 10216 |  | M2 | - | NA | NA | NA | 39.2513 | Option 2 | 48.6639 | 23.98% | 79.0923 | 59.7752 | 52.29% | 22.83% | 59.7752 | 52.29% | Indexed | NA | VOA_GPN_GOV_UK\7246041 | 2019-08-30 | Low | - | Medium | Risk taken from previous CG | - | - | NA | SPONS A&B | NA | (BEAMS Note 2) The ERC for this item should be added to all other rateable items on the hereditament (except land). Therefore the total of the ERC of the other Building Items and the P&M ERC (where applicable) to enable the correct contract size adjustment to be made. ERC of Building Component + ERC of P&M = Total ERC to which contract size adjustment should be applied. The appropriate % adjustment should be made in accordance with the scale for contract size adjustment specified under section 6 of the RCG 2021 Guidance notes. The currency ERC rates are set at £4m (Four Million Pounds) @ 1st April 2019 (AVD) for the RCG 2021 Publication. | - | - | 2 | TRUE
4899 | 30F030 | 6874 | 30F030 | Roof - structure | Pitched timber | Timber truss at 600mm centre | 75mm x 50mm members | 22.5° slope | A pitched roof is a form of ridge roof sloping down in two directions from a central apex or ridge as it is technically called. Typically a softwood trussed timber roof structure is capable of up to maximum 10m span and comprises multiple structural members including rafters, struts and ties fitted together to form a triangulated structure commonly known as a roof truss. According to their method of fixing, trusses are categorised as: 1. Nailed Timber Truss 2. Bolt Connector Truss 3. Glued Truss or 4. Trussed Rafters. If the roof span is large, multiple purlins are necessary. Structural members span the width of the roof at intervals along its length, the tops of which follow the pitch of the roof. | Location Adjustment Applicable (See Guidance Notes) - ERC = UK mean of 1.00 | (BEAMS Note 2) The ERC for this item should be added to all other rateable items on the hereditament (except land). Therefore the total of the ERC of the other Building Items and the P&M ERC (where applicable) to enable the correct contract size adjustment to be made. ERC of Building Component + ERC of P&M = Total ERC to which contract size adjustment should be applied. The appropriate % adjustment should be made in accordance with the scale for contract size adjustment specified under section 6 of the RCG 2023 Guidance notes. The currency ERC rates are set at £4m (Four Million Pounds) @ 1st April 2021 (AVD) for the RCG 2023 Publication. | MOP = Measured on Plan | MOP = Measured on Plan | - | - | - | - | - | - | - | 10216 |  | M2 | - | NA | NA | NA | 22.3194 | Option 2 | 27.6716 | 23.98% | 40.6992 | 30.759 | 37.81% | 11.16% | 30.759 | 37.81% | Indexed | NA | VOA_GPN_GOV_UK\7246041 | 2019-08-30 | Low | - | Medium | Risk taken from previous CG | - | - | NA | SPONS A&B | NA | (BEAMS Note 2) The ERC for this item should be added to all other rateable items on the hereditament (except land). Therefore the total of the ERC of the other Building Items and the P&M ERC (where applicable) to enable the correct contract size adjustment to be made. ERC of Building Component + ERC of P&M = Total ERC to which contract size adjustment should be applied. The appropriate % adjustment should be made in accordance with the scale for contract size adjustment specified under section 6 of the RCG 2021 Guidance notes. The currency ERC rates are set at £4m (Four Million Pounds) @ 1st April 2019 (AVD) for the RCG 2021 Publication. | - | - | 2 | TRUE
4900 | 30F035 | 6846 | 30F035 | Roof - structure | Pitched timber | Timber truss at 600mm centre | 100mm x 38mm members | 30° slope | A pitched roof is a form of ridge roof sloping down in two directions from a central apex or ridge as it is technically called. Typically a softwood trussed timber roof structure is capable of up to maximum 10m span and comprises multiple structural members including rafters, struts and ties fitted together to form a triangulated structure commonly known as a roof truss. According to their method of fixing, trusses are categorised as: 1. Nailed Timber Truss 2. Bolt Connector Truss 3. Glued Truss or 4. Trussed Rafters. If the roof span is large, multiple purlins are necessary. Structural members span the width of the roof at intervals along its length, the tops of which follow the pitch of the roof. | Location Adjustment Applicable (See Guidance Notes) - ERC = UK mean of 1.00 | (BEAMS Note 2) The ERC for this item should be added to all other rateable items on the hereditament (except land). Therefore the total of the ERC of the other Building Items and the P&M ERC (where applicable) to enable the correct contract size adjustment to be made. ERC of Building Component + ERC of P&M = Total ERC to which contract size adjustment should be applied. The appropriate % adjustment should be made in accordance with the scale for contract size adjustment specified under section 6 of the RCG 2023 Guidance notes. The currency ERC rates are set at £4m (Four Million Pounds) @ 1st April 2021 (AVD) for the RCG 2023 Publication. | MOP = Measured on Plan | MOP = Measured on Plan | - | - | - | - | - | - | - | 10216 |  | M2 | - | NA | NA | NA | 23.8586 | Option 2 | 29.58 | 23.98% | 45.7866 | 34.6039 | 45.04% | 16.98% | 34.6039 | 45.04% | Indexed | NA | VOA_GPN_GOV_UK\7246041 | 2019-08-30 | Low | - | Medium | Risk taken from previous CG | - | - | NA | SPONS A&B | NA | (BEAMS Note 2) The ERC for this item should be added to all other rateable items on the hereditament (except land). Therefore the total of the ERC of the other Building Items and the P&M ERC (where applicable) to enable the correct contract size adjustment to be made. ERC of Building Component + ERC of P&M = Total ERC to which contract size adjustment should be applied. The appropriate % adjustment should be made in accordance with the scale for contract size adjustment specified under section 6 of the RCG 2021 Guidance notes. The currency ERC rates are set at £4m (Four Million Pounds) @ 1st April 2019 (AVD) for the RCG 2021 Publication. | - | - | 2 | TRUE
4901 | 30F03A | 6875 | 30F03A | Roof - structure | Pitched timber | Timber truss at 600mm centre | 100mm x 38mm members | 35° slope | A pitched roof is a form of ridge roof sloping down in two directions from a central apex or ridge as it is technically called. Typically a softwood trussed timber roof structure is capable of up to maximum 10m span and comprises multiple structural members including rafters, struts and ties fitted together to form a triangulated structure commonly known as a roof truss. According to their method of fixing, trusses are categorised as: 1. Nailed Timber Truss 2. Bolt Connector Truss 3. Glued Truss or 4. Trussed Rafters. If the roof span is large, multiple purlins are necessary. Structural members span the width of the roof at intervals along its length, the tops of which follow the pitch of the roof. | Location Adjustment Applicable (See Guidance Notes) - ERC = UK mean of 1.00 | (BEAMS Note 2) The ERC for this item should be added to all other rateable items on the hereditament (except land). Therefore the total of the ERC of the other Building Items and the P&M ERC (where applicable) to enable the correct contract size adjustment to be made. ERC of Building Component + ERC of P&M = Total ERC to which contract size adjustment should be applied. The appropriate % adjustment should be made in accordance with the scale for contract size adjustment specified under section 6 of the RCG 2023 Guidance notes. The currency ERC rates are set at £4m (Four Million Pounds) @ 1st April 2021 (AVD) for the RCG 2023 Publication. | MOP = Measured on Plan | MOP = Measured on Plan | - | - | - | - | - | - | - | 10216 |  | M2 | - | NA | NA | NA | 23.8586 | Option 2 | 29.58 | 23.98% | 47.1602 | 35.642 | 49.39% | 20.49% | 35.642 | 49.39% | Indexed | NA | VOA_GPN_GOV_UK\7246041 | 2019-08-30 | Low | - | Medium | Risk taken from previous CG | - | - | NA | SPONS A&B | NA | (BEAMS Note 2) The ERC for this item should be added to all other rateable items on the hereditament (except land). Therefore the total of the ERC of the other Building Items and the P&M ERC (where applicable) to enable the correct contract size adjustment to be made. ERC of Building Component + ERC of P&M = Total ERC to which contract size adjustment should be applied. The appropriate % adjustment should be made in accordance with the scale for contract size adjustment specified under section 6 of the RCG 2021 Guidance notes. The currency ERC rates are set at £4m (Four Million Pounds) @ 1st April 2019 (AVD) for the RCG 2021 Publication. | - | - | 2 | TRUE
4902 | 30F03F | 6876 | 30F03F | Roof - structure | Pitched timber | Timber truss at 600mm centre | 100mm x 38mm members | 40° slope | A pitched roof is a form of ridge roof sloping down in two directions from a central apex or ridge as it is technically called. Typically a softwood trussed timber roof structure is capable of up to maximum 10m span and comprises multiple structural members including rafters, struts and ties fitted together to form a triangulated structure commonly known as a roof truss. According to their method of fixing, trusses are categorised as: 1. Nailed Timber Truss 2. Bolt Connector Truss 3. Glued Truss or 4. Trussed Rafters. If the roof span is large, multiple purlins are necessary. Structural members span the width of the roof at intervals along its length, the tops of which follow the pitch of the roof. | Location Adjustment Applicable (See Guidance Notes) - ERC = UK mean of 1.00 | (BEAMS Note 2) The ERC for this item should be added to all other rateable items on the hereditament (except land). Therefore the total of the ERC of the other Building Items and the P&M ERC (where applicable) to enable the correct contract size adjustment to be made. ERC of Building Component + ERC of P&M = Total ERC to which contract size adjustment should be applied. The appropriate % adjustment should be made in accordance with the scale for contract size adjustment specified under section 6 of the RCG 2023 Guidance notes. The currency ERC rates are set at £4m (Four Million Pounds) @ 1st April 2021 (AVD) for the RCG 2023 Publication. | MOP = Measured on Plan | MOP = Measured on Plan | - | - | - | - | - | - | - | 10216 |  | M2 | - | NA | NA | NA | 26.9372 | Option 2 | 33.3968 | 23.98% | 48.7627 | 36.8531 | 36.81% | 10.35% | 36.8531 | 36.81% | Indexed | NA | VOA_GPN_GOV_UK\7246041 | 2019-08-30 | Low | - | Medium | Risk taken from previous CG | - | - | NA | SPONS A&B | NA | (BEAMS Note 2) The ERC for this item should be added to all other rateable items on the hereditament (except land). Therefore the total of the ERC of the other Building Items and the P&M ERC (where applicable) to enable the correct contract size adjustment to be made. ERC of Building Component + ERC of P&M = Total ERC to which contract size adjustment should be applied. The appropriate % adjustment should be made in accordance with the scale for contract size adjustment specified under section 6 of the RCG 2021 Guidance notes. The currency ERC rates are set at £4m (Four Million Pounds) @ 1st April 2019 (AVD) for the RCG 2021 Publication. | - | - | 2 | TRUE
4903 | 30F10Z | 6902 | 30F10Z | Roof - structure | Screed | Lightweight insulating | 75mm thick (av) | - | In-situ reinforced concrete 150mm, 200mm, 300mm and 600mm thick. | Location Adjustment Applicable (See Guidance Notes) - ERC = UK mean of 1.00 | (BEAMS Note 2) The ERC for this item should be added to all other rateable items on the hereditament (except land). Therefore the total of the ERC of the other Building Items and the P&M ERC (where applicable) to enable the correct contract size adjustment to be made. ERC of Building Component + ERC of P&M = Total ERC to which contract size adjustment should be applied. The appropriate % adjustment should be made in accordance with the scale for contract size adjustment specified under section 6 of the RCG 2023 Guidance notes. The currency ERC rates are set at £4m (Four Million Pounds) @ 1st April 2021 (AVD) for the RCG 2023 Publication. | Rates included for up to 4.5 m to soffit and 4.5m to 9.0m soffit. Costs exclude supporting structure. Additional cost of using steel deck permanent shuttering is £5.70/m2. | - | - | - | - | - | - | Photo 1 - Concrete beam supporting underside of reinforced concrete slab. | - | 10212 |  | M2 | Each | NA | NA | NA | 37.712 | Option 2 | 46.7555 | 23.98% | 77.5828 | 58.6343 | 55.48% | 25.41% | 58.6343 | 55.48% | Indexed | NA | VOA_GPN_GOV_UK\7246041 | 2019-08-30 | Low | - | Medium | Risk taken from previous CG | - | - | NA | SPONS A&B | NA | (BEAMS Note 2) The ERC for this item should be added to all other rateable items on the hereditament (except land). Therefore the total of the ERC of the other Building Items and the P&M ERC (where applicable) to enable the correct contract size adjustment to be made. ERC of Building Component + ERC of P&M = Total ERC to which contract size adjustment should be applied. The appropriate % adjustment should be made in accordance with the scale for contract size adjustment specified under section 6 of the RCG 2021 Guidance notes. The currency ERC rates are set at £4m (Four Million Pounds) @ 1st April 2019 (AVD) for the RCG 2021 Publication. | Photo 1 - Concrete beam supporting underside of reinforced concrete slab. | - | 2 | TRUE
4904 | 30F115 | 6903 | 30F115 | Roof - structure | Screed | Lightweight insulating | 100mm thick (av) | - | In-situ reinforced concrete 150mm, 200mm, 300mm and 600mm thick. | Location Adjustment Applicable (See Guidance Notes) - ERC = UK mean of 1.00 | (BEAMS Note 2) The ERC for this item should be added to all other rateable items on the hereditament (except land). Therefore the total of the ERC of the other Building Items and the P&M ERC (where applicable) to enable the correct contract size adjustment to be made. ERC of Building Component + ERC of P&M = Total ERC to which contract size adjustment should be applied. The appropriate % adjustment should be made in accordance with the scale for contract size adjustment specified under section 6 of the RCG 2023 Guidance notes. The currency ERC rates are set at £4m (Four Million Pounds) @ 1st April 2021 (AVD) for the RCG 2023 Publication. | - | - | - | - | - | - | - | Photo 1 - Concrete beam supporting underside of reinforced concrete slab. | - | 10212 |  | M2 | Each | NA | NA | NA | 47.7173 | Option 2 | 59.16 | 23.98% | 96.9785 | 73.2929 | 53.6% | 23.89% | 73.2929 | 53.6% | Indexed | NA | VOA_GPN_GOV_UK\7246041 | 2019-08-30 | Low | - | Medium | Risk taken from previous CG | - | - | NA | SPONS A&B | NA | (BEAMS Note 2) The ERC for this item should be added to all other rateable items on the hereditament (except land). Therefore the total of the ERC of the other Building Items and the P&M ERC (where applicable) to enable the correct contract size adjustment to be made. ERC of Building Component + ERC of P&M = Total ERC to which contract size adjustment should be applied. The appropriate % adjustment should be made in accordance with the scale for contract size adjustment specified under section 6 of the RCG 2021 Guidance notes. The currency ERC rates are set at £4m (Four Million Pounds) @ 1st April 2019 (AVD) for the RCG 2021 Publication. | Photo 1 - Concrete beam supporting underside of reinforced concrete slab. | - | 2 | TRUE
4905 | 30F10P | 6900 | 30F10P | Roof - structure | Screed | Sand and cement | 50mm thick | - | In-situ reinforced concrete 150mm, 200mm, 300mm and 600mm thick. | Location Adjustment Applicable (See Guidance Notes) - ERC = UK mean of 1.00 | (BEAMS Note 2) The ERC for this item should be added to all other rateable items on the hereditament (except land). Therefore the total of the ERC of the other Building Items and the P&M ERC (where applicable) to enable the correct contract size adjustment to be made. ERC of Building Component + ERC of P&M = Total ERC to which contract size adjustment should be applied. The appropriate % adjustment should be made in accordance with the scale for contract size adjustment specified under section 6 of the RCG 2023 Guidance notes. The currency ERC rates are set at £4m (Four Million Pounds) @ 1st April 2021 (AVD) for the RCG 2023 Publication. | Rates included for up to 4.5 m to soffit and 4.5m to 9.0m soffit. Costs exclude supporting structure. Additional cost of using steel deck permanent shuttering is £5.70/m2. | - | - | - | - | - | - | Photo 1 - Concrete beam supporting underside of reinforced concrete slab. | - | 10212 |  | M2 | Each | NA | NA | NA | 9.2356 | Option 2 | 11.4503 | 23.98% | 17.5515 | 13.2648 | 43.63% | 15.85% | 13.2648 | 43.63% | Indexed | NA | VOA_GPN_GOV_UK\7246041 | 2019-08-30 | Low | - | Medium | Risk taken from previous CG | - | - | NA | SPONS A&B | NA | (BEAMS Note 2) The ERC for this item should be added to all other rateable items on the hereditament (except land). Therefore the total of the ERC of the other Building Items and the P&M ERC (where applicable) to enable the correct contract size adjustment to be made. ERC of Building Component + ERC of P&M = Total ERC to which contract size adjustment should be applied. The appropriate % adjustment should be made in accordance with the scale for contract size adjustment specified under section 6 of the RCG 2021 Guidance notes. The currency ERC rates are set at £4m (Four Million Pounds) @ 1st April 2019 (AVD) for the RCG 2021 Publication. | Photo 1 - Concrete beam supporting underside of reinforced concrete slab. | - | 2 | TRUE
4906 | 30F10U | 6901 | 30F10U | Roof - structure | Screed | Sand and cement | 75mm thick | - | In-situ reinforced concrete 150mm, 200mm, 300mm and 600mm thick. | Location Adjustment Applicable (See Guidance Notes) - ERC = UK mean of 1.00 | (BEAMS Note 2) The ERC for this item should be added to all other rateable items on the hereditament (except land). Therefore the total of the ERC of the other Building Items and the P&M ERC (where applicable) to enable the correct contract size adjustment to be made. ERC of Building Component + ERC of P&M = Total ERC to which contract size adjustment should be applied. The appropriate % adjustment should be made in accordance with the scale for contract size adjustment specified under section 6 of the RCG 2023 Guidance notes. The currency ERC rates are set at £4m (Four Million Pounds) @ 1st April 2021 (AVD) for the RCG 2023 Publication. | Rates included for up to 4.5 m to soffit and 4.5m to 9.0m soffit. Costs exclude supporting structure. Additional cost of using steel deck permanent shuttering is £5.70/m2. | - | - | - | - | - | - | Photo 1 - Concrete beam supporting underside of reinforced concrete slab. | - | 10212 |  | M2 | Each | NA | NA | NA | 15.3927 | Option 2 | 19.0839 | 23.98% | 23.1477 | 17.4942 | 13.65% | -8.33% | 17.4942 | 13.65% | Indexed | NA | VOA_GPN_GOV_UK\7246041 | 2019-08-30 | Low | - | Medium | Risk taken from previous CG | - | - | NA | SPONS A&B | NA | (BEAMS Note 2) The ERC for this item should be added to all other rateable items on the hereditament (except land). Therefore the total of the ERC of the other Building Items and the P&M ERC (where applicable) to enable the correct contract size adjustment to be made. ERC of Building Component + ERC of P&M = Total ERC to which contract size adjustment should be applied. The appropriate % adjustment should be made in accordance with the scale for contract size adjustment specified under section 6 of the RCG 2021 Guidance notes. The currency ERC rates are set at £4m (Four Million Pounds) @ 1st April 2019 (AVD) for the RCG 2021 Publication. | Photo 1 - Concrete beam supporting underside of reinforced concrete slab. | - | 2 | TRUE
4907 | 30F040 | 8581 | 30F040 | Roof - structure | Steel trusses | Measured on plan area | - | - | A pitched roof is a form of ridge roof sloping down in two directions from a central apex or ridge as it is technically called. A steel trussed roof structure comprises multiple structural members including rafters, struts and ties welded or mechanically bolted together to form a triangulated structure commonly known as a roof truss. Steel roof trusses provide a frame on which to clad both slopes with a weather proof sheet or tile covering. | Location Adjustment Applicable (See Guidance Notes) - ERC = UK mean of 1.00 | (BEAMS Note 2) The ERC for this item should be added to all other rateable items on the hereditament (except land). Therefore the total of the ERC of the other Building Items and the P&M ERC (where applicable) to enable the correct contract size adjustment to be made. ERC of Building Component + ERC of P&M = Total ERC to which contract size adjustment should be applied. The appropriate % adjustment should be made in accordance with the scale for contract size adjustment specified under section 6 of the RCG 2023 Guidance notes. The currency ERC rates are set at £4m (Four Million Pounds) @ 1st April 2021 (AVD) for the RCG 2023 Publication. | MOP = Measured on Plan | MOP = Measured on Plan | - | - | - | - | - | - | - | 10216 |  | M2 | - | NA | NA | NA | 129.2984 | Option 2 | 160.3046 | 23.98% | 214.3066 | 161.9653 | 25.26% | 1.036% | 161.9653 | 25.26% | Indexed | NA | VOA_GPN_GOV_UK\7246041 | 2019-08-30 | Low | - | Medium | Risk taken from previous CG | - | - | NA | SPONS A&B | NA | (BEAMS Note 2) The ERC for this item should be added to all other rateable items on the hereditament (except land). Therefore the total of the ERC of the other Building Items and the P&M ERC (where applicable) to enable the correct contract size adjustment to be made. ERC of Building Component + ERC of P&M = Total ERC to which contract size adjustment should be applied. The appropriate % adjustment should be made in accordance with the scale for contract size adjustment specified under section 6 of the RCG 2021 Guidance notes. The currency ERC rates are set at £4m (Four Million Pounds) @ 1st April 2019 (AVD) for the RCG 2021 Publication. | - | - | 2 | TRUE
4908 | S031PI | 100008 | S031PI | Schools | Main Buildings of Independant Schools of Traditional Construction | - | Traditional Construction, Excluding External Works | - | Category 1 buildings - Main school buildings, whether of traditional or system build construction, intended for permanent use. Typically comprising ; Classrooms & teaching spaces, Assembly Halls, Administrative offices, Staff rooms, Libraries, Kitchens, Music rooms. | Location Adjustment Applicable (See Guidance Notes) - ERC = UK mean of 1.00 | (BEAMS Note 2) The ERC for this item should be added to all other rateable items on the hereditament (except land). Therefore the total of the ERC of the other Building Items and the P&M ERC (where applicable) to enable the correct contract size adjustment to be made. ERC of Building Component + ERC of P&M = Total ERC to which contract size adjustment should be applied. The appropriate % adjustment should be made in accordance with the scale for contract size adjustment specified under section 6 of the RCG 2023 Guidance notes. The currency ERC rates are set at £4m (Four Million Pounds) @ 1st April 2021 (AVD) for the RCG 2023 Publication. | - | - | - | - | - | - | Cost variation over public schools, rate reflects a % differential for specification. – See BEAMS for bespoke advice | - | - | 77777 |  | m2 | - | 4 - HEALTHCARE, EDUCATION & Miscellaneous | Nathan Place | Steve Deacon | #N/A | Option 1 | ERROR | 0% | 2250 | 1681.0885 | 0% | 0% | 1681.0885 | 0% | Elemental Analysis (multiple) | P. Avo | VOA_GPN_GOV_UK\7243572 | 2021-09-15 | Low | - | Medium | A current GPCR challenge is ongoing, we have requested new For information, but these may not be produced or GPCR completed in time for publication, in that scenario, we will uplift agreed costs from 2021 | - | - | NA | BCIS | 1.56 | (BEAMS Note 2) The ERC for this item should be added to all other rateable items on the hereditament (except land). Therefore the total of the ERC of the other Building Items and the P&M ERC (where applicable) to enable the correct contract size adjustment to be made. ERC of Building Component + ERC of P&M = Total ERC to which contract size adjustment should be applied. The appropriate % adjustment should be made in accordance with the scale for contract size adjustment specified under section 6 of the RCG 2021 Guidance notes. The currency ERC rates are set at £4m (Four Million Pounds) @ 1st April 2019 (AVD) for the RCG 2021 Publication. | - | - | 2 | TRUE
4909 | S031SF | 100007 | S031SF | Schools | Main Buildings of State Funded Schools of Traditional Construction | - | Traditional Construction, Excluding External Works | - | Category 1 buildings - Main school buildings, whether of traditional or system build construction, intended for permanent use. Typically comprising ; Classrooms & teaching spaces, Assembly Halls, Administrative offices, Staff rooms, Libraries, Kitchens, Music rooms. | Location Adjustment Applicable (See Guidance Notes) - ERC = UK mean of 1.00 | (BEAMS Note 2) The ERC for this item should be added to all other rateable items on the hereditament (except land). Therefore the total of the ERC of the other Building Items and the P&M ERC (where applicable) to enable the correct contract size adjustment to be made. ERC of Building Component + ERC of P&M = Total ERC to which contract size adjustment should be applied. The appropriate % adjustment should be made in accordance with the scale for contract size adjustment specified under section 6 of the RCG 2023 Guidance notes. The currency ERC rates are set at £4m (Four Million Pounds) @ 1st April 2021 (AVD) for the RCG 2023 Publication. | - | - | - | - | - | - | - | - | - | 77777 |  | m2 | - | 4 - HEALTHCARE, EDUCATION & Miscellaneous | Nathan Place | Steve Deacon | #N/A | Option 1 | ERROR | 0% | 2100 | 1569.016 | 0% | 0% | 1569.016 | 0% | Elemental Analysis (multiple) | P. Avo | VOA_GPN_GOV_UK\7243572 | 2021-09-15 | Low | - | Medium | A current GPCR challenge is ongoing, we have requested new For information, but these may not be produced or GPCR completed in time for publication, in that scenario, we will uplift agreed costs from 2021 | - | - | NA | BCIS | 1.56 | (BEAMS Note 2) The ERC for this item should be added to all other rateable items on the hereditament (except land). Therefore the total of the ERC of the other Building Items and the P&M ERC (where applicable) to enable the correct contract size adjustment to be made. ERC of Building Component + ERC of P&M = Total ERC to which contract size adjustment should be applied. The appropriate % adjustment should be made in accordance with the scale for contract size adjustment specified under section 6 of the RCG 2021 Guidance notes. The currency ERC rates are set at £4m (Four Million Pounds) @ 1st April 2019 (AVD) for the RCG 2021 Publication. | - | - | 2 | TRUE
4910 | STS031 | 8794 | STS031 | Schools | Subject to scheme | - | - | - | - | Location Adjustment Applicable (See Guidance Notes) - ERC = UK mean of 1.00 | (BEAMS Note 2) The ERC for this item should be added to all other rateable items on the hereditament (except land). Therefore the total of the ERC of the other Building Items and the P&M ERC (where applicable) to enable the correct contract size adjustment to be made. ERC of Building Component + ERC of P&M = Total ERC to which contract size adjustment should be applied. The appropriate % adjustment should be made in accordance with the scale for contract size adjustment specified under section 6 of the RCG 2023 Guidance notes. The currency ERC rates are set at £4m (Four Million Pounds) @ 1st April 2021 (AVD) for the RCG 2023 Publication. | - | - | - | - | - | - | - | - | - | 77777 |  | STS | - | NA | NA | NA | #DIV/0! | Option 1 | ERROR | 0% | 0 | 0 | 0% | 0% | 0 | 0% | Indexed | NA | VOA_GPN_GOV_UK\7246041 | 2019-08-30 | Low | - | - | Risk taken from previous CG | - | - | NA | BCIS | NA | (BEAMS Note 2) The ERC for this item should be added to all other rateable items on the hereditament (except land). Therefore the total of the ERC of the other Building Items and the P&M ERC (where applicable) to enable the correct contract size adjustment to be made. ERC of Building Component + ERC of P&M = Total ERC to which contract size adjustment should be applied. The appropriate % adjustment should be made in accordance with the scale for contract size adjustment specified under section 6 of the RCG 2021 Guidance notes. The currency ERC rates are set at £4m (Four Million Pounds) @ 1st April 2019 (AVD) for the RCG 2021 Publication. | - | - | 2 | TRUE
4911 | 61F00V | 9880 | 61F00V | Scout huts | Beacon | Basic quality | - | - | Modern Equivalent for a Scout Hall . Single storey building with pitched roof (built 1991) Building Construction: - Foundations: trench fill with concrete ground floor slab with timber or steel joist pitched roof with concrete tile coverings. External Walls: facing brick/block with insulation to cavity with hardwood or UPVC windows and doors. Internal Wall finish typically plastered block work with vinyl sheet or carpet flooring. Plasterboard Artex finished internal ceilings. Building Services will typically include Gas central heating, ventilation, electrics, emergency lighting and alarm system. Accommodation layout lobby, main hall, store rooms, kitchen and male and female toilets. | Location Adjustment Applicable (See Guidance Notes) - ERC = UK mean of 1.00 | (BEAMS Note 2) The ERC for this item should be added to all other rateable items on the hereditament (except land). Therefore the total of the ERC of the other Building Items and the P&M ERC (where applicable) to enable the correct contract size adjustment to be made. ERC of Building Component + ERC of P&M = Total ERC to which contract size adjustment should be applied. The appropriate % adjustment should be made in accordance with the scale for contract size adjustment specified under section 6 of the RCG 2023 Guidance notes. The currency ERC rates are set at £4m (Four Million Pounds) @ 1st April 2021 (AVD) for the RCG 2023 Publication. | Elemental cost analyses obtained from BCIS | Gross Internal Area and external works | - | - | - | - | Variations for quality are normally + or 20% | - | - | - |  | m2 | - | 2 - LEISURE | Wayne Cox | - | #N/A | Option 1 | ERROR | 0% | 1946 | 1453.9548 | 0% | 0% | 1453.9548 | 0% | Elemental Analysis (multiple) | H.Jassel | VOA_GPN_GOV_UK\7211014 | 2021-02-23 | Low | - | High | - | - | 1 piece of evidence, that represents a massive decrease on CG21 (roughly 50%). Previous DCS included 5 other samples that weren't carried to average, but having reviewed none were really applicable. Most were too old, and the only 1 in age range is a community centre rather than a scout hut. I've added this to the mix to mitigate the 1 low sample, but overall poor and probably slipped through QC early doors. To be reviewed again. | NA | BCIS | 1.56 | (BEAMS Note 2) The ERC for this item should be added to all other rateable items on the hereditament (except land). Therefore the total of the ERC of the other Building Items and the P&M ERC (where applicable) to enable the correct contract size adjustment to be made. ERC of Building Component + ERC of P&M = Total ERC to which contract size adjustment should be applied. The appropriate % adjustment should be made in accordance with the scale for contract size adjustment specified under section 6 of the RCG 2021 Guidance notes. The currency ERC rates are set at £4m (Four Million Pounds) @ 1st April 2019 (AVD) for the RCG 2021 Publication. | - | - | 2 | TRUE
4912 | 33UEL4 | 6388 | 33UEL4 | Security and Alarm systems | Buried cable | 2 x parallel cables | Buried in trench | Max length 400m | Buried service cables in trench nominally min 750mm deep. Excavated by machine and backfilled. Identification tape included. | Considered Not Applicable at time of Publication | (BEAMS Note 2) The ERC for this item should be added to all other rateable items on the hereditament (except land). Therefore the total of the ERC of the other Building Items and the P&M ERC (where applicable) to enable the correct contract size adjustment to be made. ERC of Building Component + ERC of P&M = Total ERC to which contract size adjustment should be applied. The appropriate % adjustment should be made in accordance with the scale for contract size adjustment specified under section 6 of the RCG 2023 Guidance notes. The currency ERC rates are set at £4m (Four Million Pounds) @ 1st April 2021 (AVD) for the RCG 2023 Publication. | Cost based on 400m installation | Measure length of trench = m | - | - | CCTV, alarm systems. | - | - | - | - | 10335 |  | M | - | NA | NA | NA | 45.933 | Option 2 | 60.1561 | 30.96% | 60.7432 | 51.3794 | 11.86% | -14.59% | 51.3794 | 11.86% | Indexed | NA | VOA_GPN_GOV_UK\7246041 | 2019-08-30 | Low | - | Medium | Risk taken from previous CG | - | - | NA | SPONS E | NA | (BEAMS Note 2) The ERC for this item should be added to all other rateable items on the hereditament (except land). Therefore the total of the ERC of the other Building Items and the P&M ERC (where applicable) to enable the correct contract size adjustment to be made. ERC of Building Component + ERC of P&M = Total ERC to which contract size adjustment should be applied. The appropriate % adjustment should be made in accordance with the scale for contract size adjustment specified under section 6 of the RCG 2021 Guidance notes. The currency ERC rates are set at £4m (Four Million Pounds) @ 1st April 2019 (AVD) for the RCG 2021 Publication. | - | - | 2 | TRUE
4913 | 33UEL1 | 6387 | 33UEL1 | Security and Alarm systems | Horizontal wires | Used with Chain link or steel palisade | On steel posts | 32 wire conductors | Wire carrying electric current fixed to mesh or similar fencing with metal post supports. Wires fixed horizontally at 300-450mm centres. damage or interruption to current will trigger alarm system. Nominal 2m high fence. | Considered Not Applicable at time of Publication | (BEAMS Note 2) The ERC for this item should be added to all other rateable items on the hereditament (except land). Therefore the total of the ERC of the other Building Items and the P&M ERC (where applicable) to enable the correct contract size adjustment to be made. ERC of Building Component + ERC of P&M = Total ERC to which contract size adjustment should be applied. The appropriate % adjustment should be made in accordance with the scale for contract size adjustment specified under section 6 of the RCG 2023 Guidance notes. The currency ERC rates are set at £4m (Four Million Pounds) @ 1st April 2021 (AVD) for the RCG 2023 Publication. | Cost per m of fence | length = m | - | - | CCTV, Alarms systems. | - | - | - | - | 10332 |  | M | - | NA | NA | NA | 55.2898 | Option 2 | 72.4102 | 30.96% | 73.7597 | 62.3892 | 12.84% | -13.84% | 62.3892 | 12.84% | Indexed | NA | VOA_GPN_GOV_UK\7246041 | 2019-08-30 | Low | - | Medium | Risk taken from previous CG | - | - | NA | SPONS E | NA | (BEAMS Note 2) The ERC for this item should be added to all other rateable items on the hereditament (except land). Therefore the total of the ERC of the other Building Items and the P&M ERC (where applicable) to enable the correct contract size adjustment to be made. ERC of Building Component + ERC of P&M = Total ERC to which contract size adjustment should be applied. The appropriate % adjustment should be made in accordance with the scale for contract size adjustment specified under section 6 of the RCG 2021 Guidance notes. The currency ERC rates are set at £4m (Four Million Pounds) @ 1st April 2019 (AVD) for the RCG 2021 Publication. | - | - | 2 | TRUE
4914 | 33UEL2 | 6664 | 33UEL2 | Security and Alarm systems | Microwave system | Perimeter - line of sight | Post mounted transmitters and receivers | - | Series of posts with receiver/transmitter devices which create an un- broken ring of protection. Interruption of the beam will trigger alarm warnings to control centre. Posts set up at changes in direction or level. Often installed in commercially sensitive installations May be sited inside or between fencing on cleared ground. May be interconnected to other alarm systems. | Considered Not Applicable at time of Publication | (BEAMS Note 2) The ERC for this item should be added to all other rateable items on the hereditament (except land). Therefore the total of the ERC of the other Building Items and the P&M ERC (where applicable) to enable the correct contract size adjustment to be made. ERC of Building Component + ERC of P&M = Total ERC to which contract size adjustment should be applied. The appropriate % adjustment should be made in accordance with the scale for contract size adjustment specified under section 6 of the RCG 2023 Guidance notes. The currency ERC rates are set at £4m (Four Million Pounds) @ 1st April 2021 (AVD) for the RCG 2023 Publication. | Includes cost of posts, all wiring connection and transmitters, receiver devices plus links to control centre. | Measure length of boundary protected =m | - | - | CCTV, Alarms systems | - | - | - | - | 10333 |  | M | - | NA | NA | NA | 62.0947 | Option 2 | 81.3222 | 30.96% | 82.4373 | 69.7291 | 12.29% | -14.26% | 69.7291 | 12.29% | Indexed | NA | VOA_GPN_GOV_UK\7246041 | 2019-08-30 | Low | - | Medium | Risk taken from previous CG | - | - | NA | SPONS E | NA | (BEAMS Note 2) The ERC for this item should be added to all other rateable items on the hereditament (except land). Therefore the total of the ERC of the other Building Items and the P&M ERC (where applicable) to enable the correct contract size adjustment to be made. ERC of Building Component + ERC of P&M = Total ERC to which contract size adjustment should be applied. The appropriate % adjustment should be made in accordance with the scale for contract size adjustment specified under section 6 of the RCG 2021 Guidance notes. The currency ERC rates are set at £4m (Four Million Pounds) @ 1st April 2019 (AVD) for the RCG 2021 Publication. | - | - | 2 | TRUE
4915 | 208S01 | 8150 | 208S01 | Security and Alarm Systems | Security Camera Systems | Industrial 'Robust' system | In terms of price per camera | Black and white | A security system comprising four or more cameras, which are linked to a central monitoring, control and recording area. Cameras can be found both internally and externally within factory or commercial heriditaments. Where more than four cameras are employed either large split screens or multiple screens are usually used for monitoring. Recording is now generally on a computer hard drive or DVD / CD-ROM. Systems can form part of an intigrated security / observation operation and the pre amble to Class 2 should be studied. (See reteable and non-rateable elements below) | Considered Not Applicable at time of Publication | (BEAMS Note 1) The ERC for this item should be added to the total of the ERC of the other P&M items on the site and the Buildings ERC (where applicable) to enable the correct contract size adjustment to be made. ERC of P&M Items + ERC of Building Component’s = Total ERC (net figure rateable items only) to which contract size adjustment should be applied The 2023 Generic Contractors Test Spreadsheet has this facility built into the programme - it is recommended you undertake all contractors test valuations using this spreadsheet. (Details on the application of contract size adjustments can be found in the RCG 2023 Guidance notes). Where RV is calculated using the comparative method (rental method) the contract size adjustment should be made as follows: Select - SCAT code box ""P and M as an addition” within the 2023 Generic Contractors Test Spreadsheet facility. Or Where the spreadsheet is not used take the: Reciprocal of statutory de-capitalisation rate (i.e. 5% reciprocal = 20) multiply by rateable value of the buildings (before any overall end allowances are made and after making a notional deduction for the land value) and add to the ERC of P&M. Use resultant figure to calculate contract size adjustment. (Guidance Notes - Section 6) | System comprises: - camera, lense, mounting brackets, housing, cabling back to monitoring station, control / recording equipment and display monitors. Installers do not manufacture the equipment but assemble the various component parts to form a bespoke system. Discounts for quantity are generally used by the installer to keep individual costs down. There is no additional discount for additional cameras. Total system cost should be built up using listed component costs. | It is not intended to rate isolated cameras in small shops. As system should comprise four or more cameras. The number of cameras should be recorded. CCTV systems for traffic or shopping mal security should not be rated. | It is not intended to rate isolated cameras in small shops. As system should comprise four or more cameras. The number of cameras should be recorded. CCTV systems for traffic or shopping mal security should not be rated. | - | Supporting structures (other than mounting brackets that are included in the above costs), foundations, security fences, gates, barriers. | - | - | Photo 1 - External system on pole. Photo 2 - Internal camera. Photo 3 - Internal camera, simple b&w wall mounted. | - | 20123 |  | Each | Each | 3 - INDUSTRIAL | David Grace | Jim Allen | 1650.1872 | Option 2 | 2161.1652 | 30.96% | 1888.1739 | 1597.1021 | -3.217% | -26.1% | 1597.1021 | -3.217% | ERC Over-ridden | Andrew Lloyd | VOA_GPN_GOV_UK\5576733 | 2021-08-05 | Low | - | High | - | Approach is reasonable. | Updated indices following QA. 25/03/2021 - Minor tweaks to description order for grouping. Indexed cost, no new evidence. | NA | SPONS E | 1.561 | (BEAMS Note 1) The ERC for this item should be added to the total of the ERC of the other P&M items on the site and the Buildings ERC (where applicable) to enable the correct contract size adjustment to be made. ERC of P&M Items + ERC of Building Component’s = Total ERC (net figure rateable items only) to which contract size adjustment should be applied The 2021 Generic Contractors Test Spreadsheet has this facility built into the programme - it is recommended you undertake all contractors test valuations using this spreadsheet. (Details on the application of contract size adjustments can be found in the RCG 2021 Guidance notes). Where RV is calculated using the comparative method (rental method) the contract size adjustment should be made as follows: Select - SCAT code box "P and M as an addition” within the 2021 Generic Contractors Test Spreadsheet facility. Or Where the spreadsheet is not used take the: Reciprocal of statutory de-capitalisation rate (i.e. 5% reciprocal = 20) multiply by rateable value of the buildings (before any overall end allowances are made and after making a notional deduction for the land value) and add to the ERC of P&M. Use resultant figure to calculate contract size adjustment. (Guidance Notes - Section 6) | Photo 1 - External system on pole. Photo 2 - Internal camera. Photo 3 - Internal camera, simple b&w wall mounted. | - | 1 | TRUE
4916 | 208S02 | 8151 | 208S02 | Security and Alarm Systems | Security Camera Systems | Industrial 'Robust' system | In terms of price per camera | Colour System | A security system comprising four or more cameras, which are linked to a central monitoring, control and recording area. Cameras can be found both internally and externally within factory or commercial heriditaments. Where more than four cameras are employed either large split screens or multiple screens are usually used for monitoring. Recording is now generally on a computer hard drive or DVD / CD-ROM. Systems can form part of an intigrated security / observation operation and the pre amble to Class 2 should be studied. (See reteable and non-rateable elements below) | Considered Not Applicable at time of Publication | (BEAMS Note 1) The ERC for this item should be added to the total of the ERC of the other P&M items on the site and the Buildings ERC (where applicable) to enable the correct contract size adjustment to be made. ERC of P&M Items + ERC of Building Component’s = Total ERC (net figure rateable items only) to which contract size adjustment should be applied The 2023 Generic Contractors Test Spreadsheet has this facility built into the programme - it is recommended you undertake all contractors test valuations using this spreadsheet. (Details on the application of contract size adjustments can be found in the RCG 2023 Guidance notes). Where RV is calculated using the comparative method (rental method) the contract size adjustment should be made as follows: Select - SCAT code box ""P and M as an addition” within the 2023 Generic Contractors Test Spreadsheet facility. Or Where the spreadsheet is not used take the: Reciprocal of statutory de-capitalisation rate (i.e. 5% reciprocal = 20) multiply by rateable value of the buildings (before any overall end allowances are made and after making a notional deduction for the land value) and add to the ERC of P&M. Use resultant figure to calculate contract size adjustment. (Guidance Notes - Section 6) | System comprises: - camera, lense, mounting brackets, housing, cabling back to monitoring station, control / recording equipment and display monitors. Installers do not manufacture the equipment but assemble the various component parts to form a bespoke system. Discounts for quantity are generally used by the installer to keep individual costs down. There is no additional discount for additional cameras. Total system cost should be built up using listed component costs. | It is not intended to rate isolated cameras in small shops. As system should comprise four or more cameras. The number of cameras should be recorded. CCTV systems for traffic or shopping mal security should not be rated. | SI 2000 No. 540 Class 2 Table 2 (f) PROTECTION FORM HAZARDS security and alarm systems together with list of accessories 2(i), (v), (vii), (viii) | - | Supporting structures (other than mounting brackets that are included in the above costs), foundations, security fences, gates, barriers. | - | - | Photo 1 - External system on pole. Photo 2 - Internal camera. Photo 3 - Internal camera, simple b&w wall mounted. | - | 20123 |  | Each | Each | 3 - INDUSTRIAL | David Grace | Jim Allen | 2815.5257 | Option 2 | 3687.3489 | 30.96% | 3186.8043 | 2695.5419 | -4.262% | -26.9% | 2695.5419 | -4.262% | ERC Over-ridden | Andrew Lloyd | VOA_GPN_GOV_UK\5576733 | 2021-08-05 | Low | - | High | - | Approach is reasonable. | Updated indices following QA. 25/03/2021 - Minor tweaks to description order for grouping. Indexed cost, no new evidence. | NA | SPONS E | 1.561 | (BEAMS Note 1) The ERC for this item should be added to the total of the ERC of the other P&M items on the site and the Buildings ERC (where applicable) to enable the correct contract size adjustment to be made. ERC of P&M Items + ERC of Building Component’s = Total ERC (net figure rateable items only) to which contract size adjustment should be applied The 2021 Generic Contractors Test Spreadsheet has this facility built into the programme - it is recommended you undertake all contractors test valuations using this spreadsheet. (Details on the application of contract size adjustments can be found in the RCG 2021 Guidance notes). Where RV is calculated using the comparative method (rental method) the contract size adjustment should be made as follows: Select - SCAT code box "P and M as an addition” within the 2021 Generic Contractors Test Spreadsheet facility. Or Where the spreadsheet is not used take the: Reciprocal of statutory de-capitalisation rate (i.e. 5% reciprocal = 20) multiply by rateable value of the buildings (before any overall end allowances are made and after making a notional deduction for the land value) and add to the ERC of P&M. Use resultant figure to calculate contract size adjustment. (Guidance Notes - Section 6) | Photo 1 - External system on pole. Photo 2 - Internal camera. Photo 3 - Internal camera, simple b&w wall mounted. | - | 1 | TRUE
4917 | 208S03 | 8152 | 208S03 | Security and Alarm Systems | Security Camera Systems | Industrial 'Robust' system | In terms of each unit | Multiplexer and telemetry receiver (b & w) | A security system comprising four or more cameras, which are linked to a central monitoring, control and recording area. Cameras can be found both internally and externally within factory or commercial heriditaments. Where more than four cameras are employed either large split screens or multiple screens are usually used for monitoring. Recording is now generally on a computer hard drive or DVD / CD-ROM. Systems can form part of an intigrated security / observation operation and the pre amble to Class 2 should be studied. (See reteable and non-rateable elements below) | Considered Not Applicable at time of Publication | (BEAMS Note 1) The ERC for this item should be added to the total of the ERC of the other P&M items on the site and the Buildings ERC (where applicable) to enable the correct contract size adjustment to be made. ERC of P&M Items + ERC of Building Component’s = Total ERC (net figure rateable items only) to which contract size adjustment should be applied The 2023 Generic Contractors Test Spreadsheet has this facility built into the programme - it is recommended you undertake all contractors test valuations using this spreadsheet. (Details on the application of contract size adjustments can be found in the RCG 2023 Guidance notes). Where RV is calculated using the comparative method (rental method) the contract size adjustment should be made as follows: Select - SCAT code box ""P and M as an addition” within the 2023 Generic Contractors Test Spreadsheet facility. Or Where the spreadsheet is not used take the: Reciprocal of statutory de-capitalisation rate (i.e. 5% reciprocal = 20) multiply by rateable value of the buildings (before any overall end allowances are made and after making a notional deduction for the land value) and add to the ERC of P&M. Use resultant figure to calculate contract size adjustment. (Guidance Notes - Section 6) | System comprises: - camera, lense, mounting brackets, housing, cabling back to monitoring station, control / recording equipment and display monitors. Installers do not manufacture the equipment but assemble the various component parts to form a bespoke system. Discounts for quantity are generally used by the installer to keep individual costs down. There is no additional discount for additional cameras. Total system cost should be built up using listed component costs. | It is not intended to rate isolated cameras in small shops. As system should comprise four or more cameras. The number of cameras should be recorded. CCTV systems for traffic or shopping mal security should not be rated. | SI 2000 No. 540 Class 2 Table 2 (f) PROTECTION FORM HAZARDS security and alarm systems together with list of accessories 2(i), (v), (vii), (viii | - | Supporting structures (other than mounting brackets that are included in the above costs), foundations, security fences, gates, barriers. | - | - | Photo 1 - External system on pole. Photo 2 - Internal camera. Photo 3 - Internal camera, simple b&w wall mounted. | - | 20123 |  | Each | Each | 3 - INDUSTRIAL | David Grace | Jim Allen | 2143.5422 | Option 2 | 2807.2868 | 30.96% | 2478.7391 | 2096.6286 | -2.189% | -25.31% | 2096.6286 | -2.189% | ERC Over-ridden | A Lloyd | VOA_GPN_GOV_UK\5576733 | 2021-08-05 | Low | - | High | - | - | Updated indices following QA. 25/03/2021 - Minor tweaks to description order for grouping. Indexed cost, no new evidence. | NA | SPONS E | 1.561 | (BEAMS Note 1) The ERC for this item should be added to the total of the ERC of the other P&M items on the site and the Buildings ERC (where applicable) to enable the correct contract size adjustment to be made. ERC of P&M Items + ERC of Building Component’s = Total ERC (net figure rateable items only) to which contract size adjustment should be applied The 2021 Generic Contractors Test Spreadsheet has this facility built into the programme - it is recommended you undertake all contractors test valuations using this spreadsheet. (Details on the application of contract size adjustments can be found in the RCG 2021 Guidance notes). Where RV is calculated using the comparative method (rental method) the contract size adjustment should be made as follows: Select - SCAT code box "P and M as an addition” within the 2021 Generic Contractors Test Spreadsheet facility. Or Where the spreadsheet is not used take the: Reciprocal of statutory de-capitalisation rate (i.e. 5% reciprocal = 20) multiply by rateable value of the buildings (before any overall end allowances are made and after making a notional deduction for the land value) and add to the ERC of P&M. Use resultant figure to calculate contract size adjustment. (Guidance Notes - Section 6) | Photo 1 - External system on pole. Photo 2 - Internal camera. Photo 3 - Internal camera, simple b&w wall mounted. | - | 1 | TRUE
4918 | 208S04 | 8153 | 208S04 | Security and Alarm Systems | Security Camera Systems | Industrial 'Robust' system | In terms of each unit | Multiplexer and telemetry receiver (colour) | A security system comprising four or more cameras, which are linked to a central monitoring, control and recording area. Cameras can be found both internally and externally within factory or commercial heriditaments. Where more than four cameras are employed either large split screens or multiple screens are usually used for monitoring. Recording is now generally on a computer hard drive or DVD / CD-ROM. Systems can form part of an intigrated security / observation operation and the pre amble to Class 2 should be studied. (See reteable and non-rateable elements below) | Considered Not Applicable at time of Publication | (BEAMS Note 1) The ERC for this item should be added to the total of the ERC of the other P&M items on the site and the Buildings ERC (where applicable) to enable the correct contract size adjustment to be made. ERC of P&M Items + ERC of Building Component’s = Total ERC (net figure rateable items only) to which contract size adjustment should be applied The 2023 Generic Contractors Test Spreadsheet has this facility built into the programme - it is recommended you undertake all contractors test valuations using this spreadsheet. (Details on the application of contract size adjustments can be found in the RCG 2023 Guidance notes). Where RV is calculated using the comparative method (rental method) the contract size adjustment should be made as follows: Select - SCAT code box ""P and M as an addition” within the 2023 Generic Contractors Test Spreadsheet facility. Or Where the spreadsheet is not used take the: Reciprocal of statutory de-capitalisation rate (i.e. 5% reciprocal = 20) multiply by rateable value of the buildings (before any overall end allowances are made and after making a notional deduction for the land value) and add to the ERC of P&M. Use resultant figure to calculate contract size adjustment. (Guidance Notes - Section 6) | System comprises: - camera, lense, mounting brackets, housing, cabling back to monitoring station, control / recording equipment and display monitors. Installers do not manufacture the equipment but assemble the various component parts to form a bespoke system. Discounts for quantity are generally used by the installer to keep individual costs down. There is no additional discount for additional cameras. Total system cost should be built up using listed component costs. | It is not intended to rate isolated cameras in small shops. As system should comprise four or more cameras. The number of cameras should be recorded. CCTV systems for traffic or shopping mal security should not be rated. | SI 2000 No. 540 Class 2 Table 2 (f) PROTECTION FORM HAZARDS security and alarm systems together with list of accessories 2(i), (v), (vii), (viii) | - | Supporting structures (other than mounting brackets that are included in the above costs), foundations, security fences, gates, barriers. | - | - | Photo 1 - External system on pole. Photo 2 - Internal camera. Photo 3 - Internal camera, simple b&w wall mounted. | - | 20123 |  | Each | Each | 3 - INDUSTRIAL | David Grace | Jim Allen | 3215.3133 | Option 2 | 4210.9301 | 30.96% | 3658.8478 | 3094.8174 | -3.748% | -26.51% | 3094.8174 | -3.748% | ERC Over-ridden | A Lloyd | VOA_GPN_GOV_UK\5576733 | 2021-08-05 | Low | - | High | - | - | Updated indices following QA. 25/03/2021 - Minor tweaks to description order for grouping. Indexed cost, no new evidence. | NA | SPONS E | 1.561 | (BEAMS Note 1) The ERC for this item should be added to the total of the ERC of the other P&M items on the site and the Buildings ERC (where applicable) to enable the correct contract size adjustment to be made. ERC of P&M Items + ERC of Building Component’s = Total ERC (net figure rateable items only) to which contract size adjustment should be applied The 2021 Generic Contractors Test Spreadsheet has this facility built into the programme - it is recommended you undertake all contractors test valuations using this spreadsheet. (Details on the application of contract size adjustments can be found in the RCG 2021 Guidance notes). Where RV is calculated using the comparative method (rental method) the contract size adjustment should be made as follows: Select - SCAT code box "P and M as an addition” within the 2021 Generic Contractors Test Spreadsheet facility. Or Where the spreadsheet is not used take the: Reciprocal of statutory de-capitalisation rate (i.e. 5% reciprocal = 20) multiply by rateable value of the buildings (before any overall end allowances are made and after making a notional deduction for the land value) and add to the ERC of P&M. Use resultant figure to calculate contract size adjustment. (Guidance Notes - Section 6) | Photo 1 - External system on pole. Photo 2 - Internal camera. Photo 3 - Internal camera, simple b&w wall mounted. | - | 1 | TRUE
4919 | 208S05 | 8154 | 208S05 | Security and Alarm Systems | Security Camera Systems | Industrial 'Robust' system | In terms of price per camera | Infra red (b&w systems only) | A security system comprising four or more cameras, which are linked to a central monitoring, control and recording area. Cameras can be found both internally and externally within factory or commercial heriditaments. Where more than four cameras are employed either large split screens or multiple screens are usually used for monitoring. Recording is now generally on a computer hard drive or DVD / CD-ROM. Systems can form part of an intigrated security / observation operation and the pre amble to Class 2 should be studied. (See reteable and non-rateable elements below) | Considered Not Applicable at time of Publication | (BEAMS Note 1) The ERC for this item should be added to the total of the ERC of the other P&M items on the site and the Buildings ERC (where applicable) to enable the correct contract size adjustment to be made. ERC of P&M Items + ERC of Building Component’s = Total ERC (net figure rateable items only) to which contract size adjustment should be applied The 2023 Generic Contractors Test Spreadsheet has this facility built into the programme - it is recommended you undertake all contractors test valuations using this spreadsheet. (Details on the application of contract size adjustments can be found in the RCG 2023 Guidance notes). Where RV is calculated using the comparative method (rental method) the contract size adjustment should be made as follows: Select - SCAT code box ""P and M as an addition” within the 2023 Generic Contractors Test Spreadsheet facility. Or Where the spreadsheet is not used take the: Reciprocal of statutory de-capitalisation rate (i.e. 5% reciprocal = 20) multiply by rateable value of the buildings (before any overall end allowances are made and after making a notional deduction for the land value) and add to the ERC of P&M. Use resultant figure to calculate contract size adjustment. (Guidance Notes - Section 6) | System comprises: - camera, lense, mounting brackets, housing, cabling back to monitoring station, control / recording equipment and display monitors. Installers do not manufacture the equipment but assemble the various component parts to form a bespoke system. Discounts for quantity are generally used by the installer to keep individual costs down. There is no additional discount for additional cameras. Total system cost should be built up using listed component costs. | It is not intended to rate isolated cameras in small shops. As system should comprise four or more cameras. The number of cameras should be recorded. CCTV systems for traffic or shopping mal security should not be rated. | SI 2000 No. 540 Class 2 Table 2 (f) PROTECTION FORM HAZARDS security and alarm systems together with list of accessories 2(i), (v), (vii), (viii) | - | Supporting structures (other than mounting brackets that are included in the above costs), foundations, security fences, gates, barrier | - | - | Photo 1 - External system on pole. Photo 2 - Internal camera. Photo 3 - Internal camera, simple b&w wall mounted. | - | 20123 |  | Each | Each | 3 - INDUSTRIAL | David Grace | Jim Allen | 582.6692 | Option 2 | 763.0918 | 30.96% | 708.0652 | 598.9133 | 2.788% | -21.51% | 598.9133 | 2.788% | ERC Over-ridden | A Lloyd | VOA_GPN_GOV_UK\5576733 | 2021-08-05 | Low | - | High | - | Appears logical | Updated indices following QA. 25/03/2021 - Minor tweaks to description order for grouping. Indexed cost, no new evidence. | NA | SPONS E | 1.561 | (BEAMS Note 1) The ERC for this item should be added to the total of the ERC of the other P&M items on the site and the Buildings ERC (where applicable) to enable the correct contract size adjustment to be made. ERC of P&M Items + ERC of Building Component’s = Total ERC (net figure rateable items only) to which contract size adjustment should be applied The 2021 Generic Contractors Test Spreadsheet has this facility built into the programme - it is recommended you undertake all contractors test valuations using this spreadsheet. (Details on the application of contract size adjustments can be found in the RCG 2021 Guidance notes). Where RV is calculated using the comparative method (rental method) the contract size adjustment should be made as follows: Select - SCAT code box "P and M as an addition” within the 2021 Generic Contractors Test Spreadsheet facility. Or Where the spreadsheet is not used take the: Reciprocal of statutory de-capitalisation rate (i.e. 5% reciprocal = 20) multiply by rateable value of the buildings (before any overall end allowances are made and after making a notional deduction for the land value) and add to the ERC of P&M. Use resultant figure to calculate contract size adjustment. (Guidance Notes - Section 6) | Photo 1 - External system on pole. Photo 2 - Internal camera. Photo 3 - Internal camera, simple b&w wall mounted. | - | 1 | TRUE
| 208S90 |  | 208S90 | Security and Alarm Systems | Security Camera Systems | Industrial " Robust " systems | lens normal 6mm manual focus | assumed in camera cost | - | Considered Not Applicable at time of Publication | (BEAMS Note 1) The ERC for this item should be added to the total of the ERC of the other P&M items on the site and the Buildings ERC (where applicable) to enable the correct contract size adjustment to be made. ERC of P&M Items + ERC of Building Component’s = Total ERC (net figure rateable items only) to which contract size adjustment should be applied The 2023 Generic Contractors Test Spreadsheet has this facility built into the programme - it is recommended you undertake all contractors test valuations using this spreadsheet. (Details on the application of contract size adjustments can be found in the RCG 2023 Guidance notes). Where RV is calculated using the comparative method (rental method) the contract size adjustment should be made as follows: Select - SCAT code box ""P and M as an addition” within the 2023 Generic Contractors Test Spreadsheet facility. Or Where the spreadsheet is not used take the: Reciprocal of statutory de-capitalisation rate (i.e. 5% reciprocal = 20) multiply by rateable value of the buildings (before any overall end allowances are made and after making a notional deduction for the land value) and add to the ERC of P&M. Use resultant figure to calculate contract size adjustment. (Guidance Notes - Section 6) | - | - | - | - | - | - | - | - | - | - |  | each | - | NA | NA | NA | 114.8326 | Option 2 | 150.3904 | 30.96% |  | 0 | -100% | -100% | 150.3904 | 30.96% | Indexed | NA |  | 2021-09-30 |  |  |  | Indexed from NI RCG2020 | - | - | NA | SPONS E | NA |  |  |  |  | TRUE
| 208S91 |  | 208S91 | Security and Alarm Systems | Security Camera Systems | Industrial " Robust " systems | lens 6mm auto focus | deduct 208S50 add | - | Considered Not Applicable at time of Publication | (BEAMS Note 1) The ERC for this item should be added to the total of the ERC of the other P&M items on the site and the Buildings ERC (where applicable) to enable the correct contract size adjustment to be made. ERC of P&M Items + ERC of Building Component’s = Total ERC (net figure rateable items only) to which contract size adjustment should be applied The 2023 Generic Contractors Test Spreadsheet has this facility built into the programme - it is recommended you undertake all contractors test valuations using this spreadsheet. (Details on the application of contract size adjustments can be found in the RCG 2023 Guidance notes). Where RV is calculated using the comparative method (rental method) the contract size adjustment should be made as follows: Select - SCAT code box ""P and M as an addition” within the 2023 Generic Contractors Test Spreadsheet facility. Or Where the spreadsheet is not used take the: Reciprocal of statutory de-capitalisation rate (i.e. 5% reciprocal = 20) multiply by rateable value of the buildings (before any overall end allowances are made and after making a notional deduction for the land value) and add to the ERC of P&M. Use resultant figure to calculate contract size adjustment. (Guidance Notes - Section 6) | - | - | - | - | - | - | - | - | - | - |  | each | - | NA | NA | NA | 242.4244 | Option 2 | 317.4908 | 30.96% |  | 0 | -100% | -100% | 317.4908 | 30.96% | Indexed | NA |  | 2021-09-30 |  |  |  | Indexed from NI RCG2020 | - | - | NA | SPONS E | NA |  |  |  |  | TRUE
| 208S92 |  | 208S92 | Security and Alarm Systems | Security Camera Systems | Industrial " Robust " systems | lens 6mm - 36mm zoom | deduct 208S50 add | - | Considered Not Applicable at time of Publication | (BEAMS Note 1) The ERC for this item should be added to the total of the ERC of the other P&M items on the site and the Buildings ERC (where applicable) to enable the correct contract size adjustment to be made. ERC of P&M Items + ERC of Building Component’s = Total ERC (net figure rateable items only) to which contract size adjustment should be applied The 2023 Generic Contractors Test Spreadsheet has this facility built into the programme - it is recommended you undertake all contractors test valuations using this spreadsheet. (Details on the application of contract size adjustments can be found in the RCG 2023 Guidance notes). Where RV is calculated using the comparative method (rental method) the contract size adjustment should be made as follows: Select - SCAT code box ""P and M as an addition” within the 2023 Generic Contractors Test Spreadsheet facility. Or Where the spreadsheet is not used take the: Reciprocal of statutory de-capitalisation rate (i.e. 5% reciprocal = 20) multiply by rateable value of the buildings (before any overall end allowances are made and after making a notional deduction for the land value) and add to the ERC of P&M. Use resultant figure to calculate contract size adjustment. (Guidance Notes - Section 6) | - | - | - | - | - | - | - | - | - | - |  | each | - | NA | NA | NA | 535.8855 | Option 2 | 701.8217 | 30.96% |  | 0 | -100% | -100% | 701.8217 | 30.96% | Indexed | NA |  | 2021-09-30 |  |  |  | Indexed from NI RCG2020 | - | - | NA | SPONS E | NA |  |  |  |  | TRUE
4920 | 208S50 | 8515 | 208S50 | Security and Alarm Systems | Security Camera Systems | Modern Digital | In terms of installed system | 4 camera system | A security system comprising four or more cameras, which are linked to a central monitoring, control and recording area. Cameras can be found both internally and externally within factory or commercial heriditaments. Where more than four cameras are employed either large split screens or multiple screens are usually used for monitoring. Recording is now generally on a computer hard drive or DVD / CD-ROM. Systems can form part of an intigrated security / observation operation and the pre amble to Class 2 should be studied. (See reteable and non-rateable elements below) | Considered Not Applicable at time of Publication | (BEAMS Note 1) The ERC for this item should be added to the total of the ERC of the other P&M items on the site and the Buildings ERC (where applicable) to enable the correct contract size adjustment to be made. ERC of P&M Items + ERC of Building Component’s = Total ERC (net figure rateable items only) to which contract size adjustment should be applied The 2023 Generic Contractors Test Spreadsheet has this facility built into the programme - it is recommended you undertake all contractors test valuations using this spreadsheet. (Details on the application of contract size adjustments can be found in the RCG 2023 Guidance notes). Where RV is calculated using the comparative method (rental method) the contract size adjustment should be made as follows: Select - SCAT code box ""P and M as an addition” within the 2023 Generic Contractors Test Spreadsheet facility. Or Where the spreadsheet is not used take the: Reciprocal of statutory de-capitalisation rate (i.e. 5% reciprocal = 20) multiply by rateable value of the buildings (before any overall end allowances are made and after making a notional deduction for the land value) and add to the ERC of P&M. Use resultant figure to calculate contract size adjustment. (Guidance Notes - Section 6) | System comprises: - camera, lense, mounting brackets, housing, cabling back to monitoring station, control / recording equipment and display monitors. Installers do not manufacture the equipment but assemble the various component parts to form a bespoke system. Discounts for quantity are generally used by the installer to keep individual costs down. There is no discount for additional cameras. Additional cameras should be added on a pro rata basis. | It is not intended to rate isolated cameras in small shops. As system should comprise four or more cameras. The number of cameras should be recorded. CCTV systems for traffic or shopping mal security should not be rated. | SI 2000 No. 540 Class 2 Table 2 (f) PROTECTION FORM HAZARDS security and alarm systems together with list of accessories 2(i), (v), (vii), (viii) | - | Supporting structures (other than mounting brackets that are included in the above costs), foundations, security fences, gates, barriers. | - | - | Photo 1 - External system on pole. Photo 2 - Internal camera. Photo 3 - Internal camera, simple b&w wall mounted. | - | 20124 |  | Each | System (4-camera) | Please Select | - | - | 2232.8564 | Option 2 | 2924.257 | 30.96% | 1216 | 1028.5473 | -53.94% | -64.83% | 1028.5473 | -53.94% | P&M | A Lloyd | VOA_GPN_GOV_UK\5576733 | 2021-03-25 | Low | - | Low | - | Appears logical, reuse extg photos | Minor tweaks to description order for grouping. | NA | SPONS E | 1.56 | (BEAMS Note 1) The ERC for this item should be added to the total of the ERC of the other P&M items on the site and the Buildings ERC (where applicable) to enable the correct contract size adjustment to be made. ERC of P&M Items + ERC of Building Component’s = Total ERC (net figure rateable items only) to which contract size adjustment should be applied The 2021 Generic Contractors Test Spreadsheet has this facility built into the programme - it is recommended you undertake all contractors test valuations using this spreadsheet. (Details on the application of contract size adjustments can be found in the RCG 2021 Guidance notes). Where RV is calculated using the comparative method (rental method) the contract size adjustment should be made as follows: Select - SCAT code box "P and M as an addition” within the 2021 Generic Contractors Test Spreadsheet facility. Or Where the spreadsheet is not used take the: Reciprocal of statutory de-capitalisation rate (i.e. 5% reciprocal = 20) multiply by rateable value of the buildings (before any overall end allowances are made and after making a notional deduction for the land value) and add to the ERC of P&M. Use resultant figure to calculate contract size adjustment. (Guidance Notes - Section 6) | Photo 1 - External system on pole. Photo 2 - Internal camera. Photo 3 - Internal camera, simple b&w wall mounted. | - | 1 | TRUE
4921 | 208S51 | 8158 | 208S51 | Security and Alarm Systems | Security Camera Systems | Modern Digital | In terms of installed system | 8 camera system | A security system comprising four or more cameras, which are linked to a central monitoring, control and recording area. Cameras can be found both internally and externally within factory or commercial heriditaments. Where more than four cameras are employed either large split screens or multiple screens are usually used for monitoring. Recording is now generally on a computer hard drive or DVD / CD-ROM. Systems can form part of an intigrated security / observation operation and the pre amble to Class 2 should be studied. (See reteable and non-rateable elements below) | Considered Not Applicable at time of Publication | (BEAMS Note 1) The ERC for this item should be added to the total of the ERC of the other P&M items on the site and the Buildings ERC (where applicable) to enable the correct contract size adjustment to be made. ERC of P&M Items + ERC of Building Component’s = Total ERC (net figure rateable items only) to which contract size adjustment should be applied The 2023 Generic Contractors Test Spreadsheet has this facility built into the programme - it is recommended you undertake all contractors test valuations using this spreadsheet. (Details on the application of contract size adjustments can be found in the RCG 2023 Guidance notes). Where RV is calculated using the comparative method (rental method) the contract size adjustment should be made as follows: Select - SCAT code box ""P and M as an addition” within the 2023 Generic Contractors Test Spreadsheet facility. Or Where the spreadsheet is not used take the: Reciprocal of statutory de-capitalisation rate (i.e. 5% reciprocal = 20) multiply by rateable value of the buildings (before any overall end allowances are made and after making a notional deduction for the land value) and add to the ERC of P&M. Use resultant figure to calculate contract size adjustment. (Guidance Notes - Section 6) | System comprises: - camera, lense, mounting brackets, housing, cabling back to monitoring station, control / recording equipment and display monitors. Installers do not manufacture the equipment but assemble the various component parts to form a bespoke system. Discounts for quantity are generally used by the installer to keep individual costs down. There is no additional discount for additional cameras. Additional cameras should be added on a pro rata basis. | It is not intended to rate isolated cameras in small shops. As system should comprise four or more cameras. The number of cameras should be recorded. CCTV systems for traffic or shopping mal security should not be rated. | SI 2000 No. 540 Class 2 Table 2 (f) PROTECTION FORM HAZARDS security and alarm systems together with list of accessories 2(i), (v), (vii), (viii) | - | Supporting structures (other than mounting brackets that are included in the above costs), foundations, security fences, gates, barriers. | - | - | - | - | 20124 |  | Each | System (8-camera) | Please Select | - | - | 2955.9993 | Option 2 | 3871.32 | 30.96% | 1438 | 1216.3248 | -58.85% | -68.58% | 1216.3248 | -58.85% | P&M | A Lloyd | VOA_GPN_GOV_UK\5576733 | 2021-03-25 | Low | - | Low | - | Appears logical, reuse extg photos | Minor tweaks to description order for grouping. | NA | SPONS E | 1.56 | (BEAMS Note 1) The ERC for this item should be added to the total of the ERC of the other P&M items on the site and the Buildings ERC (where applicable) to enable the correct contract size adjustment to be made. ERC of P&M Items + ERC of Building Component’s = Total ERC (net figure rateable items only) to which contract size adjustment should be applied The 2021 Generic Contractors Test Spreadsheet has this facility built into the programme - it is recommended you undertake all contractors test valuations using this spreadsheet. (Details on the application of contract size adjustments can be found in the RCG 2021 Guidance notes). Where RV is calculated using the comparative method (rental method) the contract size adjustment should be made as follows: Select - SCAT code box "P and M as an addition” within the 2021 Generic Contractors Test Spreadsheet facility. Or Where the spreadsheet is not used take the: Reciprocal of statutory de-capitalisation rate (i.e. 5% reciprocal = 20) multiply by rateable value of the buildings (before any overall end allowances are made and after making a notional deduction for the land value) and add to the ERC of P&M. Use resultant figure to calculate contract size adjustment. (Guidance Notes - Section 6) | - | - | 1 | TRUE
4922 | 208S52 | 8159 | 208S52 | Security and Alarm Systems | Security Camera Systems | Modern Digital | In terms of installed system | 10 camera system | A security system comprising four or more cameras, which are linked to a central monitoring, control and recording area. Cameras can be found both internally and externally within factory or commercial heriditaments. Where more than four cameras are employed either large split screens or multiple screens are usually used for monitoring. Recording is now generally on a computer hard drive or DVD / CD-ROM. Systems can form part of an intigrated security / observation operation and the pre amble to Class 2 should be studied. (See reteable and non-rateable elements below) | Considered Not Applicable at time of Publication | (BEAMS Note 1) The ERC for this item should be added to the total of the ERC of the other P&M items on the site and the Buildings ERC (where applicable) to enable the correct contract size adjustment to be made. ERC of P&M Items + ERC of Building Component’s = Total ERC (net figure rateable items only) to which contract size adjustment should be applied The 2023 Generic Contractors Test Spreadsheet has this facility built into the programme - it is recommended you undertake all contractors test valuations using this spreadsheet. (Details on the application of contract size adjustments can be found in the RCG 2023 Guidance notes). Where RV is calculated using the comparative method (rental method) the contract size adjustment should be made as follows: Select - SCAT code box ""P and M as an addition” within the 2023 Generic Contractors Test Spreadsheet facility. Or Where the spreadsheet is not used take the: Reciprocal of statutory de-capitalisation rate (i.e. 5% reciprocal = 20) multiply by rateable value of the buildings (before any overall end allowances are made and after making a notional deduction for the land value) and add to the ERC of P&M. Use resultant figure to calculate contract size adjustment. (Guidance Notes - Section 6) | System comprises: - camera, lense, mounting brackets, housing, cabling back to monitoring station, control / recording equipment and display monitors. Installers do not manufacture the equipment but assemble the various component parts to form a bespoke system. Discounts for quantity are generally used by the installer to keep individual costs down. There is no additional discount for additional cameras. Additional cameras should be added on a pro rata basis. | It is not intended to rate isolated cameras in small shops. As system should comprise four or more cameras. The number of cameras should be recorded. CCTV systems for traffic or shopping mal security should not be rated. | SI 2000 No. 540 Class 2 Table 2 (f) PROTECTION FORM HAZARDS security and alarm systems together with list of accessories 2(i), (v), (vii), (viii) | - | Supporting structures (other than mounting brackets that are included in the above costs), foundations, security fences, gates, barriers. | - | - | - | - | 20124 |  | Each | System (10-camera) | Please Select | - | - | 3762.181 | Option 2 | 4927.1346 | 30.96% | 1797 | 1519.9831 | -59.6% | -69.15% | 1519.9831 | -59.6% | P&M | A Lloyd | VOA_GPN_GOV_UK\5576733 | 2021-03-25 | Low | - | Low | - | Appears logical, reuse extg photos | Minor tweaks to description order for grouping. | NA | SPONS E | 1.56 | (BEAMS Note 1) The ERC for this item should be added to the total of the ERC of the other P&M items on the site and the Buildings ERC (where applicable) to enable the correct contract size adjustment to be made. ERC of P&M Items + ERC of Building Component’s = Total ERC (net figure rateable items only) to which contract size adjustment should be applied The 2021 Generic Contractors Test Spreadsheet has this facility built into the programme - it is recommended you undertake all contractors test valuations using this spreadsheet. (Details on the application of contract size adjustments can be found in the RCG 2021 Guidance notes). Where RV is calculated using the comparative method (rental method) the contract size adjustment should be made as follows: Select - SCAT code box "P and M as an addition” within the 2021 Generic Contractors Test Spreadsheet facility. Or Where the spreadsheet is not used take the: Reciprocal of statutory de-capitalisation rate (i.e. 5% reciprocal = 20) multiply by rateable value of the buildings (before any overall end allowances are made and after making a notional deduction for the land value) and add to the ERC of P&M. Use resultant figure to calculate contract size adjustment. (Guidance Notes - Section 6) | - | - | 1 | TRUE
4923 | 208S53 | 8160 | 208S53 | Security and Alarm Systems | Security Camera Systems | Modern Digital | In terms of installed system | 12 camera system | A security system comprising four or more cameras, which are linked to a central monitoring, control and recording area. Cameras can be found both internally and externally within factory or commercial heriditaments. Where more than four cameras are employed either large split screens or multiple screens are usually used for monitoring. Recording is now generally on a computer hard drive or DVD / CD-ROM. Systems can form part of an intigrated security / observation operation and the pre amble to Class 2 should be studied. (See reteable and non-rateable elements below) | Considered Not Applicable at time of Publication | (BEAMS Note 1) The ERC for this item should be added to the total of the ERC of the other P&M items on the site and the Buildings ERC (where applicable) to enable the correct contract size adjustment to be made. ERC of P&M Items + ERC of Building Component’s = Total ERC (net figure rateable items only) to which contract size adjustment should be applied The 2023 Generic Contractors Test Spreadsheet has this facility built into the programme - it is recommended you undertake all contractors test valuations using this spreadsheet. (Details on the application of contract size adjustments can be found in the RCG 2023 Guidance notes). Where RV is calculated using the comparative method (rental method) the contract size adjustment should be made as follows: Select - SCAT code box ""P and M as an addition” within the 2023 Generic Contractors Test Spreadsheet facility. Or Where the spreadsheet is not used take the: Reciprocal of statutory de-capitalisation rate (i.e. 5% reciprocal = 20) multiply by rateable value of the buildings (before any overall end allowances are made and after making a notional deduction for the land value) and add to the ERC of P&M. Use resultant figure to calculate contract size adjustment. (Guidance Notes - Section 6) | System comprises: - camera, lense, mounting brackets, housing, cabling back to monitoring station, control / recording equipment and display monitors. Installers do not manufacture the equipment but assemble the various component parts to form a bespoke system. Discounts for quantity are generally used by the installer to keep individual costs down. There is no additional discount for additional cameras. Additional cameras should be added on a pro rata basis. | It is not intended to rate isolated cameras in small shops. As system should comprise four or more cameras. The number of cameras should be recorded. CCTV systems for traffic or shopping mal security should not be rated. | SI 2000 No. 540 Class 2 Table 2 (f) PROTECTION FORM HAZARDS security and alarm systems together with list of accessories 2(i), (v), (vii), (viii) | - | Supporting structures (other than mounting brackets that are included in the above costs), foundations, security fences, gates, barriers. | - | - | - | - | 20124 |  | Each | System (12-camera) | Please Select | - | - | 4120.4839 | Option 2 | 5396.3855 | 30.96% | 2157 | 1824.4872 | -55.72% | -66.19% | 1824.4872 | -55.72% | P&M | A Lloyd | VOA_GPN_GOV_UK\5576733 | 2021-03-25 | Low | - | Low | - | Appears logical, reuse extg photos | Minor tweaks to description order for grouping. | NA | SPONS E | 1.56 | (BEAMS Note 1) The ERC for this item should be added to the total of the ERC of the other P&M items on the site and the Buildings ERC (where applicable) to enable the correct contract size adjustment to be made. ERC of P&M Items + ERC of Building Component’s = Total ERC (net figure rateable items only) to which contract size adjustment should be applied The 2021 Generic Contractors Test Spreadsheet has this facility built into the programme - it is recommended you undertake all contractors test valuations using this spreadsheet. (Details on the application of contract size adjustments can be found in the RCG 2021 Guidance notes). Where RV is calculated using the comparative method (rental method) the contract size adjustment should be made as follows: Select - SCAT code box "P and M as an addition” within the 2021 Generic Contractors Test Spreadsheet facility. Or Where the spreadsheet is not used take the: Reciprocal of statutory de-capitalisation rate (i.e. 5% reciprocal = 20) multiply by rateable value of the buildings (before any overall end allowances are made and after making a notional deduction for the land value) and add to the ERC of P&M. Use resultant figure to calculate contract size adjustment. (Guidance Notes - Section 6) | - | - | 1 | TRUE
4924 | 208S54 | 8161 | 208S54 | Security and Alarm Systems | Security Camera Systems | Modern Digital | In terms of installed system | 15 camera system | A security system comprising four or more cameras, which are linked to a central monitoring, control and recording area. Cameras can be found both internally and externally within factory or commercial heriditaments. Where more than four cameras are employed either large split screens or multiple screens are usually used for monitoring. Recording is now generally on a computer hard drive or DVD / CD-ROM. Systems can form part of an intigrated security / observation operation and the pre amble to Class 2 should be studied. (See reteable and non-rateable elements below) | Considered Not Applicable at time of Publication | (BEAMS Note 1) The ERC for this item should be added to the total of the ERC of the other P&M items on the site and the Buildings ERC (where applicable) to enable the correct contract size adjustment to be made. ERC of P&M Items + ERC of Building Component’s = Total ERC (net figure rateable items only) to which contract size adjustment should be applied The 2023 Generic Contractors Test Spreadsheet has this facility built into the programme - it is recommended you undertake all contractors test valuations using this spreadsheet. (Details on the application of contract size adjustments can be found in the RCG 2023 Guidance notes). Where RV is calculated using the comparative method (rental method) the contract size adjustment should be made as follows: Select - SCAT code box ""P and M as an addition” within the 2023 Generic Contractors Test Spreadsheet facility. Or Where the spreadsheet is not used take the: Reciprocal of statutory de-capitalisation rate (i.e. 5% reciprocal = 20) multiply by rateable value of the buildings (before any overall end allowances are made and after making a notional deduction for the land value) and add to the ERC of P&M. Use resultant figure to calculate contract size adjustment. (Guidance Notes - Section 6) | System comprises: - camera, lense, mounting brackets, housing, cabling back to monitoring station, control / recording equipment and display monitors. Installers do not manufacture the equipment but assemble the various component parts to form a bespoke system. Discounts for quantity are generally used by the installer to keep individual costs down. There is no additional discount for additional cameras. Additional cameras should be added on a pro rata basis. | It is not intended to rate isolated cameras in small shops. As system should comprise four or more cameras. The number of cameras should be recorded. CCTV systems for traffic or shopping mal security should not be rated. | SI 2000 No. 540 Class 2 Table 2 (f) PROTECTION FORM HAZARDS security and alarm systems together with list of accessories 2(i), (v), (vii), (viii) | - | Supporting structures (other than mounting brackets that are included in the above costs), foundations, security fences, gates, barriers. | - | - | - | - | 20124 |  | Each | System (15-camera) | Please Select | - | - | 4747.5141 | Option 2 | 6217.5746 | 30.96% | 2696 | 2280.3976 | -51.97% | -63.32% | 2280.3976 | -51.97% | P&M | A Lloyd | VOA_GPN_GOV_UK\5576733 | 2021-03-25 | Low | - | Low | - | Appears logical, reuse extg photos | Minor tweaks to description order for grouping. | NA | SPONS E | 1.56 | (BEAMS Note 1) The ERC for this item should be added to the total of the ERC of the other P&M items on the site and the Buildings ERC (where applicable) to enable the correct contract size adjustment to be made. ERC of P&M Items + ERC of Building Component’s = Total ERC (net figure rateable items only) to which contract size adjustment should be applied The 2021 Generic Contractors Test Spreadsheet has this facility built into the programme - it is recommended you undertake all contractors test valuations using this spreadsheet. (Details on the application of contract size adjustments can be found in the RCG 2021 Guidance notes). Where RV is calculated using the comparative method (rental method) the contract size adjustment should be made as follows: Select - SCAT code box "P and M as an addition” within the 2021 Generic Contractors Test Spreadsheet facility. Or Where the spreadsheet is not used take the: Reciprocal of statutory de-capitalisation rate (i.e. 5% reciprocal = 20) multiply by rateable value of the buildings (before any overall end allowances are made and after making a notional deduction for the land value) and add to the ERC of P&M. Use resultant figure to calculate contract size adjustment. (Guidance Notes - Section 6) | - | - | 1 | TRUE
4925 | 33UEL3 | 6704 | 33UEL3 | Security and Alarm systems | Vibration detection | Attached to fencing | Can be used for virtual zones | - | System requires detection of vibration- | Considered Not Applicable at time of Publication | (BEAMS Note 2) The ERC for this item should be added to all other rateable items on the hereditament (except land). Therefore the total of the ERC of the other Building Items and the P&M ERC (where applicable) to enable the correct contract size adjustment to be made. ERC of Building Component + ERC of P&M = Total ERC to which contract size adjustment should be applied. The appropriate % adjustment should be made in accordance with the scale for contract size adjustment specified under section 6 of the RCG 2023 Guidance notes. The currency ERC rates are set at £4m (Four Million Pounds) @ 1st April 2021 (AVD) for the RCG 2023 Publication. | Cost independent of fencing cost, | calculate length of fence or boundary protected = m | - | - | CCTV , alarm systems | - | - | - | - | 10334 |  | M | - | NA | NA | NA | 18.7135 | Option 2 | 24.5081 | 30.96% | 24.9481 | 21.1022 | 12.77% | -13.9% | 21.1022 | 12.77% | Indexed | NA | VOA_GPN_GOV_UK\7246041 | 2019-08-30 | Low | - | Medium | Risk taken from previous CG | - | - | NA | SPONS E | NA | (BEAMS Note 2) The ERC for this item should be added to all other rateable items on the hereditament (except land). Therefore the total of the ERC of the other Building Items and the P&M ERC (where applicable) to enable the correct contract size adjustment to be made. ERC of Building Component + ERC of P&M = Total ERC to which contract size adjustment should be applied. The appropriate % adjustment should be made in accordance with the scale for contract size adjustment specified under section 6 of the RCG 2021 Guidance notes. The currency ERC rates are set at £4m (Four Million Pounds) @ 1st April 2019 (AVD) for the RCG 2021 Publication. | - | - | 2 | TRUE
4926 | 63M0D10 | 4141 | 63M0D10 | Sewage treatment works | Aeration or Oxidation Tanks | Blown air system | Over 100.0m³ - 250.0m³ | - | Reinforced concrete tank with base that are normally set below ground level and the outer wall are above ground level. These are used for the bacteriological treatment of sewage by oxidising the organic material by blown air. There is usually a safety rail to top of wall. | Location Adjustment Applicable (See Guidance Notes) - ERC = UK mean of 1.00 | (BEAMS Note 2) The ERC for this item should be added to all other rateable items on the hereditament (except land). Therefore the total of the ERC of the other Building Items and the P&M ERC (where applicable) to enable the correct contract size adjustment to be made. ERC of Building Component + ERC of P&M = Total ERC to which contract size adjustment should be applied. The appropriate % adjustment should be made in accordance with the scale for contract size adjustment specified under section 6 of the RCG 2023 Guidance notes. The currency ERC rates are set at £4m (Four Million Pounds) @ 1st April 2021 (AVD) for the RCG 2023 Publication. | Costs exclude any dividing wall/s and are priced separately. Costs exclude any walkways and mechanical plant (including any blowers and motors, diffused air systems and flow inducers/mixers). | Gross internal Volume (GIV) m3 | - | - | - | - | - | See page 6-8 of 8 of document in Evidence tab | - | 10221 |  | m3 | - | 3 - INDUSTRIAL | David Grace | - | 299.7796 | Option 2 | 371.668 | 23.98% | 364 | 275.0982 | -8.233% | -25.98% | 275.0982 | -8.233% | AECOM | Mohammed Imran | VOA_GPN_GOV_UK\7254880 | 2021-09-28 | Low | - | Low | Costs provided by AECOM (industry experts) | - | - | NA | SPONS A&B | 1.58 | (BEAMS Note 2) Standard | See page 6-8 of 8 of document in Evidence tab | - | 2 | TRUE
4927 | 63M0D11 | 4142 | 63M0D11 | Sewage treatment works | Aeration or Oxidation Tanks | Blown air system | Over 250.0m³ - 750.0m³ | - | Reinforced concrete tank with base that are normally set below ground level and the outer wall are above ground level. These are used for the bacteriological treatment of sewage by oxidising the organic material by blown air. There is usually a safety rail to top of wall. | Location Adjustment Applicable (See Guidance Notes) - ERC = UK mean of 1.00 | (BEAMS Note 2) The ERC for this item should be added to all other rateable items on the hereditament (except land). Therefore the total of the ERC of the other Building Items and the P&M ERC (where applicable) to enable the correct contract size adjustment to be made. ERC of Building Component + ERC of P&M = Total ERC to which contract size adjustment should be applied. The appropriate % adjustment should be made in accordance with the scale for contract size adjustment specified under section 6 of the RCG 2023 Guidance notes. The currency ERC rates are set at £4m (Four Million Pounds) @ 1st April 2021 (AVD) for the RCG 2023 Publication. | Costs exclude any dividing wall/s and are priced separately. Costs exclude any walkways and mechanical plant (including any blowers and motors, diffused air systems and flow inducers/mixers). | Gross internal Volume (GIV) m3 | - | - | - | - | - | See page 6-8 of 8 of document in Evidence tab | - | 10221 |  | m3 | - | 3 - INDUSTRIAL | David Grace | - | 200.147 | Option 2 | 248.143 | 23.98% | 255 | 192.7199 | -3.711% | -22.34% | 192.7199 | -3.711% | AECOM | Mohammed Imran | VOA_GPN_GOV_UK\7254880 | 2021-09-28 | Low | - | Low | Costs provided by AECOM (industry experts) | - | - | NA | SPONS A&B | 1.58 | (BEAMS Note 2) Standard | See page 6-8 of 8 of document in Evidence tab | - | 2 | TRUE
4928 | 63M0D12 | 4143 | 63M0D12 | Sewage treatment works | Aeration or Oxidation Tanks | Blown air system | Over 750.0m³ - 1500.0m³ | - | Reinforced concrete tank with base that are normally set below ground level and the outer wall are above ground level. These are used for the bacteriological treatment of sewage by oxidising the organic material by blown air. There is usually a safety rail to top of wall. | Location Adjustment Applicable (See Guidance Notes) - ERC = UK mean of 1.00 | (BEAMS Note 2) The ERC for this item should be added to all other rateable items on the hereditament (except land). Therefore the total of the ERC of the other Building Items and the P&M ERC (where applicable) to enable the correct contract size adjustment to be made. ERC of Building Component + ERC of P&M = Total ERC to which contract size adjustment should be applied. The appropriate % adjustment should be made in accordance with the scale for contract size adjustment specified under section 6 of the RCG 2023 Guidance notes. The currency ERC rates are set at £4m (Four Million Pounds) @ 1st April 2021 (AVD) for the RCG 2023 Publication. | Costs exclude any dividing wall/s and are priced separately. Costs exclude any walkways and mechanical plant (including any blowers and motors, diffused air systems and flow inducers/mixers). | Gross internal Volume (GIV) m3 | - | - | - | - | - | See page 6-8 of 8 of document in Evidence tab | - | 10221 |  | m3 | - | 3 - INDUSTRIAL | David Grace | - | 160.4703 | Option 2 | 198.9517 | 23.98% | 204 | 154.1759 | -3.922% | -22.51% | 154.1759 | -3.922% | AECOM | Mohammed Imran | VOA_GPN_GOV_UK\7254880 | 2021-09-28 | Low | - | Low | Costs provided by AECOM (industry experts) | - | - | NA | SPONS A&B | 1.58 | (BEAMS Note 2) Standard | See page 6-8 of 8 of document in Evidence tab | - | 2 | TRUE
4929 | 63M0D13 | 4144 | 63M0D13 | Sewage treatment works | Aeration or Oxidation Tanks | Blown air system | Over 1500.0m³ - 2250.0m³ | - | Reinforced concrete tank with base that are normally set below ground level and the outer wall are above ground level. These are used for the bacteriological treatment of sewage by oxidising the organic material by blown air. There is usually a safety rail to top of wall. | Location Adjustment Applicable (See Guidance Notes) - ERC = UK mean of 1.00 | (BEAMS Note 2) The ERC for this item should be added to all other rateable items on the hereditament (except land). Therefore the total of the ERC of the other Building Items and the P&M ERC (where applicable) to enable the correct contract size adjustment to be made. ERC of Building Component + ERC of P&M = Total ERC to which contract size adjustment should be applied. The appropriate % adjustment should be made in accordance with the scale for contract size adjustment specified under section 6 of the RCG 2023 Guidance notes. The currency ERC rates are set at £4m (Four Million Pounds) @ 1st April 2021 (AVD) for the RCG 2023 Publication. | Costs exclude any dividing wall/s and are priced separately. Costs exclude any walkways and mechanical plant (including any blowers and motors, diffused air systems and flow inducers/mixers). | Gross internal Volume (GIV) m3 | - | - | - | - | - | See page 6-8 of 8 of document in Evidence tab | - | 10221 |  | m3 | - | 3 - INDUSTRIAL | David Grace | - | 119.9118 | Option 2 | 148.6672 | 23.98% | 179 | 135.2818 | 12.82% | -9.004% | 135.2818 | 12.82% | AECOM | Mohammed Imran | VOA_GPN_GOV_UK\7254880 | 2021-09-28 | Low | - | Low | Costs provided by AECOM (industry experts) | - | - | NA | SPONS A&B | 1.58 | (BEAMS Note 2) Standard | See page 6-8 of 8 of document in Evidence tab | - | 2 | TRUE
4930 | 63M0D14 | 4145 | 63M0D14 | Sewage treatment works | Aeration or Oxidation Tanks | Blown air system | Over 2250.0m³ - 3000.0m³ | - | Reinforced concrete tank with base that are normally set below ground level and the outer wall are above ground level. These are used for the bacteriological treatment of sewage by oxidising the organic material by blown air. There is usually a safety rail to top of wall. | Location Adjustment Applicable (See Guidance Notes) - ERC = UK mean of 1.00 | (BEAMS Note 2) The ERC for this item should be added to all other rateable items on the hereditament (except land). Therefore the total of the ERC of the other Building Items and the P&M ERC (where applicable) to enable the correct contract size adjustment to be made. ERC of Building Component + ERC of P&M = Total ERC to which contract size adjustment should be applied. The appropriate % adjustment should be made in accordance with the scale for contract size adjustment specified under section 6 of the RCG 2023 Guidance notes. The currency ERC rates are set at £4m (Four Million Pounds) @ 1st April 2021 (AVD) for the RCG 2023 Publication. | Costs exclude any dividing wall/s and are priced separately. Costs exclude any walkways and mechanical plant (including any blowers and motors, diffused air systems and flow inducers/mixers). | Gross internal Volume (GIV) m3 | - | - | - | - | - | See page 6-8 of 8 of document in Evidence tab | - | 10221 |  | m3 | - | 3 - INDUSTRIAL | David Grace | - | 99.6326 | Option 2 | 123.525 | 23.98% | 163 | 123.1896 | 23.64% | -0.2715% | 123.1896 | 23.64% | AECOM | Mohammed Imran | VOA_GPN_GOV_UK\7254880 | 2021-09-28 | Low | - | Low | Costs provided by AECOM (industry experts) | - | - | NA | SPONS A&B | 1.58 | (BEAMS Note 2) Standard | See page 6-8 of 8 of document in Evidence tab | - | 2 | TRUE
4931 | 63M0D15 | 4146 | 63M0D15 | Sewage treatment works | Aeration or Oxidation Tanks | Blown air system | Over 3000.0m³ - 5000.0m³ | - | Reinforced concrete tank with base that are normally set below ground level and the outer wall are above ground level. These are used for the bacteriological treatment of sewage by oxidising the organic material by blown air. There is usually a safety rail to top of wall. | Location Adjustment Applicable (See Guidance Notes) - ERC = UK mean of 1.00 | (BEAMS Note 2) The ERC for this item should be added to all other rateable items on the hereditament (except land). Therefore the total of the ERC of the other Building Items and the P&M ERC (where applicable) to enable the correct contract size adjustment to be made. ERC of Building Component + ERC of P&M = Total ERC to which contract size adjustment should be applied. The appropriate % adjustment should be made in accordance with the scale for contract size adjustment specified under section 6 of the RCG 2023 Guidance notes. The currency ERC rates are set at £4m (Four Million Pounds) @ 1st April 2021 (AVD) for the RCG 2023 Publication. | Costs exclude any dividing wall/s and are priced separately. Costs exclude any walkways and mechanical plant (including any blowers and motors, diffused air systems and flow inducers/mixers). | Gross internal Volume (GIV) m3 | - | - | - | - | - | See page 6-8 of 8 of document in Evidence tab | - | 10221 |  | m3 | - | 3 - INDUSTRIAL | David Grace | - | 80.2351 | Option 2 | 99.4758 | 23.98% | 138 | 104.2955 | 29.99% | 4.845% | 104.2955 | 29.99% | AECOM | Mohammed Imran | VOA_GPN_GOV_UK\7254880 | 2021-09-28 | Low | - | Low | Costs provided by AECOM (industry experts) | - | - | NA | SPONS A&B | 1.58 | (BEAMS Note 2) Standard | See page 6-8 of 8 of document in Evidence tab | - | 2 | TRUE
4932 | 63M0D16 | 4147 | 63M0D16 | Sewage treatment works | Aeration or Oxidation Tanks | Blown air system | Over 5000.0m³ - 10000.0m³ | - | Reinforced concrete tank with base that are normally set below ground level and the outer wall are above ground level. These are used for the bacteriological treatment of sewage by oxidising the organic material by blown air. There is usually a safety rail to top of wall. | Location Adjustment Applicable (See Guidance Notes) - ERC = UK mean of 1.00 | (BEAMS Note 2) The ERC for this item should be added to all other rateable items on the hereditament (except land). Therefore the total of the ERC of the other Building Items and the P&M ERC (where applicable) to enable the correct contract size adjustment to be made. ERC of Building Component + ERC of P&M = Total ERC to which contract size adjustment should be applied. The appropriate % adjustment should be made in accordance with the scale for contract size adjustment specified under section 6 of the RCG 2023 Guidance notes. The currency ERC rates are set at £4m (Four Million Pounds) @ 1st April 2021 (AVD) for the RCG 2023 Publication. | Costs exclude any dividing wall/s and are priced separately. Costs exclude any walkways and mechanical plant (including any blowers and motors, diffused air systems and flow inducers/mixers). | Gross internal Volume (GIV) m3 | - | - | - | - | - | See page 6-8 of 8 of document in Evidence tab | - | 10221 |  | m3 | - | 3 - INDUSTRIAL | David Grace | - | 60.8376 | Option 2 | 75.4267 | 23.98% | 110 | 83.1341 | 36.65% | 10.22% | 83.1341 | 36.65% | AECOM | Mohammed Imran | VOA_GPN_GOV_UK\7254880 | 2021-09-28 | Low | - | Low | Costs provided by AECOM (industry experts) | - | - | NA | SPONS A&B | 1.58 | (BEAMS Note 2) Standard | See page 6-8 of 8 of document in Evidence tab | - | 2 | TRUE
4933 | 63M0D17 | 4148 | 63M0D17 | Sewage treatment works | Aeration or Oxidation Tanks | Blown air system | Over 10000.0m³ | - | Reinforced concrete tank with base that are normally set below ground level and the outer wall are above ground level. These are used for the bacteriological treatment of sewage by oxidising the organic material by blown air. There is usually a safety rail to top of wall. | Location Adjustment Applicable (See Guidance Notes) - ERC = UK mean of 1.00 | (BEAMS Note 2) The ERC for this item should be added to all other rateable items on the hereditament (except land). Therefore the total of the ERC of the other Building Items and the P&M ERC (where applicable) to enable the correct contract size adjustment to be made. ERC of Building Component + ERC of P&M = Total ERC to which contract size adjustment should be applied. The appropriate % adjustment should be made in accordance with the scale for contract size adjustment specified under section 6 of the RCG 2023 Guidance notes. The currency ERC rates are set at £4m (Four Million Pounds) @ 1st April 2021 (AVD) for the RCG 2023 Publication. | Costs exclude any dividing wall/s and are priced separately. Costs exclude any walkways and mechanical plant (including any blowers and motors, diffused air systems and flow inducers/mixers). | Gross internal Volume (GIV) m3 | - | - | - | - | - | See page 6-8 of 8 of document in Evidence tab | - | 10221 |  | m3 | - | 3 - INDUSTRIAL | David Grace | - | 40.5584 | Option 2 | 50.2845 | 23.98% | 88 | 66.5073 | 63.98% | 32.26% | 66.5073 | 63.98% | AECOM | Mohammed Imran | VOA_GPN_GOV_UK\7254880 | 2021-09-28 | Low | - | Low | Costs provided by AECOM (industry experts) | - | - | NA | SPONS A&B | 1.58 | (BEAMS Note 2) Standard | See page 6-8 of 8 of document in Evidence tab | - | 2 | TRUE
4934 | 63M0D18 | 4149 | 63M0D18 | Sewage treatment works | Aeration or Oxidation Tanks | Blown air system | Upto 25.0m³ | - | Reinforced concrete tank with base that are normally set below ground level and the outer wall are above ground level. These are used for the bacteriological treatment of sewage by oxidising the organic material by blown air. There is usually a safety rail to top of wall. | Location Adjustment Applicable (See Guidance Notes) - ERC = UK mean of 1.00 | (BEAMS Note 2) The ERC for this item should be added to all other rateable items on the hereditament (except land). Therefore the total of the ERC of the other Building Items and the P&M ERC (where applicable) to enable the correct contract size adjustment to be made. ERC of Building Component + ERC of P&M = Total ERC to which contract size adjustment should be applied. The appropriate % adjustment should be made in accordance with the scale for contract size adjustment specified under section 6 of the RCG 2023 Guidance notes. The currency ERC rates are set at £4m (Four Million Pounds) @ 1st April 2021 (AVD) for the RCG 2023 Publication. | Costs exclude any dividing wall/s and are priced separately. Costs exclude any walkways and mechanical plant (including any blowers and motors, diffused air systems and flow inducers/mixers). | Gross internal Volume (GIV) m3 | - | - | - | - | - | See page 6-8 of 8 of document in Evidence tab | - | 10221 |  | m3 | - | 3 - INDUSTRIAL | David Grace | - | 619.8384 | Option 2 | 768.4783 | 23.98% | 764 | 577.4039 | -6.846% | -24.86% | 577.4039 | -6.846% | AECOM | Mohammed Imran | VOA_GPN_GOV_UK\7254880 | 2021-09-28 | Low | - | Low | Costs provided by AECOM (industry experts) | - | - | NA | SPONS A&B | 1.58 | (BEAMS Note 2) Standard | See page 6-8 of 8 of document in Evidence tab | - | 2 | TRUE
4935 | 63M0D19 | 4150 | 63M0D19 | Sewage treatment works | Aeration or Oxidation Tanks | Blown air system | Over 25.0m³ - 30.0m³ | - | Reinforced concrete tank with base that are normally set below ground level and the outer wall are above ground level. These are used for the bacteriological treatment of sewage by oxidising the organic material by blown air. There is usually a safety rail to top of wall. | Location Adjustment Applicable (See Guidance Notes) - ERC = UK mean of 1.00 | (BEAMS Note 2) The ERC for this item should be added to all other rateable items on the hereditament (except land). Therefore the total of the ERC of the other Building Items and the P&M ERC (where applicable) to enable the correct contract size adjustment to be made. ERC of Building Component + ERC of P&M = Total ERC to which contract size adjustment should be applied. The appropriate % adjustment should be made in accordance with the scale for contract size adjustment specified under section 6 of the RCG 2023 Guidance notes. The currency ERC rates are set at £4m (Four Million Pounds) @ 1st April 2021 (AVD) for the RCG 2023 Publication. | Costs exclude any dividing wall/s and are priced separately. Costs exclude any walkways and mechanical plant (including any blowers and motors, diffused air systems and flow inducers/mixers). | Gross internal Volume (GIV) m3 | - | - | - | - | - | See page 6-8 of 8 of document in Evidence tab | - | 10221 |  | m3 | - | 3 - INDUSTRIAL | David Grace | - | 568.6996 | Option 2 | 705.0761 | 23.98% | 721 | 544.9061 | -4.184% | -22.72% | 544.9061 | -4.184% | AECOM | Mohammed Imran | VOA_GPN_GOV_UK\7254880 | 2021-09-28 | Low | - | Low | Costs provided by AECOM (industry experts) | - | - | NA | SPONS A&B | 1.58 | (BEAMS Note 2) Standard | See page 6-8 of 8 of document in Evidence tab | - | 2 | TRUE
4936 | 63M0D20 | 4151 | 63M0D20 | Sewage treatment works | Aeration or Oxidation Tanks | Blown air system | Over 30.0m³ - 50.0m³ | - | Reinforced concrete tank with base that are normally set below ground level and the outer wall are above ground level. These are used for the bacteriological treatment of sewage by oxidising the organic material by blown air. There is usually a safety rail to top of wall. | Location Adjustment Applicable (See Guidance Notes) - ERC = UK mean of 1.00 | (BEAMS Note 2) The ERC for this item should be added to all other rateable items on the hereditament (except land). Therefore the total of the ERC of the other Building Items and the P&M ERC (where applicable) to enable the correct contract size adjustment to be made. ERC of Building Component + ERC of P&M = Total ERC to which contract size adjustment should be applied. The appropriate % adjustment should be made in accordance with the scale for contract size adjustment specified under section 6 of the RCG 2023 Guidance notes. The currency ERC rates are set at £4m (Four Million Pounds) @ 1st April 2021 (AVD) for the RCG 2023 Publication. | Costs exclude any dividing wall/s and are priced separately. Costs exclude any walkways and mechanical plant (including any blowers and motors, diffused air systems and flow inducers/mixers). | Gross internal Volume (GIV) m3 | - | - | - | - | - | See page 6-8 of 8 of document in Evidence tab | - | 10221 |  | m3 | - | 3 - INDUSTRIAL | David Grace | - | 517.5607 | Option 2 | 641.6739 | 23.98% | 611 | 461.772 | -10.78% | -28.04% | 461.772 | -10.78% | AECOM | Mohammed Imran | VOA_GPN_GOV_UK\7254880 | 2021-09-28 | Low | - | Low | Costs provided by AECOM (industry experts) | - | - | NA | SPONS A&B | 1.58 | (BEAMS Note 2) Standard | See page 6-8 of 8 of document in Evidence tab | - | 2 | TRUE
4937 | 63M0D21 | 4152 | 63M0D21 | Sewage treatment works | Aeration or Oxidation Tanks | Blown air system | Over 50.0m³ - 62.0m³ | - | Reinforced concrete tank with base that are normally set below ground level and the outer wall are above ground level. These are used for the bacteriological treatment of sewage by oxidising the organic material by blown air. There is usually a safety rail to top of wall. | Location Adjustment Applicable (See Guidance Notes) - ERC = UK mean of 1.00 | (BEAMS Note 2) The ERC for this item should be added to all other rateable items on the hereditament (except land). Therefore the total of the ERC of the other Building Items and the P&M ERC (where applicable) to enable the correct contract size adjustment to be made. ERC of Building Component + ERC of P&M = Total ERC to which contract size adjustment should be applied. The appropriate % adjustment should be made in accordance with the scale for contract size adjustment specified under section 6 of the RCG 2023 Guidance notes. The currency ERC rates are set at £4m (Four Million Pounds) @ 1st April 2021 (AVD) for the RCG 2023 Publication. | Costs exclude any dividing wall/s and are priced separately. Costs exclude any walkways and mechanical plant (including any blowers and motors, diffused air systems and flow inducers/mixers). | Gross internal Volume (GIV) m3 | - | - | - | - | - | See page 6-8 of 8 of document in Evidence tab | - | 10221 |  | m3 | - | 3 - INDUSTRIAL | David Grace | - | 466.4218 | Option 2 | 578.2717 | 23.98% | 570 | 430.7857 | -7.64% | -25.5% | 430.7857 | -7.64% | AECOM | Mohammed Imran | VOA_GPN_GOV_UK\7254880 | 2021-09-28 | Low | - | Low | Costs provided by AECOM (industry experts) | - | - | NA | SPONS A&B | 1.58 | (BEAMS Note 2) Standard | See page 6-8 of 8 of document in Evidence tab | - | 2 | TRUE
4938 | 63M0D22 | 4153 | 63M0D22 | Sewage treatment works | Aeration or Oxidation Tanks | Blown air system | Over 62.0m³ - 100.0m³ | - | Reinforced concrete tank with base that are normally set below ground level and the outer wall are above ground level. These are used for the bacteriological treatment of sewage by oxidising the organic material by blown air. There is usually a safety rail to top of wall. | Location Adjustment Applicable (See Guidance Notes) - ERC = UK mean of 1.00 | (BEAMS Note 2) The ERC for this item should be added to all other rateable items on the hereditament (except land). Therefore the total of the ERC of the other Building Items and the P&M ERC (where applicable) to enable the correct contract size adjustment to be made. ERC of Building Component + ERC of P&M = Total ERC to which contract size adjustment should be applied. The appropriate % adjustment should be made in accordance with the scale for contract size adjustment specified under section 6 of the RCG 2023 Guidance notes. The currency ERC rates are set at £4m (Four Million Pounds) @ 1st April 2021 (AVD) for the RCG 2023 Publication. | Costs exclude any dividing wall/s and are priced separately. Costs exclude any walkways and mechanical plant (including any blowers and motors, diffused air systems and flow inducers/mixers). | Gross internal Volume (GIV) m3 | - | - | - | - | - | See page 6-8 of 8 of document in Evidence tab | - | 10221 |  | m3 | - | 3 - INDUSTRIAL | David Grace | - | 415.2829 | Option 2 | 514.8695 | 23.98% | 489 | 369.5687 | -11.01% | -28.22% | 369.5687 | -11.01% | AECOM | Mohammed Imran | VOA_GPN_GOV_UK\7254880 | 2021-09-28 | Low | - | Low | Costs provided by AECOM (industry experts) | - | - | NA | SPONS A&B | 1.58 | (BEAMS Note 2) Standard | See page 6-8 of 8 of document in Evidence tab | - | 2 | TRUE
4939 | 63M0D1 | 5962 | 63M0D1 | Sewage treatment works | Aeration or Oxidation Tanks | Mechanically agitated | 250.0m³ - 750.0m³ | - | Reinforced concrete tank with base normally set below ground and the outer wall above ground level. Used for the bacteriological treatment of sewage by mechanical agitators. There is usually a safety rail to the top of the wall. | Location Adjustment Applicable (See Guidance Notes) - ERC = UK mean of 1.00 | (BEAMS Note 2) The ERC for this item should be added to all other rateable items on the hereditament (except land). Therefore the total of the ERC of the other Building Items and the P&M ERC (where applicable) to enable the correct contract size adjustment to be made. ERC of Building Component + ERC of P&M = Total ERC to which contract size adjustment should be applied. The appropriate % adjustment should be made in accordance with the scale for contract size adjustment specified under section 6 of the RCG 2023 Guidance notes. The currency ERC rates are set at £4m (Four Million Pounds) @ 1st April 2021 (AVD) for the RCG 2023 Publication. | Costs are to include the supporting structure (often concrete) for the agitators which will often double up as walkways (handrails to be included). Costs are to exclude any mechanical plant, including the agitators and motors. | Gross internal Volume (GIV) m3 | Class 4 Table 4 Tanks See Paragraphs under Rateable element in sewage works: Definitions and Referencing Aids. | Class 4(d) does not exceed 400 cubic metres and which is readily capable of being moved from one site and re-erected in its original state on another without substantial demolition of any surrounding structure. In reality most concrete tanks under 400 cubic metres either above ground or below will not be capable of moving and re-erecting in its original state and thus are rateable. | - | Security lighting | - | See page 6 & 7 of 7 of document in Evidence tab | - | 10220 |  | m3 | - | 3 - INDUSTRIAL | David Grace | - | 200.147 | Option 2 | 248.143 | 23.98% | 275 | 207.8352 | 3.841% | -16.24% | 207.8352 | 3.841% | AECOM | Mohammed Imran | VOA_GPN_GOV_UK\7254880 | 2021-10-11 | Low | - | Low | Costs provided by AECOM (industry experts) | - | - | NA | SPONS A&B | 1.58 | (BEAMS Note 2) Standard | See page 6 & 7 of 7 of document in Evidence tab | - | 2 | TRUE
4940 | 63M0D2 | 6382 | 63M0D2 | Sewage treatment works | Aeration or Oxidation Tanks | Mechanically agitated | 750.0m³ - 1,500m³ | - | Reinforced concrete tank with base normally set below ground and the outer wall above ground level. Used for the bacteriological treatment of sewage by mechanical agitators. There is usually a safety rail to the top of the wall. | Location Adjustment Applicable (See Guidance Notes) - ERC = UK mean of 1.00 | (BEAMS Note 2) The ERC for this item should be added to all other rateable items on the hereditament (except land). Therefore the total of the ERC of the other Building Items and the P&M ERC (where applicable) to enable the correct contract size adjustment to be made. ERC of Building Component + ERC of P&M = Total ERC to which contract size adjustment should be applied. The appropriate % adjustment should be made in accordance with the scale for contract size adjustment specified under section 6 of the RCG 2023 Guidance notes. The currency ERC rates are set at £4m (Four Million Pounds) @ 1st April 2021 (AVD) for the RCG 2023 Publication. | Costs are to include the supporting structure (often concrete) for the agitators which will often double up as walkways (handrails to be included). Costs are to exclude any mechanical plant, including the agitators and motors. | Gross internal Volume (GIV) m3 | Class 4 Table 4 Tanks See Paragraphs under Rateable element in sewage works: Definitions and Referencing Aids. | Class 4(d) does not exceed 400 cubic metres and which is readily capable of being moved from one site and re-erected in its original state on another without substantial demolition of any surrounding structure. In reality most concrete tanks under 400 cubic metres either above ground or below will not be capable of moving and re-erecting in its original state and thus are rateable. | - | Security lighting | - | See page 6 & 7 of 7 of document in Evidence tab | - | 10220 |  | m3 | - | 3 - INDUSTRIAL | David Grace | - | 179.8678 | Option 2 | 223.0008 | 23.98% | 216 | 163.2451 | -9.242% | -26.8% | 163.2451 | -9.242% | AECOM | Mohammed Imran | VOA_GPN_GOV_UK\7254880 | 2021-10-11 | Low | - | Low | Costs provided by AECOM (industry experts) | - | - | NA | SPONS A&B | 1.58 | (BEAMS Note 2) Standard | See page 6 & 7 of 7 of document in Evidence tab | - | 2 | TRUE
4941 | 63M0D3 | 5945 | 63M0D3 | Sewage treatment works | Aeration or Oxidation Tanks | Mechanically agitated | 1,500m³ - 2,250m³ | - | Reinforced concrete tank with base normally set below ground and the outer wall above ground level. Used for the bacteriological treatment of sewage by mechanical agitators. There is usually a safety rail to the top of the wall. | Location Adjustment Applicable (See Guidance Notes) - ERC = UK mean of 1.00 | (BEAMS Note 2) The ERC for this item should be added to all other rateable items on the hereditament (except land). Therefore the total of the ERC of the other Building Items and the P&M ERC (where applicable) to enable the correct contract size adjustment to be made. ERC of Building Component + ERC of P&M = Total ERC to which contract size adjustment should be applied. The appropriate % adjustment should be made in accordance with the scale for contract size adjustment specified under section 6 of the RCG 2023 Guidance notes. The currency ERC rates are set at £4m (Four Million Pounds) @ 1st April 2021 (AVD) for the RCG 2023 Publication. | Costs are to include the supporting structure (often concrete) for the agitators which will often double up as walkways (handrails to be included). Costs are to exclude any mechanical plant, including the agitators and motors. | Gross internal Volume (GIV) m3 | Class 4 Table 4 Tanks See Paragraphs under Rateable element in sewage works: Definitions and Referencing Aids. | Class 4(d) does not exceed 400 cubic metres and which is readily capable of being moved from one site and re-erected in its original state on another without substantial demolition of any surrounding structure. In reality most concrete tanks under 400 cubic metres either above ground or below will not be capable of moving and re-erecting in its original state and thus are rateable. | - | Security lighting | - | See page 6 & 7 of 7 of document in Evidence tab | - | 10220 |  | m3 | - | 3 - INDUSTRIAL | David Grace | - | 160.4703 | Option 2 | 198.9517 | 23.98% | 188 | 142.0837 | -11.46% | -28.58% | 142.0837 | -11.46% | AECOM | Mohammed Imran | VOA_GPN_GOV_UK\7254880 | 2021-10-11 | Low | - | Low | Costs provided by AECOM (industry experts) | - | - | NA | SPONS A&B | 1.58 | (BEAMS Note 2) Standard | See page 6 & 7 of 7 of document in Evidence tab | - | 2 | TRUE
4942 | 63M0D4 | 6000 | 63M0D4 | Sewage treatment works | Aeration or Oxidation Tanks | Mechanically agitated | 2,250m³ - 3,000m³ | - | Reinforced concrete tank with base normally set below ground and the outer wall above ground level. Used for the bacteriological treatment of sewage by mechanical agitators. There is usually a safety rail to the top of the wall. | Location Adjustment Applicable (See Guidance Notes) - ERC = UK mean of 1.00 | (BEAMS Note 2) The ERC for this item should be added to all other rateable items on the hereditament (except land). Therefore the total of the ERC of the other Building Items and the P&M ERC (where applicable) to enable the correct contract size adjustment to be made. ERC of Building Component + ERC of P&M = Total ERC to which contract size adjustment should be applied. The appropriate % adjustment should be made in accordance with the scale for contract size adjustment specified under section 6 of the RCG 2023 Guidance notes. The currency ERC rates are set at £4m (Four Million Pounds) @ 1st April 2021 (AVD) for the RCG 2023 Publication. | Costs are to include the supporting structure (often concrete) for the agitators which will often double up as walkways (handrails to be included). Costs are to exclude any mechanical plant, including the agitators and motors. | Gross internal Volume (GIV) m3 | Class 4 Table 4 Tanks See Paragraphs under Rateable element in sewage works: Definitions and Referencing Aids. | Class 4(d) does not exceed 400 cubic metres and which is readily capable of being moved from one site and re-erected in its original state on another without substantial demolition of any surrounding structure. In reality most concrete tanks under 400 cubic metres either above ground or below will not be capable of moving and re-erecting in its original state and thus are rateable. | - | Security lighting | - | See page 6 & 7 of 7 of document in Evidence tab | - | 10220 |  | m3 | - | 3 - INDUSTRIAL | David Grace | - | 139.3094 | Option 2 | 172.7163 | 23.98% | 170 | 128.4799 | -7.774% | -25.61% | 128.4799 | -7.774% | AECOM | Mohammed Imran | VOA_GPN_GOV_UK\7254880 | 2021-10-11 | Low | - | Low | Costs provided by AECOM (industry experts) | - | - | NA | SPONS A&B | 1.58 | (BEAMS Note 2) Standard | See page 6 & 7 of 7 of document in Evidence tab | - | 2 | TRUE
4943 | 63M0D5 | 6038 | 63M0D5 | Sewage treatment works | Aeration or Oxidation Tanks | Mechanically agitated | 3,000m³ - 5,000m³ | - | Reinforced concrete tank with base normally set below ground and the outer wall above ground level. Used for the bacteriological treatment of sewage by mechanical agitators. There is usually a safety rail to the top of the wall. | Location Adjustment Applicable (See Guidance Notes) - ERC = UK mean of 1.00 | (BEAMS Note 2) The ERC for this item should be added to all other rateable items on the hereditament (except land). Therefore the total of the ERC of the other Building Items and the P&M ERC (where applicable) to enable the correct contract size adjustment to be made. ERC of Building Component + ERC of P&M = Total ERC to which contract size adjustment should be applied. The appropriate % adjustment should be made in accordance with the scale for contract size adjustment specified under section 6 of the RCG 2023 Guidance notes. The currency ERC rates are set at £4m (Four Million Pounds) @ 1st April 2021 (AVD) for the RCG 2023 Publication. | Costs are to include the supporting structure (often concrete) for the agitators which will often double up as walkways (handrails to be included). Costs are to exclude any mechanical plant, including the agitators and motors. | Gross internal Volume (GIV) m3 | Class 4 Table 4 Tanks See Paragraphs under Rateable element in sewage works: Definitions and Referencing Aids. | Class 4(d) does not exceed 400 cubic metres and which is readily capable of being moved from one site and re-erected in its original state on another without substantial demolition of any surrounding structure. In reality most concrete tanks under 400 cubic metres either above ground or below will not be capable of moving and re-erecting in its original state and thus are rateable. | - | Security lighting | - | See page 6 & 7 of 7 of document in Evidence tab | - | 10220 |  | m3 | - | 3 - INDUSTRIAL | David Grace | - | 119.9118 | Option 2 | 148.6672 | 23.98% | 142 | 107.3185 | -10.5% | -27.81% | 107.3185 | -10.5% | AECOM | Mohammed Imran | VOA_GPN_GOV_UK\7254880 | 2021-10-11 | Low | - | Low | Costs provided by AECOM (industry experts) | - | - | NA | SPONS A&B | 1.58 | (BEAMS Note 2) Standard | See page 6 & 7 of 7 of document in Evidence tab | - | 2 | TRUE
4944 | 63M0D6 | 4154 | 63M0D6 | Sewage treatment works | Aeration or Oxidation Tanks | Mechanically agitated | 5,000m³ - 10,000m³ | - | Reinforced concrete tank with base normally set below ground and the outer wall above ground level. Used for the bacteriological treatment of sewage by mechanical agitators. There is usually a safety rail to the top of the wall. | Location Adjustment Applicable (See Guidance Notes) - ERC = UK mean of 1.00 | (BEAMS Note 2) The ERC for this item should be added to all other rateable items on the hereditament (except land). Therefore the total of the ERC of the other Building Items and the P&M ERC (where applicable) to enable the correct contract size adjustment to be made. ERC of Building Component + ERC of P&M = Total ERC to which contract size adjustment should be applied. The appropriate % adjustment should be made in accordance with the scale for contract size adjustment specified under section 6 of the RCG 2023 Guidance notes. The currency ERC rates are set at £4m (Four Million Pounds) @ 1st April 2021 (AVD) for the RCG 2023 Publication. | Costs are to include the supporting structure (often concrete) for the agitators which will often double up as walkways (handrails to be included). Costs are to exclude any mechanical plant, including the agitators and motors. | Gross internal Volume (GIV) m3 | Class 4 Table 4 Tanks See Paragraphs under Rateable element in sewage works: Definitions and Referencing Aids. | Class 4(d) does not exceed 400 cubic metres and which is readily capable of being moved from one site and re-erected in its original state on another without substantial demolition of any surrounding structure. In reality most concrete tanks under 400 cubic metres either above ground or below will not be capable of moving and re-erecting in its original state and thus are rateable. | - | Security lighting | - | See page 6 & 7 of 7 of document in Evidence tab | - | 10220 |  | m3 | - | 3 - INDUSTRIAL | David Grace | - | 99.6326 | Option 2 | 123.525 | 23.98% | 112 | 84.6456 | -15.04% | -31.47% | 84.6456 | -15.04% | AECOM | Mohammed Imran | VOA_GPN_GOV_UK\7254880 | 2021-10-11 | Low | - | Low | Costs provided by AECOM (industry experts) | - | - | NA | SPONS A&B | 1.58 | (BEAMS Note 2) Standard | See page 6 & 7 of 7 of document in Evidence tab | - | 2 | TRUE
4945 | 63M0D7 | 6058 | 63M0D7 | Sewage treatment works | Aeration or Oxidation Tanks | Mechanically agitated | Over 10,000m³ | - | Reinforced concrete tank with base normally set below ground and the outer wall above ground level. Used for the bacteriological treatment of sewage by mechanical agitators. There is usually a safety rail to the top of the wall. | Location Adjustment Applicable (See Guidance Notes) - ERC = UK mean of 1.00 | (BEAMS Note 2) The ERC for this item should be added to all other rateable items on the hereditament (except land). Therefore the total of the ERC of the other Building Items and the P&M ERC (where applicable) to enable the correct contract size adjustment to be made. ERC of Building Component + ERC of P&M = Total ERC to which contract size adjustment should be applied. The appropriate % adjustment should be made in accordance with the scale for contract size adjustment specified under section 6 of the RCG 2023 Guidance notes. The currency ERC rates are set at £4m (Four Million Pounds) @ 1st April 2021 (AVD) for the RCG 2023 Publication. | Costs are to include the supporting structure (often concrete) for the agitators which will often double up as walkways (handrails to be included). Costs are to exclude any mechanical plant, including the agitators and motors. | Gross internal Volume (GIV) m3 | Class 4 Table 4 Tanks See Paragraphs under Rateable element in sewage works: Definitions and Referencing Aids. | Class 4(d) does not exceed 400 cubic metres and which is readily capable of being moved from one site and re-erected in its original state on another without substantial demolition of any surrounding structure. In reality most concrete tanks under 400 cubic metres either above ground or below will not be capable of moving and re-erecting in its original state and thus are rateable. | - | Security lighting | - | See page 6 & 7 of 7 of document in Evidence tab | - | 10220 |  | m3 | - | 3 - INDUSTRIAL | David Grace | - | 80.2351 | Option 2 | 99.4758 | 23.98% | 99 | 74.8207 | -6.748% | -24.79% | 74.8207 | -6.748% | AECOM | Mohammed Imran | VOA_GPN_GOV_UK\7254880 | 2021-10-11 | Low | - | Low | Costs provided by AECOM (industry experts) | - | - | NA | SPONS A&B | 1.58 | (BEAMS Note 2) Standard | See page 6 & 7 of 7 of document in Evidence tab | - | 2 | TRUE
4946 | 63M0DS | 7481 | 63M0DS | Sewage treatment works | Aeration or Oxidation Tanks | Mechanically agitated | <25.0m³ | - | Reinforced concrete tank with base normally set below ground and the outer wall above ground level. Used for the bacteriological treatment of sewage by mechanical agitators. There is usually a safety rail to the top of the wall. | Location Adjustment Applicable (See Guidance Notes) - ERC = UK mean of 1.00 | (BEAMS Note 2) The ERC for this item should be added to all other rateable items on the hereditament (except land). Therefore the total of the ERC of the other Building Items and the P&M ERC (where applicable) to enable the correct contract size adjustment to be made. ERC of Building Component + ERC of P&M = Total ERC to which contract size adjustment should be applied. The appropriate % adjustment should be made in accordance with the scale for contract size adjustment specified under section 6 of the RCG 2023 Guidance notes. The currency ERC rates are set at £4m (Four Million Pounds) @ 1st April 2021 (AVD) for the RCG 2023 Publication. | Costs are to include the supporting structure (often concrete) for the agitators which will often double up as walkways (handrails to be included). Costs are to exclude any mechanical plant, including the agitators and motors. | Gross internal Volume (GIV) m3 | Class 4 Table 4 Tanks See Paragraphs under Rateable element in sewage works: Definitions and Referencing Aids. | Class 4(d) does not exceed 400 cubic metres and which is readily capable of being moved from one site and re-erected in its original state on another without substantial demolition of any surrounding structure. In reality most concrete tanks under 400 cubic metres either above ground or below will not be capable of moving and re-erecting in its original state and thus are rateable. | - | Security lighting | - | See page 6 & 7 of 7 of document in Evidence tab | - | 10220 |  | m3 | - | 3 - INDUSTRIAL | David Grace | - | 619.8384 | Option 2 | 768.4783 | 23.98% | 896 | 677.1648 | 9.249% | -11.88% | 677.1648 | 9.249% | AECOM | Mohammed Imran | VOA_GPN_GOV_UK\7254880 | 2021-10-11 | Low | - | Low | Costs provided by AECOM (industry experts) | - | - | NA | SPONS A&B | 1.58 | (BEAMS Note 2) Standard | See page 6 & 7 of 7 of document in Evidence tab | - | 2 | TRUE
4947 | 63M0DT | 6001 | 63M0DT | Sewage treatment works | Aeration or Oxidation Tanks | Mechanically agitated | 25.0m³ - 30.0m³ | - | Reinforced concrete tank with base normally set below ground and the outer wall above ground level. Used for the bacteriological treatment of sewage by mechanical agitators. There is usually a safety rail to the top of the wall. | Location Adjustment Applicable (See Guidance Notes) - ERC = UK mean of 1.00 | (BEAMS Note 2) The ERC for this item should be added to all other rateable items on the hereditament (except land). Therefore the total of the ERC of the other Building Items and the P&M ERC (where applicable) to enable the correct contract size adjustment to be made. ERC of Building Component + ERC of P&M = Total ERC to which contract size adjustment should be applied. The appropriate % adjustment should be made in accordance with the scale for contract size adjustment specified under section 6 of the RCG 2023 Guidance notes. The currency ERC rates are set at £4m (Four Million Pounds) @ 1st April 2021 (AVD) for the RCG 2023 Publication. | Costs are to include the supporting structure (often concrete) for the agitators which will often double up as walkways (handrails to be included). Costs are to exclude any mechanical plant, including the agitators and motors. | Gross internal Volume (GIV) m3 | Class 4 Table 4 Tanks See Paragraphs under Rateable element in sewage works: Definitions and Referencing Aids. | Class 4(d) does not exceed 400 cubic metres and which is readily capable of being moved from one site and re-erected in its original state on another without substantial demolition of any surrounding structure. In reality most concrete tanks under 400 cubic metres either above ground or below will not be capable of moving and re-erecting in its original state and thus are rateable. | - | Security lighting | - | See page 6 & 7 of 7 of document in Evidence tab | - | 10220 |  | m3 | - | 3 - INDUSTRIAL | David Grace | - | 568.6996 | Option 2 | 705.0761 | 23.98% | 841 | 635.5978 | 11.76% | -9.854% | 635.5978 | 11.76% | AECOM | Mohammed Imran | VOA_GPN_GOV_UK\7254880 | 2021-10-11 | Low | - | Low | Costs provided by AECOM (industry experts) | - | - | NA | SPONS A&B | 1.58 | (BEAMS Note 2) Standard | See page 6 & 7 of 7 of document in Evidence tab | - | 2 | TRUE
4948 | 63M0DU | 7518 | 63M0DU | Sewage treatment works | Aeration or Oxidation Tanks | Mechanically agitated | 30.0m³ - 50.0m³ | - | Reinforced concrete tank with base normally set below ground and the outer wall above ground level. Used for the bacteriological treatment of sewage by mechanical agitators. There is usually a safety rail to the top of the wall. | Location Adjustment Applicable (See Guidance Notes) - ERC = UK mean of 1.00 | (BEAMS Note 2) The ERC for this item should be added to all other rateable items on the hereditament (except land). Therefore the total of the ERC of the other Building Items and the P&M ERC (where applicable) to enable the correct contract size adjustment to be made. ERC of Building Component + ERC of P&M = Total ERC to which contract size adjustment should be applied. The appropriate % adjustment should be made in accordance with the scale for contract size adjustment specified under section 6 of the RCG 2023 Guidance notes. The currency ERC rates are set at £4m (Four Million Pounds) @ 1st April 2021 (AVD) for the RCG 2023 Publication. | Costs are to include the supporting structure (often concrete) for the agitators which will often double up as walkways (handrails to be included). Costs are to exclude any mechanical plant, including the agitators and motors. | Gross internal Volume (GIV) m3 | Class 4 Table 4 Tanks See Paragraphs under Rateable element in sewage works: Definitions and Referencing Aids. | Class 4(d) does not exceed 400 cubic metres and which is readily capable of being moved from one site and re-erected in its original state on another without substantial demolition of any surrounding structure. In reality most concrete tanks under 400 cubic metres either above ground or below will not be capable of moving and re-erecting in its original state and thus are rateable. | - | Security lighting | - | See page 6 & 7 of 7 of document in Evidence tab | - | 10220 |  | m3 | - | 3 - INDUSTRIAL | David Grace | - | 517.5607 | Option 2 | 641.6739 | 23.98% | 704 | 532.0581 | 2.801% | -17.08% | 532.0581 | 2.801% | AECOM | Mohammed Imran | VOA_GPN_GOV_UK\7254880 | 2021-10-11 | Low | - | Low | Costs provided by AECOM (industry experts) | - | - | NA | SPONS A&B | 1.58 | (BEAMS Note 2) Standard | See page 6 & 7 of 7 of document in Evidence tab | - | 2 | TRUE
4949 | 63M0DV | 6020 | 63M0DV | Sewage treatment works | Aeration or Oxidation Tanks | Mechanically agitated | 50.0m³ - 62.0m³ | - | Reinforced concrete tank with base normally set below ground and the outer wall above ground level. Used for the bacteriological treatment of sewage by mechanical agitators. There is usually a safety rail to the top of the wall. | Location Adjustment Applicable (See Guidance Notes) - ERC = UK mean of 1.00 | (BEAMS Note 2) The ERC for this item should be added to all other rateable items on the hereditament (except land). Therefore the total of the ERC of the other Building Items and the P&M ERC (where applicable) to enable the correct contract size adjustment to be made. ERC of Building Component + ERC of P&M = Total ERC to which contract size adjustment should be applied. The appropriate % adjustment should be made in accordance with the scale for contract size adjustment specified under section 6 of the RCG 2023 Guidance notes. The currency ERC rates are set at £4m (Four Million Pounds) @ 1st April 2021 (AVD) for the RCG 2023 Publication. | Costs are to include the supporting structure (often concrete) for the agitators which will often double up as walkways (handrails to be included). Costs are to exclude any mechanical plant, including the agitators and motors. | Gross internal Volume (GIV) m3 | Class 4 Table 4 Tanks See Paragraphs under Rateable element in sewage works: Definitions and Referencing Aids. | Class 4(d) does not exceed 400 cubic metres and which is readily capable of being moved from one site and re-erected in its original state on another without substantial demolition of any surrounding structure. In reality most concrete tanks under 400 cubic metres either above ground or below will not be capable of moving and re-erecting in its original state and thus are rateable. | - | Security lighting | - | See page 6 & 7 of 7 of document in Evidence tab | - | 10220 |  | m3 | - | 3 - INDUSTRIAL | David Grace | - | 466.4218 | Option 2 | 578.2717 | 23.98% | 654 | 494.2699 | 5.971% | -14.53% | 494.2699 | 5.971% | AECOM | Mohammed Imran | VOA_GPN_GOV_UK\7254880 | 2021-10-11 | Low | - | Low | Costs provided by AECOM (industry experts) | - | - | NA | SPONS A&B | 1.58 | (BEAMS Note 2) Standard | See page 6 & 7 of 7 of document in Evidence tab | - | 2 | TRUE
4950 | 63M0DW | 5963 | 63M0DW | Sewage treatment works | Aeration or Oxidation Tanks | Mechanically agitated | 62.0m³ - 100.0m³ | - | Reinforced concrete tank with base normally set below ground and the outer wall above ground level. Used for the bacteriological treatment of sewage by mechanical agitators. There is usually a safety rail to the top of the wall. | Location Adjustment Applicable (See Guidance Notes) - ERC = UK mean of 1.00 | (BEAMS Note 2) The ERC for this item should be added to all other rateable items on the hereditament (except land). Therefore the total of the ERC of the other Building Items and the P&M ERC (where applicable) to enable the correct contract size adjustment to be made. ERC of Building Component + ERC of P&M = Total ERC to which contract size adjustment should be applied. The appropriate % adjustment should be made in accordance with the scale for contract size adjustment specified under section 6 of the RCG 2023 Guidance notes. The currency ERC rates are set at £4m (Four Million Pounds) @ 1st April 2021 (AVD) for the RCG 2023 Publication. | Costs are to include the supporting structure (often concrete) for the agitators which will often double up as walkways (handrails to be included). Costs are to exclude any mechanical plant, including the agitators and motors. | Gross internal Volume (GIV) m3 | Class 4 Table 4 Tanks See Paragraphs under Rateable element in sewage works: Definitions and Referencing Aids. | Class 4(d) does not exceed 400 cubic metres and which is readily capable of being moved from one site and re-erected in its original state on another without substantial demolition of any surrounding structure. In reality most concrete tanks under 400 cubic metres either above ground or below will not be capable of moving and re-erecting in its original state and thus are rateable. | - | Security lighting | - | See page 6 & 7 of 7 of document in Evidence tab | - | 10220 |  | m3 | - | 3 - INDUSTRIAL | David Grace | - | 415.2829 | Option 2 | 514.8695 | 23.98% | 554 | 418.6934 | 0.8212% | -18.68% | 418.6934 | 0.8212% | AECOM | Mohammed Imran | VOA_GPN_GOV_UK\7254880 | 2021-10-11 | Low | - | Low | Costs provided by AECOM (industry experts) | - | - | NA | SPONS A&B | 1.58 | (BEAMS Note 2) Standard | See page 6 & 7 of 7 of document in Evidence tab | - | 2 | TRUE
4951 | 63M0DX | 7538 | 63M0DX | Sewage treatment works | Aeration or Oxidation Tanks | Mechanically agitated | 100.0m³ - 250.0m³ | - | Reinforced concrete tank with base normally set below ground and the outer wall above ground level. Used for the bacteriological treatment of sewage by mechanical agitators. There is usually a safety rail to the top of the wall. | Location Adjustment Applicable (See Guidance Notes) - ERC = UK mean of 1.00 | (BEAMS Note 2) The ERC for this item should be added to all other rateable items on the hereditament (except land). Therefore the total of the ERC of the other Building Items and the P&M ERC (where applicable) to enable the correct contract size adjustment to be made. ERC of Building Component + ERC of P&M = Total ERC to which contract size adjustment should be applied. The appropriate % adjustment should be made in accordance with the scale for contract size adjustment specified under section 6 of the RCG 2023 Guidance notes. The currency ERC rates are set at £4m (Four Million Pounds) @ 1st April 2021 (AVD) for the RCG 2023 Publication. | Costs are to include the supporting structure (often concrete) for the agitators which will often double up as walkways (handrails to be included). Costs are to exclude any mechanical plant, including the agitators and motors. | Gross internal Volume (GIV) m3 | Class 4 Table 4 Tanks See Paragraphs under Rateable element in sewage works: Definitions and Referencing Aids. | Class 4(d) does not exceed 400 cubic metres and which is readily capable of being moved from one site and re-erected in its original state on another without substantial demolition of any surrounding structure. In reality most concrete tanks under 400 cubic metres either above ground or below will not be capable of moving and re-erecting in its original state and thus are rateable. | - | Security lighting | - | See page 6 & 7 of 7 of document in Evidence tab | - | 10220 |  | m3 | - | 3 - INDUSTRIAL | David Grace | - | 299.7796 | Option 2 | 371.668 | 23.98% | 403 | 304.573 | 1.599% | -18.05% | 304.573 | 1.599% | AECOM | Mohammed Imran | VOA_GPN_GOV_UK\7254880 | 2021-10-11 | Low | - | Low | Costs provided by AECOM (industry experts) | - | - | NA | SPONS A&B | 1.58 | (BEAMS Note 2) Standard | See page 6 & 7 of 7 of document in Evidence tab | - | 2 | TRUE
4952 | 63M1A1 | 5470 | 63M1A1 | Sewage treatment works | Archimedean screw housing | Inclined chambers and conduits | 100.0m3 - 120.0m3 | - | Used to elevate effluent to a greater height thereby invoking a stronger gravity flow for further stages of treatment. Within the screw house there is normally one chamber in which the bottom end of the screw(s) rest and a further chamber at the top of the screw(s) to receive the elevated effluent. The screws sit in an inclined conduit. There is normally a protective grille over the screw(s). The motor mechanism powering the screw(s) is sometimes located within a housing structure at the top of the screw chamber. | Location Adjustment Applicable (See Guidance Notes) - ERC = UK mean of 1.00 | (BEAMS Note 2) The ERC for this item should be added to all other rateable items on the hereditament (except land). Therefore the total of the ERC of the other Building Items and the P&M ERC (where applicable) to enable the correct contract size adjustment to be made. ERC of Building Component + ERC of P&M = Total ERC to which contract size adjustment should be applied. The appropriate % adjustment should be made in accordance with the scale for contract size adjustment specified under section 6 of the RCG 2023 Guidance notes. The currency ERC rates are set at £4m (Four Million Pounds) @ 1st April 2021 (AVD) for the RCG 2023 Publication. | The costs include the chambers, the screw pumps and the channel they reside within, screws, protective grills and handrails, the costs do not include the buildings, staircases or any other elements. i.e. meica | Gross Internal Volume of the whole structure | - | - | - | - | - | See page 10 of 10 of document in Evidence tab | - | 10223 |  | m3 | - | 3 - INDUSTRIAL | David Grace | - | 310.3601 | Option 2 | 384.7857 | 23.98% | 3826.21 | 2891.7129 | 831.7% | 651.5% | 2891.7129 | 831.7% | AECOM | Mohammed Imran | VOA_GPN_GOV_UK\7254880 | 2021-12-03 | Low | - | Low | Costs provided by AECOM (industry experts) | - | - | NA | SPONS A&B | 1.58 | (BEAMS Note 2) Standard | See page 10 of 10 of document in Evidence tab | - | 2 | TRUE
| 63M1A2 |  | 63M1A2 | Sewage treatment works | Archimedean screw housing | Inclined chambers and conduits | 120.0m3 - 144.0m3 | - | Used to elevate effluent to a greater height thereby invoking a stronger gravity flow for further stages of treatment. Within the screw house there is normally one chamber in which the bottom end of the screw(s) rest and a further chamber at the top of the screw(s) to receive the elevated effluent. The screws sit in an inclined conduit. There is normally a protective grille over the screw(s). The motor mechanism powering the screw(s) is sometimes located within a housing structure at the top of the screw chamber. | Location Adjustment Applicable (See Guidance Notes) - ERC = UK mean of 1.00 | (BEAMS Note 2) The ERC for this item should be added to all other rateable items on the hereditament (except land). Therefore the total of the ERC of the other Building Items and the P&M ERC (where applicable) to enable the correct contract size adjustment to be made. ERC of Building Component + ERC of P&M = Total ERC to which contract size adjustment should be applied. The appropriate % adjustment should be made in accordance with the scale for contract size adjustment specified under section 6 of the RCG 2023 Guidance notes. The currency ERC rates are set at £4m (Four Million Pounds) @ 1st April 2021 (AVD) for the RCG 2023 Publication. | The costs include the chambers, the screw pumps and the channel they reside within, screws, protective grills and handrails, the costs do not include the buildings, staircases or any other elements. i.e. meica | Gross Internal Volume of the whole structure | - | - | - | - | - | See page 10 of 10 of document in Evidence tab | - | 10223 |  | m3 | - | 3 - INDUSTRIAL | David Grace | - | #N/A | Option 2 | ERROR | 0% | 3548 | 2681.4518 | 0% | 0% | 2681.4518 | 0% | AECOM | Mohammed Imran | VOA_GPN_GOV_UK\7254880 | 2021-12-03 | - | - | Low | Costs provided by AECOM (industry experts) | - | - | NA | SPONS A&B | 1.58 | (BEAMS Note 2) Standard | See page 10 of 10 of document in Evidence tab | - | 2 | TRUE
| 63M1A3 |  | 63M1A3 | Sewage treatment works | Archimedean screw housing | Inclined chambers and conduits | 144.0m3 - 240.0m3 | - | Used to elevate effluent to a greater height thereby invoking a stronger gravity flow for further stages of treatment. Within the screw house there is normally one chamber in which the bottom end of the screw(s) rest and a further chamber at the top of the screw(s) to receive the elevated effluent. The screws sit in an inclined conduit. There is normally a protective grille over the screw(s). The motor mechanism powering the screw(s) is sometimes located within a housing structure at the top of the screw chamber. | Location Adjustment Applicable (See Guidance Notes) - ERC = UK mean of 1.00 | (BEAMS Note 2) The ERC for this item should be added to all other rateable items on the hereditament (except land). Therefore the total of the ERC of the other Building Items and the P&M ERC (where applicable) to enable the correct contract size adjustment to be made. ERC of Building Component + ERC of P&M = Total ERC to which contract size adjustment should be applied. The appropriate % adjustment should be made in accordance with the scale for contract size adjustment specified under section 6 of the RCG 2023 Guidance notes. The currency ERC rates are set at £4m (Four Million Pounds) @ 1st April 2021 (AVD) for the RCG 2023 Publication. | The costs include the chambers, the screw pumps and the channel they reside within, screws, protective grills and handrails, the costs do not include the buildings, staircases or any other elements. i.e. meica | Gross Internal Volume of the whole structure | - | - | - | - | - | See page 10 of 10 of document in Evidence tab | - | 10223 |  | m3 | - | 3 - INDUSTRIAL | David Grace | - | #N/A | Option 2 | ERROR | 0% | 2876.2 | 2173.7293 | 0% | 0% | 2173.7293 | 0% | AECOM | Mohammed Imran | VOA_GPN_GOV_UK\7254880 | 2021-12-03 | - | - | Low | Costs provided by AECOM (industry experts) | - | - | NA | SPONS A&B | 1.58 | (BEAMS Note 2) Standard | See page 10 of 10 of document in Evidence tab | - | 2 | TRUE
| 63M1A4 |  | 63M1A4 | Sewage treatment works | Archimedean screw housing | Inclined chambers and conduits | Over 240.0m3 | - | Used to elevate effluent to a greater height thereby invoking a stronger gravity flow for further stages of treatment. Within the screw house there is normally one chamber in which the bottom end of the screw(s) rest and a further chamber at the top of the screw(s) to receive the elevated effluent. The screws sit in an inclined conduit. There is normally a protective grille over the screw(s). The motor mechanism powering the screw(s) is sometimes located within a housing structure at the top of the screw chamber. | Location Adjustment Applicable (See Guidance Notes) - ERC = UK mean of 1.00 | (BEAMS Note 2) The ERC for this item should be added to all other rateable items on the hereditament (except land). Therefore the total of the ERC of the other Building Items and the P&M ERC (where applicable) to enable the correct contract size adjustment to be made. ERC of Building Component + ERC of P&M = Total ERC to which contract size adjustment should be applied. The appropriate % adjustment should be made in accordance with the scale for contract size adjustment specified under section 6 of the RCG 2023 Guidance notes. The currency ERC rates are set at £4m (Four Million Pounds) @ 1st April 2021 (AVD) for the RCG 2023 Publication. | The costs include the chambers, the screw pumps and the channel they reside within, screws, protective grills and handrails, the costs do not include the buildings, staircases or any other elements. i.e. meica | Gross Internal Volume of the whole structure | - | - | - | - | - | See page 10 of 10 of document in Evidence tab | - | 10223 |  | m3 | - | 3 - INDUSTRIAL | David Grace | - | #N/A | Option 2 | ERROR | 0% | 2163.31 | 1634.9525 | 0% | 0% | 1634.9525 | 0% | AECOM | Mohammed Imran | VOA_GPN_GOV_UK\7254880 | 2021-12-03 | - | - | Low | Costs provided by AECOM (industry experts) | - | - | NA | SPONS A&B | 1.58 | (BEAMS Note 2) Standard | See page 10 of 10 of document in Evidence tab | - | 2 | TRUE
4954 | 63M1AB | 5964 | 63M1AB | Sewage treatment works | Archimedean screw housing | Inclined chambers and conduits | Over 25.0m³ - 30.0m³ | - | Used to elevate effluent to a greater height thereby invoking a stronger gravity flow for further stages of treatment. Within the screw house there is normally one chamber in which the bottom end of the screw(s) rest and a further chamber at the top of the screw(s) to receive the elevated effluent. The screws sit in an inclined conduit. There is normally a protective grille over the screw(s). The motor mechanism powering the screw(s) is sometimes located within a housing structure at the top of the screw chamber. | Location Adjustment Applicable (See Guidance Notes) - ERC = UK mean of 1.00 | (BEAMS Note 2) The ERC for this item should be added to all other rateable items on the hereditament (except land). Therefore the total of the ERC of the other Building Items and the P&M ERC (where applicable) to enable the correct contract size adjustment to be made. ERC of Building Component + ERC of P&M = Total ERC to which contract size adjustment should be applied. The appropriate % adjustment should be made in accordance with the scale for contract size adjustment specified under section 6 of the RCG 2023 Guidance notes. The currency ERC rates are set at £4m (Four Million Pounds) @ 1st April 2021 (AVD) for the RCG 2023 Publication. | The costs include the chambers, the screw pumps and the channel they reside within, screws, protective grills and handrails, the costs do not include the buildings, staircases or any other elements. i.e. meica | Gross Internal Volume of the whole structure | - | - | - | - | - | See page 10 of 10 of document in Evidence tab | - | 10223 |  | m3 | - | 3 - INDUSTRIAL | David Grace | - | 568.6996 | Option 2 | 705.0761 | 23.98% | 7031.08 | 5313.8393 | 834.4% | 653.7% | 5313.8393 | 834.4% | AECOM | Mohammed Imran | VOA_GPN_GOV_UK\7254880 | 2021-09-23 | Low | - | Low | Costs provided by AECOM (industry experts) | - | - | NA | SPONS A&B | 1.58 | (BEAMS Note 2) Standard | See page 10 of 10 of document in Evidence tab | - | 2 | TRUE
4955 | 63M1AC | 6135 | 63M1AC | Sewage treatment works | Archimedean screw housing | Inclined chambers and conduits | Over 30.0m³ - 50.0m³ | - | Used to elevate effluent to a greater height thereby invoking a stronger gravity flow for further stages of treatment. Within the screw house there is normally one chamber in which the bottom end of the screw(s) rest and a further chamber at the top of the screw(s) to receive the elevated effluent. The screws sit in an inclined conduit. There is normally a protective grille over the screw(s). The motor mechanism powering the screw(s) is sometimes located within a housing structure at the top of the screw chamber. | Location Adjustment Applicable (See Guidance Notes) - ERC = UK mean of 1.00 | (BEAMS Note 2) The ERC for this item should be added to all other rateable items on the hereditament (except land). Therefore the total of the ERC of the other Building Items and the P&M ERC (where applicable) to enable the correct contract size adjustment to be made. ERC of Building Component + ERC of P&M = Total ERC to which contract size adjustment should be applied. The appropriate % adjustment should be made in accordance with the scale for contract size adjustment specified under section 6 of the RCG 2023 Guidance notes. The currency ERC rates are set at £4m (Four Million Pounds) @ 1st April 2021 (AVD) for the RCG 2023 Publication. | The costs include the chambers, the screw pumps and the channel they reside within, screws, protective grills and handrails, the costs do not include the buildings, staircases or any other elements. i.e. meica | Gross Internal Volume of the whole structure | - | - | - | - | - | See page 10 of 10 of document in Evidence tab | - | 10223 |  | m3 | - | 3 - INDUSTRIAL | David Grace | - | 517.5607 | Option 2 | 641.6739 | 23.98% | 6021.67 | 4550.9632 | 779.3% | 609.2% | 4550.9632 | 779.3% | AECOM | Mohammed Imran | VOA_GPN_GOV_UK\7254880 | 2021-09-23 | Low | - | Low | Costs provided by AECOM (industry experts) | - | - | NA | SPONS A&B | 1.58 | (BEAMS Note 2) Standard | See page 10 of 10 of document in Evidence tab | - | 2 | TRUE
4956 | 63M1AD | 5548 | 63M1AD | Sewage treatment works | Archimedean screw housing | Inclined chambers and conduits | Over 50.0m³ - 62.0m³ | - | Used to elevate effluent to a greater height thereby invoking a stronger gravity flow for further stages of treatment. Within the screw house there is normally one chamber in which the bottom end of the screw(s) rest and a further chamber at the top of the screw(s) to receive the elevated effluent. The screws sit in an inclined conduit. There is normally a protective grille over the screw(s). The motor mechanism powering the screw(s) is sometimes located within a housing structure at the top of the screw chamber. | Location Adjustment Applicable (See Guidance Notes) - ERC = UK mean of 1.00 | (BEAMS Note 2) The ERC for this item should be added to all other rateable items on the hereditament (except land). Therefore the total of the ERC of the other Building Items and the P&M ERC (where applicable) to enable the correct contract size adjustment to be made. ERC of Building Component + ERC of P&M = Total ERC to which contract size adjustment should be applied. The appropriate % adjustment should be made in accordance with the scale for contract size adjustment specified under section 6 of the RCG 2023 Guidance notes. The currency ERC rates are set at £4m (Four Million Pounds) @ 1st April 2021 (AVD) for the RCG 2023 Publication. | The costs include the chambers, the screw pumps and the channel they reside within, screws, protective grills and handrails, the costs do not include the buildings, staircases or any other elements. i.e. meica | Gross Internal Volume of the whole structure | - | - | - | - | - | See page 10 of 10 of document in Evidence tab | - | 10223 |  | m3 | - | 3 - INDUSTRIAL | David Grace | - | 466.4218 | Option 2 | 578.2717 | 23.98% | 5240.04 | 3960.2352 | 749.1% | 584.8% | 3960.2352 | 749.1% | AECOM | Mohammed Imran | VOA_GPN_GOV_UK\7254880 | 2021-09-23 | Low | - | Low | Costs provided by AECOM (industry experts) | - | - | NA | SPONS A&B | 1.58 | (BEAMS Note 2) Standard | See page 10 of 10 of document in Evidence tab | - | 2 | TRUE
4953 | 63M1AA | 5736 | 63M1AA | Sewage treatment works | Archimedean screw housing | Inclined chambers and conduits | Up to 25.0m³ | - | Used to elevate effluent to a greater height thereby invoking a stronger gravity flow for further stages of treatment. Within the screw house there is normally one chamber in which the bottom end of the screw(s) rest and a further chamber at the top of the screw(s) to receive the elevated effluent. The screws sit in an inclined conduit. There is normally a protective grille over the screw(s). The motor mechanism powering the screw(s) is sometimes located within a housing structure at the top of the screw chamber. | Location Adjustment Applicable (See Guidance Notes) - ERC = UK mean of 1.00 | (BEAMS Note 2) The ERC for this item should be added to all other rateable items on the hereditament (except land). Therefore the total of the ERC of the other Building Items and the P&M ERC (where applicable) to enable the correct contract size adjustment to be made. ERC of Building Component + ERC of P&M = Total ERC to which contract size adjustment should be applied. The appropriate % adjustment should be made in accordance with the scale for contract size adjustment specified under section 6 of the RCG 2023 Guidance notes. The currency ERC rates are set at £4m (Four Million Pounds) @ 1st April 2021 (AVD) for the RCG 2023 Publication. | The costs include the chambers, the screw pumps and the channel they reside within, screws, protective grills and handrails, the costs do not include the buildings, staircases or any other elements. i.e. meica | Gross Internal Volume of the whole structure | - | - | - | - | - | See page 10 of 10 of document in Evidence tab | - | 10223 |  | m3 | - | 3 - INDUSTRIAL | David Grace | - | 619.8384 | Option 2 | 768.4783 | 23.98% | 7313.97 | 5527.6374 | 791.8% | 619.3% | 5527.6374 | 791.8% | AECOM | Mohammed Imran | VOA_GPN_GOV_UK\7254880 | 2021-09-23 | Low | - | Low | Costs provided by AECOM (industry experts) | - | - | NA | SPONS A&B | 1.58 | (BEAMS Note 2) Standard | See page 10 of 10 of document in Evidence tab | - | 2 | TRUE
4957 | 63M1AE | 5795 | 63M1AE | Sewage treatment works | Archimedean screw housing | Inclined chambers and conduits | Over 62.0m³ - 100.0m³ | - | Used to elevate effluent to a greater height thereby invoking a stronger gravity flow for further stages of treatment. Within the screw house there is normally one chamber in which the bottom end of the screw(s) rest and a further chamber at the top of the screw(s) to receive the elevated effluent. The screws sit in an inclined conduit. There is normally a protective grille over the screw(s). The motor mechanism powering the screw(s) is sometimes located within a housing structure at the top of the screw chamber. | Location Adjustment Applicable (See Guidance Notes) - ERC = UK mean of 1.00 | (BEAMS Note 2) The ERC for this item should be added to all other rateable items on the hereditament (except land). Therefore the total of the ERC of the other Building Items and the P&M ERC (where applicable) to enable the correct contract size adjustment to be made. ERC of Building Component + ERC of P&M = Total ERC to which contract size adjustment should be applied. The appropriate % adjustment should be made in accordance with the scale for contract size adjustment specified under section 6 of the RCG 2023 Guidance notes. The currency ERC rates are set at £4m (Four Million Pounds) @ 1st April 2021 (AVD) for the RCG 2023 Publication. | The costs include the chambers, the screw pumps and the channel they reside within, screws, protective grills and handrails, the costs do not include the buildings, staircases or any other elements. i.e. meica | Gross Internal Volume of the whole structure | - | - | - | - | - | See page 10 of 10 of document in Evidence tab | - | 10223 |  | m3 | - | 3 - INDUSTRIAL | David Grace | - | 415.2829 | Option 2 | 514.8695 | 23.98% | 4499.46 | 3400.5313 | 718.8% | 560.5% | 3400.5313 | 718.8% | AECOM | Mohammed Imran | VOA_GPN_GOV_UK\7254880 | 2021-09-23 | Low | - | Low | Costs provided by AECOM (industry experts) | - | - | NA | SPONS A&B | 1.58 | (BEAMS Note 2) Standard | See page 10 of 10 of document in Evidence tab | - | 2 | TRUE
4958 | 63M0C1 | 5585 | 63M0C1 | Sewage treatment works | Bacteria beds | Circular | Over 5.0m - 10.0m diameter | - | Generally circular, (but may be octagonal) reinforced concrete tanks usually some 1 metre high with slightly sloping base, which is set at or just below ground level. Tanks filled with media which is often in the form of large stone pieces. The intention is to increase the surface area over which the effluent (dirty water) is spread in order that bacteriological action can take place. In certain locations some tanks have stonewalls. | Location Adjustment Applicable (See Guidance Notes) - ERC = UK mean of 1.00 | (BEAMS Note 2) The ERC for this item should be added to all other rateable items on the hereditament (except land). Therefore the total of the ERC of the other Building Items and the P&M ERC (where applicable) to enable the correct contract size adjustment to be made. ERC of Building Component + ERC of P&M = Total ERC to which contract size adjustment should be applied. The appropriate % adjustment should be made in accordance with the scale for contract size adjustment specified under section 6 of the RCG 2023 Guidance notes. The currency ERC rates are set at £4m (Four Million Pounds) @ 1st April 2021 (AVD) for the RCG 2023 Publication. | The costs should exclude the media and any mechanical plant (rotating arm, pumps, and motors etc). | Gross internal Volume (GIV) m3. However, reference is also made to the diameter of the tank | - | - | - | - | - | See page 9 of 9 of document in Evidence tab | - | 10224 |  | m3 | - | 3 - INDUSTRIAL | David Grace | - | 139.3094 | Option 2 | 172.7163 | 23.98% | 518 | 391.4859 | 181% | 126.7% | 391.4859 | 181% | AECOM | Mohammed Imran | VOA_GPN_GOV_UK\7254880 | 2021-09-24 | Low | - | Low | Costs provided by AECOM (industry experts) | - | - | NA | SPONS A&B | 1.58 | (BEAMS Note 2) Standard | See page 9 of 9 of document in Evidence tab | - | 2 | TRUE
4959 | 63M0C2 | 5547 | 63M0C2 | Sewage treatment works | Bacteria beds | Circular | Over 10.0m - 15.0m diameter | - | Generally circular, (but may be octagonal) reinforced concrete tanks usually some 1 metre high with slightly sloping base, which is set at or just below ground level. Tanks filled with media which is often in the form of large stone pieces. The intention is to increase the surface area over which the effluent (dirty water) is spread in order that bacteriological action can take place. In certain locations some tanks have stonewalls. | Location Adjustment Applicable (See Guidance Notes) - ERC = UK mean of 1.00 | (BEAMS Note 2) The ERC for this item should be added to all other rateable items on the hereditament (except land). Therefore the total of the ERC of the other Building Items and the P&M ERC (where applicable) to enable the correct contract size adjustment to be made. ERC of Building Component + ERC of P&M = Total ERC to which contract size adjustment should be applied. The appropriate % adjustment should be made in accordance with the scale for contract size adjustment specified under section 6 of the RCG 2023 Guidance notes. The currency ERC rates are set at £4m (Four Million Pounds) @ 1st April 2021 (AVD) for the RCG 2023 Publication. | The costs should exclude the media and any mechanical plant (rotating arm, pumps, and motors etc). | Gross internal Volume (GIV) m3. However, reference is also made to the diameter of the tank | - | - | - | - | - | See page 9 of 9 of document in Evidence tab | - | 10224 |  | m3 | - | 3 - INDUSTRIAL | David Grace | - | 119.9118 | Option 2 | 148.6672 | 23.98% | 330 | 249.4022 | 108% | 67.76% | 249.4022 | 108% | AECOM | Mohammed Imran | VOA_GPN_GOV_UK\7254880 | 2021-09-24 | Low | - | Low | Costs provided by AECOM (industry experts) | - | - | NA | SPONS A&B | 1.58 | (BEAMS Note 2) Standard | See page 9 of 9 of document in Evidence tab | - | 2 | TRUE
4960 | 63M0C3 | 5700 | 63M0C3 | Sewage treatment works | Bacteria beds | Circular | Over 15.0m - 20.0m diameter | - | Generally circular, (but may be octagonal) reinforced concrete tanks usually some 1 metre high with slightly sloping base, which is set at or just below ground level. Tanks filled with media which is often in the form of large stone pieces. The intention is to increase the surface area over which the effluent (dirty water) is spread in order that bacteriological action can take place. In certain locations some tanks have stonewalls. | Location Adjustment Applicable (See Guidance Notes) - ERC = UK mean of 1.00 | (BEAMS Note 2) The ERC for this item should be added to all other rateable items on the hereditament (except land). Therefore the total of the ERC of the other Building Items and the P&M ERC (where applicable) to enable the correct contract size adjustment to be made. ERC of Building Component + ERC of P&M = Total ERC to which contract size adjustment should be applied. The appropriate % adjustment should be made in accordance with the scale for contract size adjustment specified under section 6 of the RCG 2023 Guidance notes. The currency ERC rates are set at £4m (Four Million Pounds) @ 1st April 2021 (AVD) for the RCG 2023 Publication. | The costs should exclude the media and any mechanical plant (rotating arm, pumps, and motors etc). | Gross internal Volume (GIV) m3. However, reference is also made to the diameter of the tank | - | - | - | - | - | See page 9 of 9 of document in Evidence tab | - | 10224 |  | m3 | - | 3 - INDUSTRIAL | David Grace | - | 99.6326 | Option 2 | 123.525 | 23.98% | 245 | 185.1623 | 85.84% | 49.9% | 185.1623 | 85.84% | AECOM | Mohammed Imran | VOA_GPN_GOV_UK\7254880 | 2021-09-24 | Low | - | Low | Costs provided by AECOM (industry experts) | - | - | NA | SPONS A&B | 1.58 | (BEAMS Note 2) Standard | See page 9 of 9 of document in Evidence tab | - | 2 | TRUE
4961 | 63M0C4 | 5944 | 63M0C4 | Sewage treatment works | Bacteria beds | Circular | Over 20.0m - 30.0m diameter | - | Generally circular, (but may be octagonal) reinforced concrete tanks usually some 1 metre high with slightly sloping base, which is set at or just below ground level. Tanks filled with media which is often in the form of large stone pieces. The intention is to increase the surface area over which the effluent (dirty water) is spread in order that bacteriological action can take place. In certain locations some tanks have stonewalls. | Location Adjustment Applicable (See Guidance Notes) - ERC = UK mean of 1.00 | (BEAMS Note 2) The ERC for this item should be added to all other rateable items on the hereditament (except land). Therefore the total of the ERC of the other Building Items and the P&M ERC (where applicable) to enable the correct contract size adjustment to be made. ERC of Building Component + ERC of P&M = Total ERC to which contract size adjustment should be applied. The appropriate % adjustment should be made in accordance with the scale for contract size adjustment specified under section 6 of the RCG 2023 Guidance notes. The currency ERC rates are set at £4m (Four Million Pounds) @ 1st April 2021 (AVD) for the RCG 2023 Publication. | The costs should exclude the media and any mechanical plant (rotating arm, pumps, and motors etc). | Gross internal Volume (GIV) m3. However, reference is also made to the diameter of the tank | - | - | - | - | - | See page 9 of 9 of document in Evidence tab | - | 10224 |  | m3 | - | 3 - INDUSTRIAL | David Grace | - | 80.2351 | Option 2 | 99.4758 | 23.98% | 178 | 134.526 | 67.66% | 35.23% | 134.526 | 67.66% | AECOM | Mohammed Imran | VOA_GPN_GOV_UK\7254880 | 2021-09-24 | Low | - | Low | Costs provided by AECOM (industry experts) | - | - | NA | SPONS A&B | 1.58 | (BEAMS Note 2) Standard | See page 9 of 9 of document in Evidence tab | - | 2 | TRUE
4962 | 63M0C5 | 5775 | 63M0C5 | Sewage treatment works | Bacteria beds | Circular | Over 30.0m - 40.0m diameter | - | Generally circular, (but may be octagonal) reinforced concrete tanks usually some 1 metre high with slightly sloping base, which is set at or just below ground level. Tanks filled with media which is often in the form of large stone pieces. The intention is to increase the surface area over which the effluent (dirty water) is spread in order that bacteriological action can take place. In certain locations some tanks have stonewalls. | Location Adjustment Applicable (See Guidance Notes) - ERC = UK mean of 1.00 | (BEAMS Note 2) The ERC for this item should be added to all other rateable items on the hereditament (except land). Therefore the total of the ERC of the other Building Items and the P&M ERC (where applicable) to enable the correct contract size adjustment to be made. ERC of Building Component + ERC of P&M = Total ERC to which contract size adjustment should be applied. The appropriate % adjustment should be made in accordance with the scale for contract size adjustment specified under section 6 of the RCG 2023 Guidance notes. The currency ERC rates are set at £4m (Four Million Pounds) @ 1st April 2021 (AVD) for the RCG 2023 Publication. | The costs should exclude the media and any mechanical plant (rotating arm, pumps, and motors etc). | Gross internal Volume (GIV) m3. However, reference is also made to the diameter of the tank | - | - | - | - | - | See page 9 of 9 of document in Evidence tab | - | 10224 |  | m3 | - | 3 - INDUSTRIAL | David Grace | - | 60.8376 | Option 2 | 75.4267 | 23.98% | 132 | 99.7609 | 63.98% | 32.26% | 99.7609 | 63.98% | AECOM | Mohammed Imran | VOA_GPN_GOV_UK\7254880 | 2021-09-24 | Low | - | Low | Costs provided by AECOM (industry experts) | - | - | NA | SPONS A&B | 1.58 | (BEAMS Note 2) Standard | See page 9 of 9 of document in Evidence tab | - | 2 | TRUE
4963 | 63M0C6 | 6019 | 63M0C6 | Sewage treatment works | Bacteria beds | Circular | Over 40.0m diameter | - | Generally circular, (but may be octagonal) reinforced concrete tanks usually some 1 metre high with slightly sloping base, which is set at or just below ground level. Tanks filled with media which is often in the form of large stone pieces. The intention is to increase the surface area over which the effluent (dirty water) is spread in order that bacteriological action can take place. In certain locations some tanks have stonewalls. | Location Adjustment Applicable (See Guidance Notes) - ERC = UK mean of 1.00 | (BEAMS Note 2) The ERC for this item should be added to all other rateable items on the hereditament (except land). Therefore the total of the ERC of the other Building Items and the P&M ERC (where applicable) to enable the correct contract size adjustment to be made. ERC of Building Component + ERC of P&M = Total ERC to which contract size adjustment should be applied. The appropriate % adjustment should be made in accordance with the scale for contract size adjustment specified under section 6 of the RCG 2023 Guidance notes. The currency ERC rates are set at £4m (Four Million Pounds) @ 1st April 2021 (AVD) for the RCG 2023 Publication. | The costs should exclude the media and any mechanical plant (rotating arm, pumps, and motors etc). | Gross internal Volume (GIV) m3. However, reference is also made to the diameter of the tank | - | - | - | - | - | See page 9 of 9 of document in Evidence tab | - | 10224 |  | m3 | - | 3 - INDUSTRIAL | David Grace | - | 39.6767 | Option 2 | 49.1914 | 23.98% | 118 | 89.1802 | 124.8% | 81.29% | 89.1802 | 124.8% | AECOM | Mohammed Imran | VOA_GPN_GOV_UK\7254880 | 2021-09-24 | Low | - | Low | Costs provided by AECOM (industry experts) | - | - | NA | SPONS A&B | 1.58 | (BEAMS Note 2) Standard | See page 9 of 9 of document in Evidence tab | - | 2 | TRUE
4964 | 63M0CX | 5776 | 63M0CX | Sewage treatment works | Bacteria beds | Circular | Under 5.0m diameter | - | Generally circular, (but may be octagonal) reinforced concrete tanks usually some 1 metre high with slightly sloping base, which is set at or just below ground level. Tanks filled with media which is often in the form of large stone pieces. The intention is to increase the surface area over which the effluent (dirty water) is spread in order that bacteriological action can take place. In certain locations some tanks have stonewalls. | Location Adjustment Applicable (See Guidance Notes) - ERC = UK mean of 1.00 | (BEAMS Note 2) The ERC for this item should be added to all other rateable items on the hereditament (except land). Therefore the total of the ERC of the other Building Items and the P&M ERC (where applicable) to enable the correct contract size adjustment to be made. ERC of Building Component + ERC of P&M = Total ERC to which contract size adjustment should be applied. The appropriate % adjustment should be made in accordance with the scale for contract size adjustment specified under section 6 of the RCG 2023 Guidance notes. The currency ERC rates are set at £4m (Four Million Pounds) @ 1st April 2021 (AVD) for the RCG 2023 Publication. | The costs should exclude the media and any mechanical plant (rotating arm, pumps, and motors etc). | Gross internal Volume (GIV) m3. However, reference is also made to the diameter of the tank | - | - | - | - | - | See page 9 of 9 of document in Evidence tab | - | 10224 |  | m3 | - | 3 - INDUSTRIAL | David Grace | - | 333.2844 | Option 2 | 413.2074 | 23.98% | 743 | 561.5329 | 68.48% | 35.9% | 561.5329 | 68.48% | AECOM | Mohammed Imran | VOA_GPN_GOV_UK\7254880 | 2021-09-24 | Low | - | Low | Costs provided by AECOM (industry experts) | - | - | NA | SPONS A&B | 1.58 | (BEAMS Note 2) Standard | See page 9 of 9 of document in Evidence tab | - | 2 | TRUE
4965 | 63M0XY | 4217 | 63M0XY | Sewage treatment works | Bacteria beds | Rectangular | Over 2000m³ | - | Large rectangular Bacterial Beds usually in excess of 2,000m3 Gross Internal Volume. Tanks are filled with media which is often in the form of large stone pieces. The intention is to increase the surface area over which the effluent (dirty water) is spread in order that bacteriological action can take place. The costs should include any inlet/outlet weir, and any conduits and chambers. The costs should exclude the media, any mechanical plant, rail track and any walkways, stairs, or buildings. | Location Adjustment Applicable (See Guidance Notes) - ERC = UK mean of 1.00 | (BEAMS Note 2) The ERC for this item should be added to all other rateable items on the hereditament (except land). Therefore the total of the ERC of the other Building Items and the P&M ERC (where applicable) to enable the correct contract size adjustment to be made. ERC of Building Component + ERC of P&M = Total ERC to which contract size adjustment should be applied. The appropriate % adjustment should be made in accordance with the scale for contract size adjustment specified under section 6 of the RCG 2023 Guidance notes. The currency ERC rates are set at £4m (Four Million Pounds) @ 1st April 2021 (AVD) for the RCG 2023 Publication. | - | Gross internal Volume (GIV) m3 | - | - | - | - | - | See page 9 of 9 of document in Evidence tab | - | 10224 |  | m3 | - | 3 - INDUSTRIAL | David Grace | - | 39.6767 | Option 2 | 49.1914 | 23.98% | 104 | 78.5995 | 98.1% | 59.78% | 78.5995 | 98.1% | AECOM | Mohammed Imran | VOA_GPN_GOV_UK\7254880 | 2021-09-24 | Low | - | Low | Costs provided by AECOM (industry experts) | - | - | NA | SPONS A&B | 1.58 | (BEAMS Note 2) Standard | See page 9 of 9 of document in Evidence tab | - | 2 | TRUE
4967 | 63M1B2 | 4220 | 63M1B2 | Sewage treatment works | Bio disk - pits | Earth pit backfilled | Reinforced concrete base to pit | - | These units are constructed of Glass Reinforced Plastic (GRP). The unit has within it a moving part (usually a disk), which is impregnated with biological organisms. When the surface of this moving part comes into contact with the effluent within the unit, the organisms on the moving part interact with and neutralise many of the harmful bacteria in the effluent. Bio Disk units are used both as part of the treatment process in medium to small works, and often as a self-contained treatment process for single dwellings or for small works. These units are generally sunk into the ground, but this is not always the case. Where a unit is sunk into the ground there may be a concrete foundation underneath the unit if the load bearing capacity of the soil is not sufficient. The gap between the unit and the pit wall is then backfilled with either concrete or pea shingle. Where the ground has a particularly high-water table level the Bio Disk Unit may be set within its own concrete pit. Similar- Submerged aeration filters (SAF plants) and other similar GRP units will also be set into the ground. | Location Adjustment Applicable (See Guidance Notes) - ERC = UK mean of 1.00 | (BEAMS Note 2) The ERC for this item should be added to all other rateable items on the hereditament (except land). Therefore the total of the ERC of the other Building Items and the P&M ERC (where applicable) to enable the correct contract size adjustment to be made. ERC of Building Component + ERC of P&M = Total ERC to which contract size adjustment should be applied. The appropriate % adjustment should be made in accordance with the scale for contract size adjustment specified under section 6 of the RCG 2023 Guidance notes. The currency ERC rates are set at £4m (Four Million Pounds) @ 1st April 2021 (AVD) for the RCG 2023 Publication. | Costs in for all these items are to exclude the provision of handrails, access stairs or internal walls. They are also to exclude the mechanical plant including the disk itself and any motors. | Additional cost of reinforced concrete base slab to pit ref 63M1B1. Cost provided as £/m2. | - | - | - | - | - | See page 10 & 11 of 11 of document in Evidence tab | - | 10225 |  | m2 | - | 3 - INDUSTRIAL | David Grace | - | 38.795 | Option 2 | 48.0982 | 23.98% | 186 | 140.5722 | 262.3% | 192.3% | 140.5722 | 262.3% | AECOM | Mohammed Imran | VOA_GPN_GOV_UK\7254880 | 2021-09-27 | Low | - | Low | Costs provided by AECOM (industry experts) | - | - | NA | SPONS A&B | 1.58 | (BEAMS Note 2) Standard | See page 10 & 11 of 11 of document in Evidence tab | - | 2 | TRUE
4968 | 63M1B3 | 4222 | 63M1B3 | Sewage treatment works | Bio disk - pits | Earth pit backfilled | Reinforced concrete base to pit | Plain concrete or pea shingle | These units are constructed of Glass Reinforced Plastic (GRP). The unit has within it a moving part (usually a disk), which is impregnated with biological organisms. When the surface of this moving part comes into contact with the effluent within the unit, the organisms on the moving part interact with and neutralise many of the harmful bacteria in the effluent. Bio Disk units are used both as part of the treatment process in medium to small works, and often as a self-contained treatment process for single dwellings or for small works. These units are generally sunk into the ground, but this is not always the case. Where a unit is sunk into the ground there may be a concrete foundation underneath the unit if the load bearing capacity of the soil is not sufficient. The gap between the unit and the pit wall is then backfilled with either concrete or pea shingle. Where the ground has a particularly high-water table level the Bio Disk Unit may be set within its own concrete pit. Similar- Submerged aeration filters (SAF plants) and other similar GRP units will also be set into the ground. | Location Adjustment Applicable (See Guidance Notes) - ERC = UK mean of 1.00 | (BEAMS Note 2) The ERC for this item should be added to all other rateable items on the hereditament (except land). Therefore the total of the ERC of the other Building Items and the P&M ERC (where applicable) to enable the correct contract size adjustment to be made. ERC of Building Component + ERC of P&M = Total ERC to which contract size adjustment should be applied. The appropriate % adjustment should be made in accordance with the scale for contract size adjustment specified under section 6 of the RCG 2023 Guidance notes. The currency ERC rates are set at £4m (Four Million Pounds) @ 1st April 2021 (AVD) for the RCG 2023 Publication. | Costs in for all these items are to exclude the provision of handrails, access stairs or internal walls. They are also to exclude the mechanical plant including the disk itself and any motors. | Gross internal Volume (GIV) m3 | - | - | - | - | - | See page 10 & 11 of 11 of document in Evidence tab | - | 10225 |  | m3 | - | 3 - INDUSTRIAL | David Grace | - | 74.0632 | Option 2 | 91.8239 | 23.98% | 89 | 67.263 | -9.182% | -26.75% | 67.263 | -9.182% | AECOM | Mohammed Imran | VOA_GPN_GOV_UK\7254880 | 2021-09-27 | Low | - | Low | Costs provided by AECOM (industry experts) | - | - | NA | SPONS A&B | 1.58 | (BEAMS Note 2) Standard | See page 10 & 11 of 11 of document in Evidence tab | - | 2 | TRUE
4969 | 63M1B5 | 9435 | 63M1B5 | Sewage treatment works | Bio disk - pits | Earth pit backfilled | Reinforced concrete base to pit | Plain concrete backfilling and GRP casing | These units are constructed of Glass Reinforced Plastic (GRP). The unit has within it a moving part (usually a disk), which is impregnated with biological organisms. When the surface of this moving part comes into contact with the effluent within the unit, the organisms on the moving part interact with and neutralise many of the harmful bacteria in the effluent. Bio Disk units are used both as part of the treatment process in medium to small works, and often as a self-contained treatment process for single dwellings or for small works. These units are generally sunk into the ground, but this is not always the case. Where a unit is sunk into the ground there may be a concrete foundation underneath the unit if the load bearing capacity of the soil is not sufficient. The gap between the unit and the pit wall is then backfilled with either concrete or pea shingle. Where the ground has a particularly high-water table level the Bio Disk Unit may be set within its own concrete pit. Similar- Submerged aeration filters (SAF plants) and other similar GRP units will also be set into the ground. | Location Adjustment Applicable (See Guidance Notes) - ERC = UK mean of 1.00 | (BEAMS Note 2) The ERC for this item should be added to all other rateable items on the hereditament (except land). Therefore the total of the ERC of the other Building Items and the P&M ERC (where applicable) to enable the correct contract size adjustment to be made. ERC of Building Component + ERC of P&M = Total ERC to which contract size adjustment should be applied. The appropriate % adjustment should be made in accordance with the scale for contract size adjustment specified under section 6 of the RCG 2023 Guidance notes. The currency ERC rates are set at £4m (Four Million Pounds) @ 1st April 2021 (AVD) for the RCG 2023 Publication. | Costs in for all these items are to exclude the provision of handrails, access stairs or internal walls. They are also to exclude the mechanical plant including the disk itself and any motors. | Gross internal Volume (GIV) m3 | - | - | - | - | - | See page 10 & 11 of 11 of document in Evidence tab | - | 10225 |  | m3 | - | 3 - INDUSTRIAL | David Grace | - | #N/A | Option 2 | ERROR | 0% | 284 | 214.6371 | 0% | 0% | 214.6371 | 0% | AECOM | Mohammed Imran | VOA_GPN_GOV_UK\7254880 | 2021-09-27 | Low | - | Low | Costs provided by AECOM (industry experts) | - | - | NA | SPONS A&B | 1.58 | (BEAMS Note 2) Standard | See page 10 & 11 of 11 of document in Evidence tab | - | 2 | TRUE
4966 | 63M1B1 | 4219 | 63M1B1 | Sewage treatment works | Bio disk - pits | Earth pit backfilled | Without base | - | These units are constructed of Glass Reinforced Plastic (GRP). The unit has within it a moving part (usually a disk), which is impregnated with biological organisms. When the surface of this moving part comes into contact with the effluent within the unit, the organisms on the moving part interact with and neutralise many of the harmful bacteria in the effluent. Bio Disk units are used both as part of the treatment process in medium to small works, and often as a self-contained treatment process for single dwellings or for small works. These units are generally sunk into the ground, but this is not always the case. Where a unit is sunk into the ground there may be a concrete foundation underneath the unit if the load bearing capacity of the soil is not sufficient. The gap between the unit and the pit wall is then backfilled with either concrete or pea shingle. Where the ground has a particularly high-water table level the Bio Disk Unit may be set within its own concrete pit. Similar- Submerged aeration filters (SAF plants) and other similar GRP units will also be set into the ground. | Location Adjustment Applicable (See Guidance Notes) - ERC = UK mean of 1.00 | (BEAMS Note 2) The ERC for this item should be added to all other rateable items on the hereditament (except land). Therefore the total of the ERC of the other Building Items and the P&M ERC (where applicable) to enable the correct contract size adjustment to be made. ERC of Building Component + ERC of P&M = Total ERC to which contract size adjustment should be applied. The appropriate % adjustment should be made in accordance with the scale for contract size adjustment specified under section 6 of the RCG 2023 Guidance notes. The currency ERC rates are set at £4m (Four Million Pounds) @ 1st April 2021 (AVD) for the RCG 2023 Publication. | Costs in for all these items are to exclude the provision of handrails, access stairs or internal walls. They are also to exclude the mechanical plant including the disk itself and any motors. | Gross internal Volume (GIV) m3 | - | - | - | - | - | See page 10 & 11 of 11 of document in Evidence tab | - | 10225 |  | m3 | - | 3 - INDUSTRIAL | David Grace | - | 14.989 | Option 2 | 18.5834 | 23.98% | 23 | 17.3826 | 15.97% | -6.462% | 17.3826 | 15.97% | AECOM | Mohammed Imran | VOA_GPN_GOV_UK\7254880 | 2021-09-27 | Low | - | Low | Costs provided by AECOM (industry experts) | - | - | NA | SPONS A&B | 1.58 | (BEAMS Note 2) Standard | See page 10 & 11 of 11 of document in Evidence tab | - | 2 | TRUE
4970 | 63M1B4 | 7462 | 63M1B4 | Sewage treatment works | Bio disk - pits | Reinforced concrete tank | - | - | These units are constructed of Glass Reinforced Plastic (GRP). The unit has within it a moving part (usually a disk), which is impregnated with biological organisms. When the surface of this moving part comes into contact with the effluent within the unit, the organisms on the moving part interact with and neutralise many of the harmful bacteria in the effluent. Bio Disk units are used both as part of the treatment process in medium to small works, and often as a self-contained treatment process for single dwellings or for small works. These units are generally sunk into the ground, but this is not always the case. Where a unit is sunk into the ground there may be a concrete foundation underneath the unit if the load bearing capacity of the soil is not sufficient. The gap between the unit and the pit wall is then backfilled with either concrete or pea shingle. Where the ground has a particularly high-water table level the Bio Disk Unit may be set within its own concrete pit. Similar- Submerged aeration filters (SAF plants) and other similar GRP units will also be set into the ground. | Location Adjustment Applicable (See Guidance Notes) - ERC = UK mean of 1.00 | (BEAMS Note 2) The ERC for this item should be added to all other rateable items on the hereditament (except land). Therefore the total of the ERC of the other Building Items and the P&M ERC (where applicable) to enable the correct contract size adjustment to be made. ERC of Building Component + ERC of P&M = Total ERC to which contract size adjustment should be applied. The appropriate % adjustment should be made in accordance with the scale for contract size adjustment specified under section 6 of the RCG 2023 Guidance notes. The currency ERC rates are set at £4m (Four Million Pounds) @ 1st April 2021 (AVD) for the RCG 2023 Publication. | Costs in for all these items are to exclude the provision of handrails, access stairs or internal walls. They are also to exclude the mechanical plant including the disk itself and any motors. | Gross internal Volume (GIV) m3 | - | - | - | - | - | See page 10 & 11 of 11 of document in Evidence tab | - | 10225 |  | m3 | - | 3 - INDUSTRIAL | David Grace | - | 135.7825 | Option 2 | 168.3437 | 23.98% | 209 | 157.9547 | 16.33% | -6.171% | 157.9547 | 16.33% | AECOM | Mohammed Imran | VOA_GPN_GOV_UK\7254880 | 2021-09-27 | Low | - | Low | Costs provided by AECOM (industry experts) | - | - | NA | SPONS A&B | 1.58 | (BEAMS Note 2) Standard | See page 10 & 11 of 11 of document in Evidence tab | - | 2 | TRUE
4971 | 63MR54 | 4041 | 63MR54 | Sewage treatment works | Bio-gas holders | Concrete base slab = 131m² | 570m³ tank | 400mm thick base | The double membrane biogas storage tank has been developed for low-pressure dry gas storage. The outer membrane is made from polyester fabrics with special PVC surface treatment and acrylate finish and has strengthening bands where each panel is welded to the next. The inner tank, which is more flexible than the outer, consists of a bottom membrane sealed to an inner membrane. There are pipes built into the concrete foundations, which are sealed where they pass through the bottom membrane. These are for gas supply and discharge. A separate pipe is installed for condensation discharge. The tank is anchored to the reinforced concrete foundation by an anchorage ring, which is cast into the slab and sealed to the bottom membrane. | Location Adjustment Applicable (See Guidance Notes) - ERC = UK mean of 1.00 | (BEAMS Note 2) The ERC for this item should be added to all other rateable items on the hereditament (except land). Therefore the total of the ERC of the other Building Items and the P&M ERC (where applicable) to enable the correct contract size adjustment to be made. ERC of Building Component + ERC of P&M = Total ERC to which contract size adjustment should be applied. The appropriate % adjustment should be made in accordance with the scale for contract size adjustment specified under section 6 of the RCG 2023 Guidance notes. The currency ERC rates are set at £4m (Four Million Pounds) @ 1st April 2021 (AVD) for the RCG 2023 Publication. | Costs include excavation, construction of a tank base, anchor ring, collar, and pipe connections for the storage tank only. Costs exclude foundations associated with condensate chambers, lightning protection, surrounding paving, interconnecting pipework between gas holding tank and any other equipment outside of the perimeter of the tank. | Gross Volume m3 of the sphere. | - | - | - | - | - | See page 9 of 9 of document in Evidence tab | - | 10246 |  | Nr | - | 3 - INDUSTRIAL | David Grace | - | 9933.2859 | Option 2 | 12315.3286 | 23.98% | 38175 | 28851.3023 | 190.5% | 134.3% | 28851.3023 | 190.5% | AECOM | Mohammed Imran | VOA_GPN_GOV_UK\7254880 | 2021-09-28 | Low | - | Low | Costs provided by AECOM (industry experts) | - | - | NA | SPONS A&B | 1.58 | (BEAMS Note 2) Standard | See page 9 of 9 of document in Evidence tab | - | 2 | TRUE
4972 | 63MR55 | 4042 | 63MR55 | Sewage treatment works | Bio-gas holders | Concrete base slab = 156m² | 780m³ tank | 450mm thick base | The double membrane biogas storage tank has been developed for low-pressure dry gas storage. The outer membrane is made from polyester fabrics with special PVC surface treatment and acrylate finish and has strengthening bands where each panel is welded to the next. The inner tank, which is more flexible than the outer, consists of a bottom membrane sealed to an inner membrane. There are pipes built into the concrete foundations, which are sealed where they pass through the bottom membrane. These are for gas supply and discharge. A separate pipe is installed for condensation discharge. The tank is anchored to the reinforced concrete foundation by an anchorage ring, which is cast into the slab and sealed to the bottom membrane. | Location Adjustment Applicable (See Guidance Notes) - ERC = UK mean of 1.00 | (BEAMS Note 2) The ERC for this item should be added to all other rateable items on the hereditament (except land). Therefore the total of the ERC of the other Building Items and the P&M ERC (where applicable) to enable the correct contract size adjustment to be made. ERC of Building Component + ERC of P&M = Total ERC to which contract size adjustment should be applied. The appropriate % adjustment should be made in accordance with the scale for contract size adjustment specified under section 6 of the RCG 2023 Guidance notes. The currency ERC rates are set at £4m (Four Million Pounds) @ 1st April 2021 (AVD) for the RCG 2023 Publication. | Costs include excavation, construction of a tank base, anchor ring, collar, and pipe connections for the storage tank only. Costs exclude foundations associated with condensate chambers, lightning protection, surrounding paving, interconnecting pipework between gas holding tank and any other equipment outside of the perimeter of the tank. | Gross Volume m3 of the sphere. | - | - | - | - | - | See page 9 of 9 of document in Evidence tab | - | 10246 |  | Nr | - | 3 - INDUSTRIAL | David Grace | - | 12929.3187 | Option 2 | 16029.8223 | 23.98% | 43849 | 33139.509 | 156.3% | 106.7% | 33139.509 | 156.3% | AECOM | Mohammed Imran | VOA_GPN_GOV_UK\7254880 | 2021-09-28 | Low | - | Low | Costs provided by AECOM (industry experts) | - | - | NA | SPONS A&B | 1.58 | (BEAMS Note 2) Standard | See page 9 of 9 of document in Evidence tab | - | 2 | TRUE
4973 | 63MR56 | 4021 | 63MR56 | Sewage treatment works | Bio-gas holders | Concrete base slab = 184m² | 1040m³ tank | 450mm thick base | The double membrane biogas storage tank has been developed for low-pressure dry gas storage. The outer membrane is made from polyester fabrics with special PVC surface treatment and acrylate finish and has strengthening bands where each panel is welded to the next. The inner tank, which is more flexible than the outer, consists of a bottom membrane sealed to an inner membrane. There are pipes built into the concrete foundations, which are sealed where they pass through the bottom membrane. These are for gas supply and discharge. A separate pipe is installed for condensation discharge. The tank is anchored to the reinforced concrete foundation by an anchorage ring, which is cast into the slab and sealed to the bottom membrane. | Location Adjustment Applicable (See Guidance Notes) - ERC = UK mean of 1.00 | (BEAMS Note 2) The ERC for this item should be added to all other rateable items on the hereditament (except land). Therefore the total of the ERC of the other Building Items and the P&M ERC (where applicable) to enable the correct contract size adjustment to be made. ERC of Building Component + ERC of P&M = Total ERC to which contract size adjustment should be applied. The appropriate % adjustment should be made in accordance with the scale for contract size adjustment specified under section 6 of the RCG 2023 Guidance notes. The currency ERC rates are set at £4m (Four Million Pounds) @ 1st April 2021 (AVD) for the RCG 2023 Publication. | Costs include excavation, construction of a tank base, anchor ring, collar, and pipe connections for the storage tank only. Costs exclude foundations associated with condensate chambers, lightning protection, surrounding paving, interconnecting pipework between gas holding tank and any other equipment outside of the perimeter of the tank. | Gross Volume m3 of the sphere. | - | - | - | - | - | See page 9 of 9 of document in Evidence tab | - | 10246 |  | Nr | - | 3 - INDUSTRIAL | David Grace | - | 15249.9656 | Option 2 | 18906.9699 | 23.98% | 49792 | 37631.0162 | 146.8% | 99.03% | 37631.0162 | 146.8% | AECOM | Mohammed Imran | VOA_GPN_GOV_UK\7254880 | 2021-09-28 | Low | - | Low | Costs provided by AECOM (industry experts) | - | - | NA | SPONS A&B | 1.58 | (BEAMS Note 2) Standard | See page 9 of 9 of document in Evidence tab | - | 2 | TRUE
4974 | 63MR57 | 4022 | 63MR57 | Sewage treatment works | Bio-gas holders | Concrete base slab = 214m² | 1350m³ tank | 600mm thick base | The double membrane biogas storage tank has been developed for low-pressure dry gas storage. The outer membrane is made from polyester fabrics with special PVC surface treatment and acrylate finish and has strengthening bands where each panel is welded to the next. The inner tank, which is more flexible than the outer, consists of a bottom membrane sealed to an inner membrane. There are pipes built into the concrete foundations, which are sealed where they pass through the bottom membrane. These are for gas supply and discharge. A separate pipe is installed for condensation discharge. The tank is anchored to the reinforced concrete foundation by an anchorage ring, which is cast into the slab and sealed to the bottom membrane. | Location Adjustment Applicable (See Guidance Notes) - ERC = UK mean of 1.00 | (BEAMS Note 2) The ERC for this item should be added to all other rateable items on the hereditament (except land). Therefore the total of the ERC of the other Building Items and the P&M ERC (where applicable) to enable the correct contract size adjustment to be made. ERC of Building Component + ERC of P&M = Total ERC to which contract size adjustment should be applied. The appropriate % adjustment should be made in accordance with the scale for contract size adjustment specified under section 6 of the RCG 2023 Guidance notes. The currency ERC rates are set at £4m (Four Million Pounds) @ 1st April 2021 (AVD) for the RCG 2023 Publication. | Costs include excavation, construction of a tank base, anchor ring, collar, and pipe connections for the storage tank only. Costs exclude foundations associated with condensate chambers, lightning protection, surrounding paving, interconnecting pipework between gas holding tank and any other equipment outside of the perimeter of the tank. | Gross Volume m3 of the sphere. | - | - | - | - | - | See page 9 of 9 of document in Evidence tab | - | 10246 |  | Nr | - | 3 - INDUSTRIAL | David Grace | - | 23396.9176 | Option 2 | 29007.5945 | 23.98% | 55875 | 42228.3305 | 80.49% | 45.58% | 42228.3305 | 80.49% | AECOM | Mohammed Imran | VOA_GPN_GOV_UK\7254880 | 2021-09-28 | Low | - | Low | Costs provided by AECOM (industry experts) | - | - | NA | SPONS A&B | 1.58 | (BEAMS Note 2) Standard | See page 9 of 9 of document in Evidence tab | - | 2 | TRUE
4975 | 63MR58 | 4023 | 63MR58 | Sewage treatment works | Bio-gas holders | Concrete base slab = 247m² | 1720m³ tank | 600mm thick base | The double membrane biogas storage tank has been developed for low-pressure dry gas storage. The outer membrane is made from polyester fabrics with special PVC surface treatment and acrylate finish and has strengthening bands where each panel is welded to the next. The inner tank, which is more flexible than the outer, consists of a bottom membrane sealed to an inner membrane. There are pipes built into the concrete foundations, which are sealed where they pass through the bottom membrane. These are for gas supply and discharge. A separate pipe is installed for condensation discharge. The tank is anchored to the reinforced concrete foundation by an anchorage ring, which is cast into the slab and sealed to the bottom membrane. | Location Adjustment Applicable (See Guidance Notes) - ERC = UK mean of 1.00 | (BEAMS Note 2) The ERC for this item should be added to all other rateable items on the hereditament (except land). Therefore the total of the ERC of the other Building Items and the P&M ERC (where applicable) to enable the correct contract size adjustment to be made. ERC of Building Component + ERC of P&M = Total ERC to which contract size adjustment should be applied. The appropriate % adjustment should be made in accordance with the scale for contract size adjustment specified under section 6 of the RCG 2023 Guidance notes. The currency ERC rates are set at £4m (Four Million Pounds) @ 1st April 2021 (AVD) for the RCG 2023 Publication. | Costs include excavation, construction of a tank base, anchor ring, collar, and pipe connections for the storage tank only. Costs exclude foundations associated with condensate chambers, lightning protection, surrounding paving, interconnecting pipework between gas holding tank and any other equipment outside of the perimeter of the tank. | Gross Volume m3 of the sphere. | - | - | - | - | - | See page 9 of 9 of document in Evidence tab | - | 10246 |  | Nr | - | 3 - INDUSTRIAL | David Grace | - | 27004.8535 | Option 2 | 33480.7282 | 23.98% | 62187 | 46998.7148 | 74.04% | 40.38% | 46998.7148 | 74.04% | AECOM | Mohammed Imran | VOA_GPN_GOV_UK\7254880 | 2021-09-28 | Low | - | Low | Costs provided by AECOM (industry experts) | - | - | NA | SPONS A&B | 1.58 | (BEAMS Note 2) Standard | See page 9 of 9 of document in Evidence tab | - | 2 | TRUE
4976 | 63MR59 | 4024 | 63MR59 | Sewage treatment works | Bio-gas holders | Concrete base slab = 281m² | 2150m³ tank | 600mm thick base | The double membrane biogas storage tank has been developed for low-pressure dry gas storage. The outer membrane is made from polyester fabrics with special PVC surface treatment and acrylate finish and has strengthening bands where each panel is welded to the next. The inner tank, which is more flexible than the outer, consists of a bottom membrane sealed to an inner membrane. There are pipes built into the concrete foundations, which are sealed where they pass through the bottom membrane. These are for gas supply and discharge. A separate pipe is installed for condensation discharge. The tank is anchored to the reinforced concrete foundation by an anchorage ring, which is cast into the slab and sealed to the bottom membrane. | Location Adjustment Applicable (See Guidance Notes) - ERC = UK mean of 1.00 | (BEAMS Note 2) The ERC for this item should be added to all other rateable items on the hereditament (except land). Therefore the total of the ERC of the other Building Items and the P&M ERC (where applicable) to enable the correct contract size adjustment to be made. ERC of Building Component + ERC of P&M = Total ERC to which contract size adjustment should be applied. The appropriate % adjustment should be made in accordance with the scale for contract size adjustment specified under section 6 of the RCG 2023 Guidance notes. The currency ERC rates are set at £4m (Four Million Pounds) @ 1st April 2021 (AVD) for the RCG 2023 Publication. | Costs include excavation, construction of a tank base, anchor ring, collar, and pipe connections for the storage tank only. Costs exclude foundations associated with condensate chambers, lightning protection, surrounding paving, interconnecting pipework between gas holding tank and any other equipment outside of the perimeter of the tank. | Gross Volume m3 of the sphere. | - | - | - | - | - | See page 9 of 9 of document in Evidence tab | - | 10246 |  | Nr | - | 3 - INDUSTRIAL | David Grace | - | 30722.1208 | Option 2 | 38089.4115 | 23.98% | 68630 | 51868.1042 | 68.83% | 36.17% | 51868.1042 | 68.83% | AECOM | Mohammed Imran | VOA_GPN_GOV_UK\7254880 | 2021-09-28 | Low | - | Low | Costs provided by AECOM (industry experts) | - | - | NA | SPONS A&B | 1.58 | (BEAMS Note 2) Standard | See page 9 of 9 of document in Evidence tab | - | 2 | TRUE
4977 | 63MR50 | 4037 | 63MR50 | Sewage treatment works | Bio-gas holders | Concrete base slab = 60m² | 100m³ tank | 300mm thick base | The double membrane biogas storage tank has been developed for low-pressure dry gas storage. The outer membrane is made from polyester fabrics with special PVC surface treatment and acrylate finish and has strengthening bands where each panel is welded to the next. The inner tank, which is more flexible than the outer, consists of a bottom membrane sealed to an inner membrane. There are pipes built into the concrete foundations, which are sealed where they pass through the bottom membrane. These are for gas supply and discharge. A separate pipe is installed for condensation discharge. The tank is anchored to the reinforced concrete foundation by an anchorage ring, which is cast into the slab and sealed to the bottom membrane. | Location Adjustment Applicable (See Guidance Notes) - ERC = UK mean of 1.00 | (BEAMS Note 2) The ERC for this item should be added to all other rateable items on the hereditament (except land). Therefore the total of the ERC of the other Building Items and the P&M ERC (where applicable) to enable the correct contract size adjustment to be made. ERC of Building Component + ERC of P&M = Total ERC to which contract size adjustment should be applied. The appropriate % adjustment should be made in accordance with the scale for contract size adjustment specified under section 6 of the RCG 2023 Guidance notes. The currency ERC rates are set at £4m (Four Million Pounds) @ 1st April 2021 (AVD) for the RCG 2023 Publication. | Costs include excavation, construction of a tank base, anchor ring, collar, and pipe connections for the storage tank only. Costs exclude foundations associated with condensate chambers, lightning protection, surrounding paving, interconnecting pipework between gas holding tank and any other equipment outside of the perimeter of the tank. | Gross Volume m3 of the sphere. | - | - | - | - | - | See page 9 of 9 of document in Evidence tab | - | 10246 |  | Nr | - | 3 - INDUSTRIAL | David Grace | - | 3756.0623 | Option 2 | 4656.7814 | 23.98% | 17694 | 13372.4936 | 256% | 187.2% | 13372.4936 | 256% | AECOM | Mohammed Imran | VOA_GPN_GOV_UK\7254880 | 2021-09-27 | Low | - | Low | Costs provided by AECOM (industry experts) | - | - | NA | SPONS A&B | 1.58 | (BEAMS Note 2) Standard | See page 9 of 9 of document in Evidence tab | - | 2 | TRUE
4978 | 63MR51 | 4038 | 63MR51 | Sewage treatment works | Bio-gas holders | Concrete base slab = 67m² | 170m³ tank | 300mm thick base | The double membrane biogas storage tank has been developed for low-pressure dry gas storage. The outer membrane is made from polyester fabrics with special PVC surface treatment and acrylate finish and has strengthening bands where each panel is welded to the next. The inner tank, which is more flexible than the outer, consists of a bottom membrane sealed to an inner membrane. There are pipes built into the concrete foundations, which are sealed where they pass through the bottom membrane. These are for gas supply and discharge. A separate pipe is installed for condensation discharge. The tank is anchored to the reinforced concrete foundation by an anchorage ring, which is cast into the slab and sealed to the bottom membrane. | Location Adjustment Applicable (See Guidance Notes) - ERC = UK mean of 1.00 | (BEAMS Note 2) The ERC for this item should be added to all other rateable items on the hereditament (except land). Therefore the total of the ERC of the other Building Items and the P&M ERC (where applicable) to enable the correct contract size adjustment to be made. ERC of Building Component + ERC of P&M = Total ERC to which contract size adjustment should be applied. The appropriate % adjustment should be made in accordance with the scale for contract size adjustment specified under section 6 of the RCG 2023 Guidance notes. The currency ERC rates are set at £4m (Four Million Pounds) @ 1st April 2021 (AVD) for the RCG 2023 Publication. | Costs include excavation, construction of a tank base, anchor ring, collar, and pipe connections for the storage tank only. Costs exclude foundations associated with condensate chambers, lightning protection, surrounding paving, interconnecting pipework between gas holding tank and any other equipment outside of the perimeter of the tank. | Gross Volume m3 of the sphere. | - | - | - | - | - | See page 9 of 9 of document in Evidence tab | - | 10246 |  | Nr | - | 3 - INDUSTRIAL | David Grace | - | 4194.2696 | Option 2 | 5200.0726 | 23.98% | 22368 | 16904.936 | 303% | 225.1% | 16904.936 | 303% | AECOM | Mohammed Imran | VOA_GPN_GOV_UK\7254880 | 2021-09-27 | Low | - | Low | Costs provided by AECOM (industry experts) | - | - | NA | SPONS A&B | 1.58 | (BEAMS Note 2) Standard | See page 9 of 9 of document in Evidence tab | - | 2 | TRUE
4979 | 63MR52 | 4039 | 63MR52 | Sewage treatment works | Bio-gas holders | Concrete base slab = 86m² | 270m³ tank | 300mm thick base | The double membrane biogas storage tank has been developed for low-pressure dry gas storage. The outer membrane is made from polyester fabrics with special PVC surface treatment and acrylate finish and has strengthening bands where each panel is welded to the next. The inner tank, which is more flexible than the outer, consists of a bottom membrane sealed to an inner membrane. There are pipes built into the concrete foundations, which are sealed where they pass through the bottom membrane. These are for gas supply and discharge. A separate pipe is installed for condensation discharge. The tank is anchored to the reinforced concrete foundation by an anchorage ring, which is cast into the slab and sealed to the bottom membrane. | Location Adjustment Applicable (See Guidance Notes) - ERC = UK mean of 1.00 | (BEAMS Note 2) The ERC for this item should be added to all other rateable items on the hereditament (except land). Therefore the total of the ERC of the other Building Items and the P&M ERC (where applicable) to enable the correct contract size adjustment to be made. ERC of Building Component + ERC of P&M = Total ERC to which contract size adjustment should be applied. The appropriate % adjustment should be made in accordance with the scale for contract size adjustment specified under section 6 of the RCG 2023 Guidance notes. The currency ERC rates are set at £4m (Four Million Pounds) @ 1st April 2021 (AVD) for the RCG 2023 Publication. | Costs include excavation, construction of a tank base, anchor ring, collar, and pipe connections for the storage tank only. Costs exclude foundations associated with condensate chambers, lightning protection, surrounding paving, interconnecting pipework between gas holding tank and any other equipment outside of the perimeter of the tank. | Gross Volume m3 of the sphere. | - | - | - | - | - | See page 9 of 9 of document in Evidence tab | - | 10246 |  | Nr | - | 3 - INDUSTRIAL | David Grace | - | 5383.6893 | Option 2 | 6674.7201 | 23.98% | 27441 | 20738.9283 | 285.2% | 210.7% | 20738.9283 | 285.2% | AECOM | Mohammed Imran | VOA_GPN_GOV_UK\7254880 | 2021-09-27 | Low | - | Low | Costs provided by AECOM (industry experts) | - | - | NA | SPONS A&B | 1.58 | (BEAMS Note 2) Standard | See page 9 of 9 of document in Evidence tab | - | 2 | TRUE
4980 | 63MR53 | 4040 | 63MR53 | Sewage treatment works | Bio-gas holders | Concrete base slab = 107m² | 400m³ tank | 400mm thick base | The double membrane biogas storage tank has been developed for low-pressure dry gas storage. The outer membrane is made from polyester fabrics with special PVC surface treatment and acrylate finish and has strengthening bands where each panel is welded to the next. The inner tank, which is more flexible than the outer, consists of a bottom membrane sealed to an inner membrane. There are pipes built into the concrete foundations, which are sealed where they pass through the bottom membrane. These are for gas supply and discharge. A separate pipe is installed for condensation discharge. The tank is anchored to the reinforced concrete foundation by an anchorage ring, which is cast into the slab and sealed to the bottom membrane. | Location Adjustment Applicable (See Guidance Notes) - ERC = UK mean of 1.00 | (BEAMS Note 2) The ERC for this item should be added to all other rateable items on the hereditament (except land). Therefore the total of the ERC of the other Building Items and the P&M ERC (where applicable) to enable the correct contract size adjustment to be made. ERC of Building Component + ERC of P&M = Total ERC to which contract size adjustment should be applied. The appropriate % adjustment should be made in accordance with the scale for contract size adjustment specified under section 6 of the RCG 2023 Guidance notes. The currency ERC rates are set at £4m (Four Million Pounds) @ 1st April 2021 (AVD) for the RCG 2023 Publication. | Costs include excavation, construction of a tank base, anchor ring, collar, and pipe connections for the storage tank only. Costs exclude foundations associated with condensate chambers, lightning protection, surrounding paving, interconnecting pipework between gas holding tank and any other equipment outside of the perimeter of the tank. | Gross Volume m3 of the sphere. | - | - | - | - | - | See page 9 of 9 of document in Evidence tab | - | 10246 |  | Nr | - | 3 - INDUSTRIAL | David Grace | - | 8113.4472 | Option 2 | 10059.0852 | 23.98% | 32645 | 24671.9257 | 204.1% | 145.3% | 24671.9257 | 204.1% | AECOM | Mohammed Imran | VOA_GPN_GOV_UK\7254880 | 2021-09-27 | Low | - | Low | Costs provided by AECOM (industry experts) | - | - | NA | SPONS A&B | 1.58 | (BEAMS Note 2) Standard | See page 9 of 9 of document in Evidence tab | - | 2 | TRUE
4981 | 63M1R10 | 4234 | 63M1R10 | Sewage treatment works | Bio-gas holders | Gas Storage Units 11m bar pressure | 2150.0m³ | 12.70m ht | The double membrane biogas storage tank has been developed for low-pressure dry gas storage. The outer membrane is made from polyester fabrics with special PVC surface treatment and acrylate finish and has strengthening bands where each panel is welded to the next. The inner tank, which is more flexible than the outer, consists of a bottom membrane sealed to an inner membrane. There are pipes built into the concrete foundations, which are sealed where they pass through the bottom membrane. These are for gas supply and discharge. A separate pipe is installed for condensation discharge. The tank is anchored to the reinforced concrete foundation by an anchorage ring, which is cast into the slab and sealed to the bottom membrane. The air pressure, between the two skins is maintained by a supporting air blower that regulates the variation between gas input and gas output, keeping the gas inside the tank at a constant pressure and pipe valves ensure that the gas pressure is maintained throughout the system. The air pressure also maintains the external envelope against adverse weather conditions. | Location Adjustment Applicable (See Guidance Notes) - ERC = UK mean of 1.00 | (BEAMS Note 2) The ERC for this item should be added to all other rateable items on the hereditament (except land). Therefore the total of the ERC of the other Building Items and the P&M ERC (where applicable) to enable the correct contract size adjustment to be made. ERC of Building Component + ERC of P&M = Total ERC to which contract size adjustment should be applied. The appropriate % adjustment should be made in accordance with the scale for contract size adjustment specified under section 6 of the RCG 2023 Guidance notes. The currency ERC rates are set at £4m (Four Million Pounds) @ 1st April 2021 (AVD) for the RCG 2023 Publication. | Costs include delivery, erection, anchor ring, collar, and pipe connections for the storage tank only. Costs exclude reinforced concrete foundations (priced separately below), associated condensate chambers, lightning protection, or surrounding paving. The costs also exclude any blower or pressure control equipment. | Gross Internal Volume m3 of the sphere. | - | - | - | - | - | See page 9 of 9 of document in Evidence tab | - | 10226 |  | Nr | - | 3 - INDUSTRIAL | David Grace | - | 176340.9529 | Option 2 | 218628.237 | 23.98% | 220812 | 166881.8275 | -5.364% | -23.67% | 166881.8275 | -5.364% | AECOM | Mohammed Imran | VOA_GPN_GOV_UK\7254880 | 2021-09-27 | Low | - | Low | Costs provided by AECOM (industry experts) | - | - | NA | SPONS A&B | 1.58 | (BEAMS Note 2) Standard | See page 9 of 9 of document in Evidence tab | - | 2 | TRUE
4982 | 63M1R09 | 4111 | 63M1R09 | Sewage treatment works | Bio-gas holders | Gas Storage Units 13m bar pressure | 1720.0m³ | 11.79m ht | The double membrane biogas storage tank has been developed for low-pressure dry gas storage. The outer membrane is made from polyester fabrics with special PVC surface treatment and acrylate finish and has strengthening bands where each panel is welded to the next. The inner tank, which is more flexible than the outer, consists of a bottom membrane sealed to an inner membrane. There are pipes built into the concrete foundations, which are sealed where they pass through the bottom membrane. These are for gas supply and discharge. A separate pipe is installed for condensation discharge. The tank is anchored to the reinforced concrete foundation by an anchorage ring, which is cast into the slab and sealed to the bottom membrane. The air pressure, between the two skins is maintained by a supporting air blower that regulates the variation between gas input and gas output, keeping the gas inside the tank at a constant pressure and pipe valves ensure that the gas pressure is maintained throughout the system. The air pressure also maintains the external envelope against adverse weather conditions. | Location Adjustment Applicable (See Guidance Notes) - ERC = UK mean of 1.00 | (BEAMS Note 2) The ERC for this item should be added to all other rateable items on the hereditament (except land). Therefore the total of the ERC of the other Building Items and the P&M ERC (where applicable) to enable the correct contract size adjustment to be made. ERC of Building Component + ERC of P&M = Total ERC to which contract size adjustment should be applied. The appropriate % adjustment should be made in accordance with the scale for contract size adjustment specified under section 6 of the RCG 2023 Guidance notes. The currency ERC rates are set at £4m (Four Million Pounds) @ 1st April 2021 (AVD) for the RCG 2023 Publication. | Costs include delivery, erection, anchor ring, collar, and pipe connections for the storage tank only. Costs exclude reinforced concrete foundations (priced separately below), associated condensate chambers, lightning protection, or surrounding paving. The costs also exclude any blower or pressure control equipment. | Gross Internal Volume m3 of the sphere. | - | - | - | - | - | See page 9 of 9 of document in Evidence tab | - | 10226 |  | Nr | - | 3 - INDUSTRIAL | David Grace | - | 156943.4481 | Option 2 | 194579.1309 | 23.98% | 196730 | 148681.5115 | -5.264% | -23.59% | 148681.5115 | -5.264% | AECOM | Mohammed Imran | VOA_GPN_GOV_UK\7254880 | 2021-09-27 | Low | - | Low | Costs provided by AECOM (industry experts) | - | - | NA | SPONS A&B | 1.58 | (BEAMS Note 2) Standard | See page 9 of 9 of document in Evidence tab | - | 2 | TRUE
4983 | 63M1R08 | 4233 | 63M1R08 | Sewage treatment works | Bio-gas holders | Gas Storage Units 15m bar pressure | 1350.0m³ | 10.89m ht | The double membrane biogas storage tank has been developed for low-pressure dry gas storage. The outer membrane is made from polyester fabrics with special PVC surface treatment and acrylate finish and has strengthening bands where each panel is welded to the next. The inner tank, which is more flexible than the outer, consists of a bottom membrane sealed to an inner membrane. There are pipes built into the concrete foundations, which are sealed where they pass through the bottom membrane. These are for gas supply and discharge. A separate pipe is installed for condensation discharge. The tank is anchored to the reinforced concrete foundation by an anchorage ring, which is cast into the slab and sealed to the bottom membrane. The air pressure, between the two skins is maintained by a supporting air blower that regulates the variation between gas input and gas output, keeping the gas inside the tank at a constant pressure and pipe valves ensure that the gas pressure is maintained throughout the system. The air pressure also maintains the external envelope against adverse weather conditions. | Location Adjustment Applicable (See Guidance Notes) - ERC = UK mean of 1.00 | (BEAMS Note 2) The ERC for this item should be added to all other rateable items on the hereditament (except land). Therefore the total of the ERC of the other Building Items and the P&M ERC (where applicable) to enable the correct contract size adjustment to be made. ERC of Building Component + ERC of P&M = Total ERC to which contract size adjustment should be applied. The appropriate % adjustment should be made in accordance with the scale for contract size adjustment specified under section 6 of the RCG 2023 Guidance notes. The currency ERC rates are set at £4m (Four Million Pounds) @ 1st April 2021 (AVD) for the RCG 2023 Publication. | Costs include delivery, erection, anchor ring, collar, and pipe connections for the storage tank only. Costs exclude reinforced concrete foundations (priced separately below), associated condensate chambers, lightning protection, or surrounding paving. The costs also exclude any blower or pressure control equipment. | Gross Internal Volume m3 of the sphere. | - | - | - | - | - | See page 9 of 9 of document in Evidence tab | - | 10226 |  | Nr | - | 3 - INDUSTRIAL | David Grace | - | 138427.648 | Option 2 | 171623.1661 | 23.98% | 173553 | 131165.1623 | -5.246% | -23.57% | 131165.1623 | -5.246% | AECOM | Mohammed Imran | VOA_GPN_GOV_UK\7254880 | 2021-09-27 | Low | - | Low | Costs provided by AECOM (industry experts) | - | - | NA | SPONS A&B | 1.58 | (BEAMS Note 2) Standard | See page 9 of 9 of document in Evidence tab | - | 2 | TRUE
4984 | 63M1R07 | 4232 | 63M1R07 | Sewage treatment works | Bio-gas holders | Gas Storage Units 17m bar pressure | 1040.0m³ | 9.98m ht | The double membrane biogas storage tank has been developed for low-pressure dry gas storage. The outer membrane is made from polyester fabrics with special PVC surface treatment and acrylate finish and has strengthening bands where each panel is welded to the next. The inner tank, which is more flexible than the outer, consists of a bottom membrane sealed to an inner membrane. There are pipes built into the concrete foundations, which are sealed where they pass through the bottom membrane. These are for gas supply and discharge. A separate pipe is installed for condensation discharge. The tank is anchored to the reinforced concrete foundation by an anchorage ring, which is cast into the slab and sealed to the bottom membrane. The air pressure, between the two skins is maintained by a supporting air blower that regulates the variation between gas input and gas output, keeping the gas inside the tank at a constant pressure and pipe valves ensure that the gas pressure is maintained throughout the system. The air pressure also maintains the external envelope against adverse weather conditions. | Location Adjustment Applicable (See Guidance Notes) - ERC = UK mean of 1.00 | (BEAMS Note 2) The ERC for this item should be added to all other rateable items on the hereditament (except land). Therefore the total of the ERC of the other Building Items and the P&M ERC (where applicable) to enable the correct contract size adjustment to be made. ERC of Building Component + ERC of P&M = Total ERC to which contract size adjustment should be applied. The appropriate % adjustment should be made in accordance with the scale for contract size adjustment specified under section 6 of the RCG 2023 Guidance notes. The currency ERC rates are set at £4m (Four Million Pounds) @ 1st April 2021 (AVD) for the RCG 2023 Publication. | Costs include delivery, erection, anchor ring, collar, and pipe connections for the storage tank only. Costs exclude reinforced concrete foundations (priced separately below), associated condensate chambers, lightning protection, or surrounding paving. The costs also exclude any blower or pressure control equipment. | Gross Internal Volume m3 of the sphere. | - | - | - | - | - | See page 9 of 9 of document in Evidence tab | - | 10226 |  | Nr | - | 3 - INDUSTRIAL | David Grace | - | 119911.848 | Option 2 | 148667.2012 | 23.98% | 151635 | 114600.3202 | -4.43% | -22.91% | 114600.3202 | -4.43% | AECOM | Mohammed Imran | VOA_GPN_GOV_UK\7254880 | 2021-09-27 | Low | - | Low | Costs provided by AECOM (industry experts) | - | - | NA | SPONS A&B | 1.58 | (BEAMS Note 2) Standard | See page 9 of 9 of document in Evidence tab | - | 2 | TRUE
4985 | 63M1R01 | 4226 | 63M1R01 | Sewage treatment works | Bio-gas holders | Gas Storage Units 20m bar pressure | 100.0m³ | 4.54m ht | The double membrane biogas storage tank has been developed for low-pressure dry gas storage. The outer membrane is made from polyester fabrics with special PVC surface treatment and acrylate finish and has strengthening bands where each panel is welded to the next. The inner tank, which is more flexible than the outer, consists of a bottom membrane sealed to an inner membrane. There are pipes built into the concrete foundations, which are sealed where they pass through the bottom membrane. These are for gas supply and discharge. A separate pipe is installed for condensation discharge. The tank is anchored to the reinforced concrete foundation by an anchorage ring, which is cast into the slab and sealed to the bottom membrane. The air pressure, between the two skins is maintained by a supporting air blower that regulates the variation between gas input and gas output, keeping the gas inside the tank at a constant pressure and pipe valves ensure that the gas pressure is maintained throughout the system. The air pressure also maintains the external envelope against adverse weather conditions. | Location Adjustment Applicable (See Guidance Notes) - ERC = UK mean of 1.00 | (BEAMS Note 2) The ERC for this item should be added to all other rateable items on the hereditament (except land). Therefore the total of the ERC of the other Building Items and the P&M ERC (where applicable) to enable the correct contract size adjustment to be made. ERC of Building Component + ERC of P&M = Total ERC to which contract size adjustment should be applied. The appropriate % adjustment should be made in accordance with the scale for contract size adjustment specified under section 6 of the RCG 2023 Guidance notes. The currency ERC rates are set at £4m (Four Million Pounds) @ 1st April 2021 (AVD) for the RCG 2023 Publication. | Costs include delivery, erection, anchor ring, collar, and pipe connections for the storage tank only. Costs exclude reinforced concrete foundations (priced separately below), associated condensate chambers, lightning protection, or surrounding paving. The costs also exclude any blower or pressure control equipment. | Gross Internal Volume m3 of the sphere. | - | - | - | - | - | See page 9 of 9 of document in Evidence tab | - | 10226 |  | Nr | - | 3 - INDUSTRIAL | David Grace | - | 43644.3858 | Option 2 | 54110.4887 | 23.98% | 45132 | 34109.1546 | -21.85% | -36.96% | 34109.1546 | -21.85% | AECOM | Mohammed Imran | VOA_GPN_GOV_UK\7254880 | 2021-09-27 | Low | - | Low | Costs provided by AECOM (industry experts) | - | - | NA | SPONS A&B | 1.58 | (BEAMS Note 2) Standard | See page 9 of 9 of document in Evidence tab | - | 2 | TRUE
4986 | 63M1R02 | 4227 | 63M1R02 | Sewage treatment works | Bio-gas holders | Gas Storage Units 20m bar pressure | 170.0m³ | 5.44m ht | The double membrane biogas storage tank has been developed for low-pressure dry gas storage. The outer membrane is made from polyester fabrics with special PVC surface treatment and acrylate finish and has strengthening bands where each panel is welded to the next. The inner tank, which is more flexible than the outer, consists of a bottom membrane sealed to an inner membrane. There are pipes built into the concrete foundations, which are sealed where they pass through the bottom membrane. These are for gas supply and discharge. A separate pipe is installed for condensation discharge. The tank is anchored to the reinforced concrete foundation by an anchorage ring, which is cast into the slab and sealed to the bottom membrane. The air pressure, between the two skins is maintained by a supporting air blower that regulates the variation between gas input and gas output, keeping the gas inside the tank at a constant pressure and pipe valves ensure that the gas pressure is maintained throughout the system. The air pressure also maintains the external envelope against adverse weather conditions. | Location Adjustment Applicable (See Guidance Notes) - ERC = UK mean of 1.00 | (BEAMS Note 2) The ERC for this item should be added to all other rateable items on the hereditament (except land). Therefore the total of the ERC of the other Building Items and the P&M ERC (where applicable) to enable the correct contract size adjustment to be made. ERC of Building Component + ERC of P&M = Total ERC to which contract size adjustment should be applied. The appropriate % adjustment should be made in accordance with the scale for contract size adjustment specified under section 6 of the RCG 2023 Guidance notes. The currency ERC rates are set at £4m (Four Million Pounds) @ 1st April 2021 (AVD) for the RCG 2023 Publication. | Costs include delivery, erection, anchor ring, collar, and pipe connections for the storage tank only. Costs exclude reinforced concrete foundations (priced separately below), associated condensate chambers, lightning protection, or surrounding paving. The costs also exclude any blower or pressure control equipment. | Gross Internal Volume m3 of the sphere. | - | - | - | - | - | See page 9 of 9 of document in Evidence tab | - | 10226 |  | Nr | - | 3 - INDUSTRIAL | David Grace | - | 49706.1061 | Option 2 | 61625.8343 | 23.98% | 59394 | 44887.8651 | -9.693% | -27.16% | 44887.8651 | -9.693% | AECOM | Mohammed Imran | VOA_GPN_GOV_UK\7254880 | 2021-09-27 | Low | - | Low | Costs provided by AECOM (industry experts) | - | - | NA | SPONS A&B | 1.58 | (BEAMS Note 2) Standard | See page 9 of 9 of document in Evidence tab | - | 2 | TRUE
4987 | 63M1R03 | 4228 | 63M1R03 | Sewage treatment works | Bio-gas holders | Gas Storage Units 20m bar pressure | 270.0m³ | 6.35m ht | The double membrane biogas storage tank has been developed for low-pressure dry gas storage. The outer membrane is made from polyester fabrics with special PVC surface treatment and acrylate finish and has strengthening bands where each panel is welded to the next. The inner tank, which is more flexible than the outer, consists of a bottom membrane sealed to an inner membrane. There are pipes built into the concrete foundations, which are sealed where they pass through the bottom membrane. These are for gas supply and discharge. A separate pipe is installed for condensation discharge. The tank is anchored to the reinforced concrete foundation by an anchorage ring, which is cast into the slab and sealed to the bottom membrane. The air pressure, between the two skins is maintained by a supporting air blower that regulates the variation between gas input and gas output, keeping the gas inside the tank at a constant pressure and pipe valves ensure that the gas pressure is maintained throughout the system. The air pressure also maintains the external envelope against adverse weather conditions. | Location Adjustment Applicable (See Guidance Notes) - ERC = UK mean of 1.00 | (BEAMS Note 2) The ERC for this item should be added to all other rateable items on the hereditament (except land). Therefore the total of the ERC of the other Building Items and the P&M ERC (where applicable) to enable the correct contract size adjustment to be made. ERC of Building Component + ERC of P&M = Total ERC to which contract size adjustment should be applied. The appropriate % adjustment should be made in accordance with the scale for contract size adjustment specified under section 6 of the RCG 2023 Guidance notes. The currency ERC rates are set at £4m (Four Million Pounds) @ 1st April 2021 (AVD) for the RCG 2023 Publication. | Costs include delivery, erection, anchor ring, collar, and pipe connections for the storage tank only. Costs exclude reinforced concrete foundations (priced separately below), associated condensate chambers, lightning protection, or surrounding paving. The costs also exclude any blower or pressure control equipment. | Gross Internal Volume m3 of the sphere. | - | - | - | - | - | See page 9 of 9 of document in Evidence tab | - | 10226 |  | Nr | - | 3 - INDUSTRIAL | David Grace | - | 60947.8418 | Option 2 | 75563.3844 | 23.98% | 75460 | 57029.9744 | -6.428% | -24.53% | 57029.9744 | -6.428% | AECOM | Mohammed Imran | VOA_GPN_GOV_UK\7254880 | 2021-09-27 | Low | - | Low | Costs provided by AECOM (industry experts) | - | - | NA | SPONS A&B | 1.58 | (BEAMS Note 2) Standard | See page 9 of 9 of document in Evidence tab | - | 2 | TRUE
4988 | 63M1R04 | 4229 | 63M1R04 | Sewage treatment works | Bio-gas holders | Gas Storage Units 20m bar pressure | 400.0m³ | 7.26m ht | The double membrane biogas storage tank has been developed for low-pressure dry gas storage. The outer membrane is made from polyester fabrics with special PVC surface treatment and acrylate finish and has strengthening bands where each panel is welded to the next. The inner tank, which is more flexible than the outer, consists of a bottom membrane sealed to an inner membrane. There are pipes built into the concrete foundations, which are sealed where they pass through the bottom membrane. These are for gas supply and discharge. A separate pipe is installed for condensation discharge. The tank is anchored to the reinforced concrete foundation by an anchorage ring, which is cast into the slab and sealed to the bottom membrane. The air pressure, between the two skins is maintained by a supporting air blower that regulates the variation between gas input and gas output, keeping the gas inside the tank at a constant pressure and pipe valves ensure that the gas pressure is maintained throughout the system. The air pressure also maintains the external envelope against adverse weather conditions. | Location Adjustment Applicable (See Guidance Notes) - ERC = UK mean of 1.00 | (BEAMS Note 2) The ERC for this item should be added to all other rateable items on the hereditament (except land). Therefore the total of the ERC of the other Building Items and the P&M ERC (where applicable) to enable the correct contract size adjustment to be made. ERC of Building Component + ERC of P&M = Total ERC to which contract size adjustment should be applied. The appropriate % adjustment should be made in accordance with the scale for contract size adjustment specified under section 6 of the RCG 2023 Guidance notes. The currency ERC rates are set at £4m (Four Million Pounds) @ 1st April 2021 (AVD) for the RCG 2023 Publication. | Costs include delivery, erection, anchor ring, collar, and pipe connections for the storage tank only. Costs exclude reinforced concrete foundations (priced separately below), associated condensate chambers, lightning protection, or surrounding paving. The costs also exclude any blower or pressure control equipment. | Gross Internal Volume m3 of the sphere. | - | - | - | - | - | See page 9 of 9 of document in Evidence tab | - | 10226 |  | Nr | - | 3 - INDUSTRIAL | David Grace | - | 72079.3645 | Option 2 | 89364.2919 | 23.98% | 92480 | 69893.0828 | -3.033% | -21.79% | 69893.0828 | -3.033% | AECOM | Mohammed Imran | VOA_GPN_GOV_UK\7254880 | 2021-09-27 | Low | - | Low | Costs provided by AECOM (industry experts) | - | - | NA | SPONS A&B | 1.58 | (BEAMS Note 2) Standard | See page 9 of 9 of document in Evidence tab | - | 2 | TRUE
4989 | 63M1R05 | 4230 | 63M1R05 | Sewage treatment works | Bio-gas holders | Gas Storage Units 20m bar pressure | 570.0m³ | 8.17m ht | The double membrane biogas storage tank has been developed for low-pressure dry gas storage. The outer membrane is made from polyester fabrics with special PVC surface treatment and acrylate finish and has strengthening bands where each panel is welded to the next. The inner tank, which is more flexible than the outer, consists of a bottom membrane sealed to an inner membrane. There are pipes built into the concrete foundations, which are sealed where they pass through the bottom membrane. These are for gas supply and discharge. A separate pipe is installed for condensation discharge. The tank is anchored to the reinforced concrete foundation by an anchorage ring, which is cast into the slab and sealed to the bottom membrane. The air pressure, between the two skins is maintained by a supporting air blower that regulates the variation between gas input and gas output, keeping the gas inside the tank at a constant pressure and pipe valves ensure that the gas pressure is maintained throughout the system. The air pressure also maintains the external envelope against adverse weather conditions. | Location Adjustment Applicable (See Guidance Notes) - ERC = UK mean of 1.00 | (BEAMS Note 2) The ERC for this item should be added to all other rateable items on the hereditament (except land). Therefore the total of the ERC of the other Building Items and the P&M ERC (where applicable) to enable the correct contract size adjustment to be made. ERC of Building Component + ERC of P&M = Total ERC to which contract size adjustment should be applied. The appropriate % adjustment should be made in accordance with the scale for contract size adjustment specified under section 6 of the RCG 2023 Guidance notes. The currency ERC rates are set at £4m (Four Million Pounds) @ 1st April 2021 (AVD) for the RCG 2023 Publication. | Costs include delivery, erection, anchor ring, collar, and pipe connections for the storage tank only. Costs exclude reinforced concrete foundations (priced separately below), associated condensate chambers, lightning protection, or surrounding paving. The costs also exclude any blower or pressure control equipment. | Gross Internal Volume m3 of the sphere. | - | - | - | - | - | See page 9 of 9 of document in Evidence tab | - | 10226 |  | Nr | - | 3 - INDUSTRIAL | David Grace | - | 85084.5098 | Option 2 | 105488.1244 | 23.98% | 111083 | 83952.5662 | -1.33% | -20.42% | 83952.5662 | -1.33% | AECOM | Mohammed Imran | VOA_GPN_GOV_UK\7254880 | 2021-09-27 | Low | - | Low | Costs provided by AECOM (industry experts) | - | - | NA | SPONS A&B | 1.58 | (BEAMS Note 2) Standard | See page 9 of 9 of document in Evidence tab | - | 2 | TRUE
4990 | 63M1R06 | 4231 | 63M1R06 | Sewage treatment works | Bio-gas holders | Gas Storage Units 20m bar pressure | 780.0m³ | 9.07m ht | The double membrane biogas storage tank has been developed for low-pressure dry gas storage. The outer membrane is made from polyester fabrics with special PVC surface treatment and acrylate finish and has strengthening bands where each panel is welded to the next. The inner tank, which is more flexible than the outer, consists of a bottom membrane sealed to an inner membrane. There are pipes built into the concrete foundations, which are sealed where they pass through the bottom membrane. These are for gas supply and discharge. A separate pipe is installed for condensation discharge. The tank is anchored to the reinforced concrete foundation by an anchorage ring, which is cast into the slab and sealed to the bottom membrane. The air pressure, between the two skins is maintained by a supporting air blower that regulates the variation between gas input and gas output, keeping the gas inside the tank at a constant pressure and pipe valves ensure that the gas pressure is maintained throughout the system. The air pressure also maintains the external envelope against adverse weather conditions. | Location Adjustment Applicable (See Guidance Notes) - ERC = UK mean of 1.00 | (BEAMS Note 2) The ERC for this item should be added to all other rateable items on the hereditament (except land). Therefore the total of the ERC of the other Building Items and the P&M ERC (where applicable) to enable the correct contract size adjustment to be made. ERC of Building Component + ERC of P&M = Total ERC to which contract size adjustment should be applied. The appropriate % adjustment should be made in accordance with the scale for contract size adjustment specified under section 6 of the RCG 2023 Guidance notes. The currency ERC rates are set at £4m (Four Million Pounds) @ 1st April 2021 (AVD) for the RCG 2023 Publication. | Costs include delivery, erection, anchor ring, collar, and pipe connections for the storage tank only. Costs exclude reinforced concrete foundations (priced separately below), associated condensate chambers, lightning protection, or surrounding paving. The costs also exclude any blower or pressure control equipment. | Gross Internal Volume m3 of the sphere. | - | - | - | - | - | See page 9 of 9 of document in Evidence tab | - | 10226 |  | Nr | - | 3 - INDUSTRIAL | David Grace | - | 97538.5896 | Option 2 | 120928.7436 | 23.98% | 130660 | 98748.164 | 1.24% | -18.34% | 98748.164 | 1.24% | AECOM | Mohammed Imran | VOA_GPN_GOV_UK\7254880 | 2021-09-27 | Low | - | Low | Costs provided by AECOM (industry experts) | - | - | NA | SPONS A&B | 1.58 | (BEAMS Note 2) Standard | See page 9 of 9 of document in Evidence tab | - | 2 | TRUE
4991 | 63M0W1 | 4182 | 63M0W1 | Sewage treatment works | Buildings - basements | < 25.0m³ | - | - | Normally reinforced concrete built under pump houses or powerhouses. May contain internal concrete walls and will have access stairs to deep basements or may have a lift. Internal face of walls and floors may have applied finishes, normally paint or tiles. | Location Adjustment Applicable (See Guidance Notes) - ERC = UK mean of 1.00 | (BEAMS Note 2) The ERC for this item should be added to all other rateable items on the hereditament (except land). Therefore the total of the ERC of the other Building Items and the P&M ERC (where applicable) to enable the correct contract size adjustment to be made. ERC of Building Component + ERC of P&M = Total ERC to which contract size adjustment should be applied. The appropriate % adjustment should be made in accordance with the scale for contract size adjustment specified under section 6 of the RCG 2023 Guidance notes. The currency ERC rates are set at £4m (Four Million Pounds) @ 1st April 2021 (AVD) for the RCG 2023 Publication. | The Cost provided here is for the cost of constructing a basement, to a basic standard, in relation to its Volume (m3). Where additional finishes are applied to walls and floors, an addition needs to be made to this cost for providing such finishes. This cost excludes stairs, plinths, walkways etc. | When additional finishes are found it will be necessary to initially calculate the volume of the basement and further, the surface area of each additional finish. | Rateable as part of the "land and buildings. | - | Settings and supports. | - | - | Photo 1- Typical basement area with quarry tile floor and painted walls Photo 2 -Painted walls with galvanised staircase leading down. | - | 10227 |  | M3 | GIV | NA | NA | NA | 607.4946 | Option 2 | 753.1743 | 23.98% | 823.4899 | 622.3642 | 2.448% | -17.37% | 622.3642 | 2.448% | Indexed | NA | VOA_GPN_GOV_UK\7246041 | 2019-08-30 | Low | - | Medium | Risk taken from previous CG | - | - | NA | SPONS A&B | NA | (BEAMS Note 2) The ERC for this item should be added to all other rateable items on the hereditament (except land). Therefore the total of the ERC of the other Building Items and the P&M ERC (where applicable) to enable the correct contract size adjustment to be made. ERC of Building Component + ERC of P&M = Total ERC to which contract size adjustment should be applied. The appropriate % adjustment should be made in accordance with the scale for contract size adjustment specified under section 6 of the RCG 2021 Guidance notes. The currency ERC rates are set at £4m (Four Million Pounds) @ 1st April 2019 (AVD) for the RCG 2021 Publication. | Photo 1- Typical basement area with quarry tile floor and painted walls Photo 2 -Painted walls with galvanised staircase leading down. | - | 2 | TRUE
4992 | 63M0W5 | 5624 | 63M0W5 | Sewage treatment works | Buildings - basements | > 500.0m³ | - | - | Normally reinforced concrete built under pump houses or powerhouses. May contain internal concrete walls and will have access stairs to deep basements or may have a lift. Internal face of walls and floors may have applied finishes, normally paint or tiles | Location Adjustment Applicable (See Guidance Notes) - ERC = UK mean of 1.00 | (BEAMS Note 2) The ERC for this item should be added to all other rateable items on the hereditament (except land). Therefore the total of the ERC of the other Building Items and the P&M ERC (where applicable) to enable the correct contract size adjustment to be made. ERC of Building Component + ERC of P&M = Total ERC to which contract size adjustment should be applied. The appropriate % adjustment should be made in accordance with the scale for contract size adjustment specified under section 6 of the RCG 2023 Guidance notes. The currency ERC rates are set at £4m (Four Million Pounds) @ 1st April 2021 (AVD) for the RCG 2023 Publication. | The Cost provided here is for the cost of constructing a basement, to a basic standard, in relation to its Volume (m3). Where additional finishes are applied to walls and floors, an addition needs to be made to this cost for providing such finishes. This cost excludes stairs, plinths, walkways etc. | When additional finishes are found it will be necessary to initially calculate the volume of the basement and further, the surface area of each additional finish. | Rateable as part of the "land and buildings". | - | Settings and supports. | - | - | Photo 1- Typical basement area with quarry tile floor and painted walls Photo 2 -Painted walls with galvanised staircase leading down. | - | 10227 |  | M3 | GIV | NA | NA | NA | 200.147 | Option 2 | 248.143 | 23.98% | 271.3094 | 205.046 | 2.448% | -17.37% | 205.046 | 2.448% | Indexed | NA | VOA_GPN_GOV_UK\7246041 | 2019-08-30 | Low | - | Medium | Risk taken from previous CG | - | - | NA | SPONS A&B | NA | (BEAMS Note 2) The ERC for this item should be added to all other rateable items on the hereditament (except land). Therefore the total of the ERC of the other Building Items and the P&M ERC (where applicable) to enable the correct contract size adjustment to be made. ERC of Building Component + ERC of P&M = Total ERC to which contract size adjustment should be applied. The appropriate % adjustment should be made in accordance with the scale for contract size adjustment specified under section 6 of the RCG 2021 Guidance notes. The currency ERC rates are set at £4m (Four Million Pounds) @ 1st April 2019 (AVD) for the RCG 2021 Publication. | Photo 1- Typical basement area with quarry tile floor and painted walls Photo 2 -Painted walls with galvanised staircase leading down. | - | 2 | TRUE
4993 | 63M0W4 | 5719 | 63M0W4 | Sewage treatment works | Buildings - basements | 100.0m³ - 500.0m³ | - | - | Normally reinforced concrete built under pump houses or powerhouses. May contain internal concrete walls and will have access stairs to deep basements or may have a lift. Internal face of walls and floors may have applied finishes, normally paint or tiles | Location Adjustment Applicable (See Guidance Notes) - ERC = UK mean of 1.00 | (BEAMS Note 2) The ERC for this item should be added to all other rateable items on the hereditament (except land). Therefore the total of the ERC of the other Building Items and the P&M ERC (where applicable) to enable the correct contract size adjustment to be made. ERC of Building Component + ERC of P&M = Total ERC to which contract size adjustment should be applied. The appropriate % adjustment should be made in accordance with the scale for contract size adjustment specified under section 6 of the RCG 2023 Guidance notes. The currency ERC rates are set at £4m (Four Million Pounds) @ 1st April 2021 (AVD) for the RCG 2023 Publication. | The Cost provided here is for the cost of constructing a basement, to a basic standard, in relation to its Volume (m3). Where additional finishes are applied to walls and floors, an addition needs to be made to this cost for providing such finishes. This cost excludes stairs, plinths, walkways etc. | When additional finishes are found it will be necessary to initially calculate the volume of the basement and further, the surface area of each additional finish. | Rateable as part of the "land and buildings". | - | Settings and supports. | - | - | Photo 1- Typical basement area with quarry tile floor and painted walls Photo 2 -Painted walls with galvanised staircase leading down. | - | 10227 |  | M3 | GIV | NA | NA | NA | 300.6613 | Option 2 | 372.7611 | 23.98% | 407.5618 | 308.0206 | 2.448% | -17.37% | 308.0206 | 2.448% | Indexed | NA | VOA_GPN_GOV_UK\7246041 | 2019-08-30 | Low | - | Medium | Risk taken from previous CG | - | - | NA | SPONS A&B | NA | (BEAMS Note 2) The ERC for this item should be added to all other rateable items on the hereditament (except land). Therefore the total of the ERC of the other Building Items and the P&M ERC (where applicable) to enable the correct contract size adjustment to be made. ERC of Building Component + ERC of P&M = Total ERC to which contract size adjustment should be applied. The appropriate % adjustment should be made in accordance with the scale for contract size adjustment specified under section 6 of the RCG 2021 Guidance notes. The currency ERC rates are set at £4m (Four Million Pounds) @ 1st April 2019 (AVD) for the RCG 2021 Publication. | Photo 1- Typical basement area with quarry tile floor and painted walls Photo 2 -Painted walls with galvanised staircase leading down. | - | 2 | TRUE
4994 | 63M0W2 | 4477 | 63M0W2 | Sewage treatment works | Buildings - basements | 25.0m³ - 50.0m³ | - | - | Normally reinforced concrete built under pump houses or powerhouses. May contain internal concrete walls and will have access stairs to deep basements or may have a lift. Internal face of walls and floors may have applied finishes, normally paint or tiles. | Location Adjustment Applicable (See Guidance Notes) - ERC = UK mean of 1.00 | (BEAMS Note 2) The ERC for this item should be added to all other rateable items on the hereditament (except land). Therefore the total of the ERC of the other Building Items and the P&M ERC (where applicable) to enable the correct contract size adjustment to be made. ERC of Building Component + ERC of P&M = Total ERC to which contract size adjustment should be applied. The appropriate % adjustment should be made in accordance with the scale for contract size adjustment specified under section 6 of the RCG 2023 Guidance notes. The currency ERC rates are set at £4m (Four Million Pounds) @ 1st April 2021 (AVD) for the RCG 2023 Publication. | The Cost provided here is for the cost of constructing a basement, to a basic standard, in relation to its Volume (m3). Where additional finishes are applied to walls and floors, an addition needs to be made to this cost for providing such finishes. This cost excludes stairs, plinths, walkways etc. | When additional finishes are found it will be necessary to initially calculate the volume of the basement and further, the surface area of each additional finish. | Rateable as part of the "land and buildings. | - | Settings and supports. | - | - | Photo 1- Typical basement area with quarry tile floor and painted walls Photo 2 -Painted walls with galvanised staircase leading down. | - | 10227 |  | M3 | GIV | NA | NA | NA | 506.9802 | Option 2 | 628.5562 | 23.98% | 687.2376 | 519.3896 | 2.448% | -17.37% | 519.3896 | 2.448% | Indexed | NA | VOA_GPN_GOV_UK\7246041 | 2019-08-30 | Low | - | Medium | Risk taken from previous CG | - | - | NA | SPONS A&B | NA | (BEAMS Note 2) The ERC for this item should be added to all other rateable items on the hereditament (except land). Therefore the total of the ERC of the other Building Items and the P&M ERC (where applicable) to enable the correct contract size adjustment to be made. ERC of Building Component + ERC of P&M = Total ERC to which contract size adjustment should be applied. The appropriate % adjustment should be made in accordance with the scale for contract size adjustment specified under section 6 of the RCG 2021 Guidance notes. The currency ERC rates are set at £4m (Four Million Pounds) @ 1st April 2019 (AVD) for the RCG 2021 Publication. | Photo 1- Typical basement area with quarry tile floor and painted walls Photo 2 -Painted walls with galvanised staircase leading down. | - | 2 | TRUE
4995 | 63M0W3 | 4671 | 63M0W3 | Sewage treatment works | Buildings - basements | 50.0m³ - 100.0m³ | - | - | Normally reinforced concrete built under pump houses or powerhouses. May contain internal concrete walls and will have access stairs to deep basements or may have a lift. Internal face of walls and floors may have applied finishes, normally paint or tiles. | Location Adjustment Applicable (See Guidance Notes) - ERC = UK mean of 1.00 | (BEAMS Note 2) The ERC for this item should be added to all other rateable items on the hereditament (except land). Therefore the total of the ERC of the other Building Items and the P&M ERC (where applicable) to enable the correct contract size adjustment to be made. ERC of Building Component + ERC of P&M = Total ERC to which contract size adjustment should be applied. The appropriate % adjustment should be made in accordance with the scale for contract size adjustment specified under section 6 of the RCG 2023 Guidance notes. The currency ERC rates are set at £4m (Four Million Pounds) @ 1st April 2021 (AVD) for the RCG 2023 Publication. | The Cost provided here is for the cost of constructing a basement, to a basic standard, in relation to its Volume (m3). Where additional finishes are applied to walls and floors, an addition needs to be made to this cost for providing such finishes. This cost excludes stairs, plinths, walkways etc. | When additional finishes are found it will be necessary to initially calculate the volume of the basement and further, the surface area of each additional finish. | Rateable as part of the "land and buildings". | - | Settings and supports. | - | - | Photo 1- Typical basement area with quarry tile floor and painted walls Photo 2 -Painted walls with galvanised staircase leading down. | - | 10227 |  | M3 | GIV | NA | NA | NA | 407.3476 | Option 2 | 505.0312 | 23.98% | 552.1804 | 417.3183 | 2.448% | -17.37% | 417.3183 | 2.448% | Indexed | NA | VOA_GPN_GOV_UK\7246041 | 2019-08-30 | Low | - | Medium | Risk taken from previous CG | - | - | NA | SPONS A&B | NA | (BEAMS Note 2) The ERC for this item should be added to all other rateable items on the hereditament (except land). Therefore the total of the ERC of the other Building Items and the P&M ERC (where applicable) to enable the correct contract size adjustment to be made. ERC of Building Component + ERC of P&M = Total ERC to which contract size adjustment should be applied. The appropriate % adjustment should be made in accordance with the scale for contract size adjustment specified under section 6 of the RCG 2021 Guidance notes. The currency ERC rates are set at £4m (Four Million Pounds) @ 1st April 2019 (AVD) for the RCG 2021 Publication. | Photo 1- Typical basement area with quarry tile floor and painted walls Photo 2 -Painted walls with galvanised staircase leading down. | - | 2 | TRUE
4997 | 63M0WG | 4213 | 63M0WG | Sewage treatment works | Buildings - basements | Floors | Granolithic concrete 50mm thick | - | Normally reinforced concrete built under pump houses or powerhouses. May contain internal concrete walls and will have access stairs to deep basements or may have a lift. Internal face of walls and floors may have applied finishes, normally paint or tiles. | Location Adjustment Applicable (See Guidance Notes) - ERC = UK mean of 1.00 | (BEAMS Note 2) The ERC for this item should be added to all other rateable items on the hereditament (except land). Therefore the total of the ERC of the other Building Items and the P&M ERC (where applicable) to enable the correct contract size adjustment to be made. ERC of Building Component + ERC of P&M = Total ERC to which contract size adjustment should be applied. The appropriate % adjustment should be made in accordance with the scale for contract size adjustment specified under section 6 of the RCG 2023 Guidance notes. The currency ERC rates are set at £4m (Four Million Pounds) @ 1st April 2021 (AVD) for the RCG 2023 Publication. | The Cost provided here is for the cost of constructing a basement, to a basic standard, in relation to its Volume (m3). Where additional finishes are applied to walls and floors, an addition needs to be made to this cost for providing such finishes. This cost excludes stairs, plinths, walkways etc. | When additional finishes are found it will be necessary to initially calculate the volume of the basement and further, the surface area of each additional finish. | Rateable as part of the "land and buildings". | - | Settings and supports. | - | - | Photo 1- Typical basement area with quarry tile floor and painted walls Photo 2 -Painted walls with galvanised staircase leading down. | - | 10227 |  | M3 | GIV | NA | NA | NA | 26.4511 | Option 2 | 32.7942 | 23.98% | 35.8559 | 27.0986 | 2.448% | -17.37% | 27.0986 | 2.448% | Indexed | NA | VOA_GPN_GOV_UK\7246041 | 2019-08-30 | Low | - | Medium | Risk taken from previous CG | - | - | NA | SPONS A&B | NA | (BEAMS Note 2) The ERC for this item should be added to all other rateable items on the hereditament (except land). Therefore the total of the ERC of the other Building Items and the P&M ERC (where applicable) to enable the correct contract size adjustment to be made. ERC of Building Component + ERC of P&M = Total ERC to which contract size adjustment should be applied. The appropriate % adjustment should be made in accordance with the scale for contract size adjustment specified under section 6 of the RCG 2021 Guidance notes. The currency ERC rates are set at £4m (Four Million Pounds) @ 1st April 2019 (AVD) for the RCG 2021 Publication. | Photo 1- Typical basement area with quarry tile floor and painted walls Photo 2 -Painted walls with galvanised staircase leading down. | - | 2 | TRUE
4998 | 63M0WH | 4214 | 63M0WH | Sewage treatment works | Buildings - basements | Floors tiled | Unglazed quarries inc 50mm screed | - | Normally reinforced concrete built under pump houses or powerhouses. May contain internal concrete walls and will have access stairs to deep basements or may have a lift. Internal face of walls and floors may have applied finishes, normally paint or tiles. | Location Adjustment Applicable (See Guidance Notes) - ERC = UK mean of 1.00 | (BEAMS Note 2) The ERC for this item should be added to all other rateable items on the hereditament (except land). Therefore the total of the ERC of the other Building Items and the P&M ERC (where applicable) to enable the correct contract size adjustment to be made. ERC of Building Component + ERC of P&M = Total ERC to which contract size adjustment should be applied. The appropriate % adjustment should be made in accordance with the scale for contract size adjustment specified under section 6 of the RCG 2023 Guidance notes. The currency ERC rates are set at £4m (Four Million Pounds) @ 1st April 2021 (AVD) for the RCG 2023 Publication. | The Cost provided here is for the cost of constructing a basement, to a basic standard, in relation to its Volume (m3). Where additional finishes are applied to walls and floors, an addition needs to be made to this cost for providing such finishes. This cost excludes stairs, plinths, walkways etc. | When additional finishes are found it will be necessary to initially calculate the volume of the basement and further, the surface area of each additional finish. | Rateable as part of the "land and buildings". | - | Settings and supports. | - | - | Photo 1- Typical basement area with quarry tile floor and painted walls Photo 2 -Painted walls with galvanised staircase leading down. | - | 10227 |  | M3 | GIV | NA | NA | NA | 52.9023 | Option 2 | 65.5885 | 23.98% | 71.7117 | 54.1972 | 2.448% | -17.37% | 54.1972 | 2.448% | Indexed | NA | VOA_GPN_GOV_UK\7246041 | 2019-08-30 | Low | - | Medium | Risk taken from previous CG | - | - | NA | SPONS A&B | NA | (BEAMS Note 2) The ERC for this item should be added to all other rateable items on the hereditament (except land). Therefore the total of the ERC of the other Building Items and the P&M ERC (where applicable) to enable the correct contract size adjustment to be made. ERC of Building Component + ERC of P&M = Total ERC to which contract size adjustment should be applied. The appropriate % adjustment should be made in accordance with the scale for contract size adjustment specified under section 6 of the RCG 2021 Guidance notes. The currency ERC rates are set at £4m (Four Million Pounds) @ 1st April 2019 (AVD) for the RCG 2021 Publication. | Photo 1- Typical basement area with quarry tile floor and painted walls Photo 2 -Painted walls with galvanised staircase leading down. | - | 2 | TRUE
4999 | 63M0WJ | 4215 | 63M0WJ | Sewage treatment works | Buildings - basements | Floors tiled | Glazed quarries inc 50mm screed | - | Normally reinforced concrete built under pump houses or powerhouses. May contain internal concrete walls and will have access stairs to deep basements or may have a lift. Internal face of walls and floors may have applied finishes, normally paint or tiles. | Location Adjustment Applicable (See Guidance Notes) - ERC = UK mean of 1.00 | (BEAMS Note 2) The ERC for this item should be added to all other rateable items on the hereditament (except land). Therefore the total of the ERC of the other Building Items and the P&M ERC (where applicable) to enable the correct contract size adjustment to be made. ERC of Building Component + ERC of P&M = Total ERC to which contract size adjustment should be applied. The appropriate % adjustment should be made in accordance with the scale for contract size adjustment specified under section 6 of the RCG 2023 Guidance notes. The currency ERC rates are set at £4m (Four Million Pounds) @ 1st April 2021 (AVD) for the RCG 2023 Publication. | The Cost provided here is for the cost of constructing a basement, to a basic standard, in relation to its Volume (m3). Where additional finishes are applied to walls and floors, an addition needs to be made to this cost for providing such finishes. This cost excludes stairs, plinths, walkways etc. | When additional finishes are found it will be necessary to initially calculate the volume of the basement and further, the surface area of each additional finish | Rateable as part of the "land and buildings". | - | Settings and supports. | - | - | Photo 1- Typical basement area with quarry tile floor and painted walls Photo 2 -Painted walls with galvanised staircase leading down. | - | 10227 |  | M3 | GIV | NA | NA | NA | 68.773 | Option 2 | 85.265 | 23.98% | 93.2253 | 70.4563 | 2.448% | -17.37% | 70.4563 | 2.448% | Indexed | NA | VOA_GPN_GOV_UK\7246041 | 2019-08-30 | Low | - | Medium | Risk taken from previous CG | - | - | NA | SPONS A&B | NA | (BEAMS Note 2) The ERC for this item should be added to all other rateable items on the hereditament (except land). Therefore the total of the ERC of the other Building Items and the P&M ERC (where applicable) to enable the correct contract size adjustment to be made. ERC of Building Component + ERC of P&M = Total ERC to which contract size adjustment should be applied. The appropriate % adjustment should be made in accordance with the scale for contract size adjustment specified under section 6 of the RCG 2021 Guidance notes. The currency ERC rates are set at £4m (Four Million Pounds) @ 1st April 2019 (AVD) for the RCG 2021 Publication. | Photo 1- Typical basement area with quarry tile floor and painted walls Photo 2 -Painted walls with galvanised staircase leading down. | - | 2 | TRUE
5000 | 63M0WA | 4109 | 63M0WA | Sewage treatment works | Buildings - basements | Walls | 1 mist and 2 coats emulsion | - | Normally reinforced concrete built under pump houses or powerhouses. May contain internal concrete walls and will have access stairs to deep basements or may have a lift. Internal face of walls and floors may have applied finishes, normally paint or tiles | Location Adjustment Applicable (See Guidance Notes) - ERC = UK mean of 1.00 | (BEAMS Note 2) The ERC for this item should be added to all other rateable items on the hereditament (except land). Therefore the total of the ERC of the other Building Items and the P&M ERC (where applicable) to enable the correct contract size adjustment to be made. ERC of Building Component + ERC of P&M = Total ERC to which contract size adjustment should be applied. The appropriate % adjustment should be made in accordance with the scale for contract size adjustment specified under section 6 of the RCG 2023 Guidance notes. The currency ERC rates are set at £4m (Four Million Pounds) @ 1st April 2021 (AVD) for the RCG 2023 Publication. | The Cost provided here is for the cost of constructing a basement, to a basic standard, in relation to its Volume (m3). Where additional finishes are applied to walls and floors, an addition needs to be made to this cost for providing such finishes. This cost excludes stairs, plinths, walkways etc. | When additional finishes are found it will be necessary to initially calculate the volume of the basement and further, the surface area of each additional finish. | Rateable as part of the "land and buildings". | - | Settings and supports. | - | - | Photo 1- Typical basement area with quarry tile floor and painted walls Photo 2 -Painted walls with galvanised staircase leading down. | - | 10227 |  | M3 | GIV | NA | NA | NA | 3.5268 | Option 2 | 4.3726 | 23.98% | 4.7808 | 3.6131 | 2.448% | -17.37% | 3.6131 | 2.448% | Indexed | NA | VOA_GPN_GOV_UK\7246041 | 2019-08-30 | Low | - | Medium | Risk taken from previous CG | - | - | NA | SPONS A&B | NA | (BEAMS Note 2) The ERC for this item should be added to all other rateable items on the hereditament (except land). Therefore the total of the ERC of the other Building Items and the P&M ERC (where applicable) to enable the correct contract size adjustment to be made. ERC of Building Component + ERC of P&M = Total ERC to which contract size adjustment should be applied. The appropriate % adjustment should be made in accordance with the scale for contract size adjustment specified under section 6 of the RCG 2021 Guidance notes. The currency ERC rates are set at £4m (Four Million Pounds) @ 1st April 2019 (AVD) for the RCG 2021 Publication. | Photo 1- Typical basement area with quarry tile floor and painted walls Photo 2 -Painted walls with galvanised staircase leading down. | - | 2 | TRUE
5001 | 63M0WB | 4211 | 63M0WB | Sewage treatment works | Buildings - basements | Walls | Multi coloured fleck gloss paint | - | Normally reinforced concrete built under pump houses or powerhouses. May contain internal concrete walls and will have access stairs to deep basements or may have a lift. Internal face of walls and floors may have applied finishes, normally paint or tiles. | Location Adjustment Applicable (See Guidance Notes) - ERC = UK mean of 1.00 | (BEAMS Note 2) The ERC for this item should be added to all other rateable items on the hereditament (except land). Therefore the total of the ERC of the other Building Items and the P&M ERC (where applicable) to enable the correct contract size adjustment to be made. ERC of Building Component + ERC of P&M = Total ERC to which contract size adjustment should be applied. The appropriate % adjustment should be made in accordance with the scale for contract size adjustment specified under section 6 of the RCG 2023 Guidance notes. The currency ERC rates are set at £4m (Four Million Pounds) @ 1st April 2021 (AVD) for the RCG 2023 Publication. | The Cost provided here is for the cost of constructing a basement, to a basic standard, in relation to its Volume (m3). Where additional finishes are applied to walls and floors, an addition needs to be made to this cost for providing such finishes. This cost excludes stairs, plinths, walkways etc. | When additional finishes are found it will be necessary to initially calculate the volume of the basement and further, the surface area of each additional finish. | Rateable as part of the "land and buildings". | - | Settings and supports. | - | - | Photo 1- Typical basement area with quarry tile floor and painted walls Photo 2 -Painted walls with galvanised staircase leading down. | - | 10227 |  | M3 | GIV | NA | NA | NA | 6.1719 | Option 2 | 7.652 | 23.98% | 8.3664 | 6.323 | 2.448% | -17.37% | 6.323 | 2.448% | Indexed | NA | VOA_GPN_GOV_UK\7246041 | 2019-08-30 | Low | - | Medium | Risk taken from previous CG | - | - | NA | SPONS A&B | NA | (BEAMS Note 2) The ERC for this item should be added to all other rateable items on the hereditament (except land). Therefore the total of the ERC of the other Building Items and the P&M ERC (where applicable) to enable the correct contract size adjustment to be made. ERC of Building Component + ERC of P&M = Total ERC to which contract size adjustment should be applied. The appropriate % adjustment should be made in accordance with the scale for contract size adjustment specified under section 6 of the RCG 2021 Guidance notes. The currency ERC rates are set at £4m (Four Million Pounds) @ 1st April 2019 (AVD) for the RCG 2021 Publication. | Photo 1- Typical basement area with quarry tile floor and painted walls Photo 2 -Painted walls with galvanised staircase leading down. | - | 2 | TRUE
5002 | 63M0WC | 4212 | 63M0WC | Sewage treatment works | Buildings - basements | Walls | Basic ceramic tiles | - | Normally reinforced concrete built under pump houses or powerhouses. May contain internal concrete walls and will have access stairs to deep basements or may have a lift. Internal face of walls and floors may have applied finishes, normally paint or tiles. | Location Adjustment Applicable (See Guidance Notes) - ERC = UK mean of 1.00 | (BEAMS Note 2) The ERC for this item should be added to all other rateable items on the hereditament (except land). Therefore the total of the ERC of the other Building Items and the P&M ERC (where applicable) to enable the correct contract size adjustment to be made. ERC of Building Component + ERC of P&M = Total ERC to which contract size adjustment should be applied. The appropriate % adjustment should be made in accordance with the scale for contract size adjustment specified under section 6 of the RCG 2023 Guidance notes. The currency ERC rates are set at £4m (Four Million Pounds) @ 1st April 2021 (AVD) for the RCG 2023 Publication. | The Cost provided here is for the cost of constructing a basement, to a basic standard, in relation to its Volume (m3). Where additional finishes are applied to walls and floors, an addition needs to be made to this cost for providing such finishes. This cost excludes stairs, plinths, walkways etc. | When additional finishes are found it will be necessary to initially calculate the volume of the basement and further, the surface area of each additional finish. | Rateable as part of the "land and buildings". | - | Settings and supports. | - | - | Photo 1- Typical basement area with quarry tile floor and painted walls Photo 2 -Painted walls with galvanised staircase leading down. | - | 10227 |  | M3 | GIV | NA | NA | NA | 52.9023 | Option 2 | 65.5885 | 23.98% | 71.7117 | 54.1972 | 2.448% | -17.37% | 54.1972 | 2.448% | Indexed | NA | VOA_GPN_GOV_UK\7246041 | 2019-08-30 | Low | - | Medium | Risk taken from previous CG | - | - | NA | SPONS A&B | NA | (BEAMS Note 2) The ERC for this item should be added to all other rateable items on the hereditament (except land). Therefore the total of the ERC of the other Building Items and the P&M ERC (where applicable) to enable the correct contract size adjustment to be made. ERC of Building Component + ERC of P&M = Total ERC to which contract size adjustment should be applied. The appropriate % adjustment should be made in accordance with the scale for contract size adjustment specified under section 6 of the RCG 2021 Guidance notes. The currency ERC rates are set at £4m (Four Million Pounds) @ 1st April 2019 (AVD) for the RCG 2021 Publication. | Photo 1- Typical basement area with quarry tile floor and painted walls Photo 2 -Painted walls with galvanised staircase leading down. | - | 2 | TRUE
4996 | 63M0WN | 4216 | 63M0WN | Sewage treatment works | Buildings - basements | Electric lighting flameproof | Single tube 1200mm fluorescent | - | Normally reinforced concrete built under pump houses or powerhouses. May contain internal concrete walls and will have access stairs to deep basements or may have a lift. Internal face of walls and floors may have applied finishes, normally paint or tiles. | Location Adjustment Applicable (See Guidance Notes) - ERC = UK mean of 1.00 | (BEAMS Note 2) The ERC for this item should be added to all other rateable items on the hereditament (except land). Therefore the total of the ERC of the other Building Items and the P&M ERC (where applicable) to enable the correct contract size adjustment to be made. ERC of Building Component + ERC of P&M = Total ERC to which contract size adjustment should be applied. The appropriate % adjustment should be made in accordance with the scale for contract size adjustment specified under section 6 of the RCG 2023 Guidance notes. The currency ERC rates are set at £4m (Four Million Pounds) @ 1st April 2021 (AVD) for the RCG 2023 Publication. | The Cost provided here is for the cost of constructing a basement, to a basic standard, in relation to its Volume (m3). Where additional finishes are applied to walls and floors, an addition needs to be made to this cost for providing such finishes. This cost excludes stairs, plinths, walkways etc. | When additional finishes are found it will be necessary to initially calculate the volume of the basement and further, the surface area of each additional finish. | Rateable as part of the "land and buildings". | - | Settings and supports. | - | - | Photo 1- Typical basement area with quarry tile floor and painted walls Photo 2 -Painted walls with galvanised staircase leading down. | - | 10227 |  | M3 | GIV | NA | NA | NA | 638.3542 | Option 2 | 791.4342 | 23.98% | 865.3217 | 653.9793 | 2.448% | -17.37% | 653.9793 | 2.448% | Indexed | NA | VOA_GPN_GOV_UK\7246041 | 2019-08-30 | Low | - | Medium | Risk taken from previous CG | - | - | NA | SPONS A&B | NA | (BEAMS Note 2) The ERC for this item should be added to all other rateable items on the hereditament (except land). Therefore the total of the ERC of the other Building Items and the P&M ERC (where applicable) to enable the correct contract size adjustment to be made. ERC of Building Component + ERC of P&M = Total ERC to which contract size adjustment should be applied. The appropriate % adjustment should be made in accordance with the scale for contract size adjustment specified under section 6 of the RCG 2021 Guidance notes. The currency ERC rates are set at £4m (Four Million Pounds) @ 1st April 2019 (AVD) for the RCG 2021 Publication. | Photo 1- Typical basement area with quarry tile floor and painted walls Photo 2 -Painted walls with galvanised staircase leading down. | - | 2 | TRUE
5003 | 63M0A1 | 5660 | 63M0A1 | Sewage treatment works | Chambers | Brick or concrete | Upto 25.0m³ | - | Reinforced concrete chambers normally set below ground. May contain internal concrete walls or half walls however some are situated where pipes/conduits meet and are free of internal walls. Perimeter walls may project above ground by some 300mm. Walls usually 250mm thick. | Location Adjustment Applicable (See Guidance Notes) - ERC = UK mean of 1.00 | (BEAMS Note 2) The ERC for this item should be added to all other rateable items on the hereditament (except land). Therefore the total of the ERC of the other Building Items and the P&M ERC (where applicable) to enable the correct contract size adjustment to be made. ERC of Building Component + ERC of P&M = Total ERC to which contract size adjustment should be applied. The appropriate % adjustment should be made in accordance with the scale for contract size adjustment specified under section 6 of the RCG 2023 Guidance notes. The currency ERC rates are set at £4m (Four Million Pounds) @ 1st April 2021 (AVD) for the RCG 2023 Publication. | The costs should include an element for a safety rail typically 1200mm high with uprights every 1500mm. The steel being galvanised and 60mm tubular. Manhole types may well have a metal cover. For larger chambers walkways, platforms often covering entire open area of chamber are to be excluded from the cost. | Gross internal Volume (GIV) m3 | - | - | - | - | - | See page 6 of 6 of document in Evidence tab | - | 10228 |  | m3 | - | 3 - INDUSTRIAL | David Grace | Jim Allen | 619.8384 | Option 2 | 768.4783 | 23.98% | 1082 | 817.737 | 31.93% | 6.41% | 817.737 | 31.93% | AECOM | Mohammed Imran | VOA_GPN_GOV_UK\7254880 | 2021-10-20 | Low | - | Low | Costs provided by AECOM (industry experts) | - | - | NA | SPONS A&B | 1.58 | (BEAMS Note 2) Standard | See page 6 of 6 of document in Evidence tab | - | 2 | TRUE
5004 | 63M0A2 | 5698 | 63M0A2 | Sewage treatment works | Chambers | Brick or concrete | Over 25.0m³ - 30.0m³ | - | Reinforced concrete chambers normally set below ground. May contain internal concrete walls or half walls however some are situated where pipes/conduits meet and are free of internal walls. Perimeter walls may project above ground by some 300mm. Walls usually 250mm thick. | Location Adjustment Applicable (See Guidance Notes) - ERC = UK mean of 1.00 | (BEAMS Note 2) The ERC for this item should be added to all other rateable items on the hereditament (except land). Therefore the total of the ERC of the other Building Items and the P&M ERC (where applicable) to enable the correct contract size adjustment to be made. ERC of Building Component + ERC of P&M = Total ERC to which contract size adjustment should be applied. The appropriate % adjustment should be made in accordance with the scale for contract size adjustment specified under section 6 of the RCG 2023 Guidance notes. The currency ERC rates are set at £4m (Four Million Pounds) @ 1st April 2021 (AVD) for the RCG 2023 Publication. | The costs should include an element for a safety rail typically 1200mm high with uprights every 1500mm. The steel being galvanised and 60mm tubular. Manhole types may well have a metal cover. For larger chambers walkways, platforms often covering entire open area of chamber are to be excluded from the cost. | Gross internal Volume (GIV) m3 | - | - | - | - | - | See page 6 of 6 of document in Evidence tab | - | 10228 |  | m3 | - | 3 - INDUSTRIAL | David Grace | Jim Allen | 568.6996 | Option 2 | 705.0761 | 23.98% | 1042 | 787.5064 | 38.47% | 11.69% | 787.5064 | 38.47% | AECOM | Mohammed Imran | VOA_GPN_GOV_UK\7254880 | 2021-10-20 | Low | - | Low | Costs provided by AECOM (industry experts) | - | - | NA | SPONS A&B | 1.58 | (BEAMS Note 2) Standard | See page 6 of 6 of document in Evidence tab | - | 2 | TRUE
5005 | 63M0A3 | 5755 | 63M0A3 | Sewage treatment works | Chambers | Brick or concrete | Over 30.0m³ - 50.0m³ | - | Reinforced concrete chambers normally set below ground. May contain internal concrete walls or half walls however some are situated where pipes/conduits meet and are free of internal walls. Perimeter walls may project above ground by some 300mm. Walls usually 250mm thick. | Location Adjustment Applicable (See Guidance Notes) - ERC = UK mean of 1.00 | (BEAMS Note 2) The ERC for this item should be added to all other rateable items on the hereditament (except land). Therefore the total of the ERC of the other Building Items and the P&M ERC (where applicable) to enable the correct contract size adjustment to be made. ERC of Building Component + ERC of P&M = Total ERC to which contract size adjustment should be applied. The appropriate % adjustment should be made in accordance with the scale for contract size adjustment specified under section 6 of the RCG 2023 Guidance notes. The currency ERC rates are set at £4m (Four Million Pounds) @ 1st April 2021 (AVD) for the RCG 2023 Publication. | The costs should include an element for a safety rail typically 1200mm high with uprights every 1500mm. The steel being galvanised and 60mm tubular. Manhole types may well have a metal cover. For larger chambers walkways, platforms often covering entire open area of chamber are to be excluded from the cost. | Gross internal Volume (GIV) m3 | - | - | - | - | - | See page 6 of 6 of document in Evidence tab | - | 10228 |  | m3 | - | 3 - INDUSTRIAL | David Grace | Jim Allen | 517.5607 | Option 2 | 641.6739 | 23.98% | 896 | 677.1648 | 30.84% | 5.531% | 677.1648 | 30.84% | AECOM | Mohammed Imran | VOA_GPN_GOV_UK\7254880 | 2021-10-20 | Low | - | Low | Costs provided by AECOM (industry experts) | - | - | NA | SPONS A&B | 1.58 | (BEAMS Note 2) Standard | See page 6 of 6 of document in Evidence tab | - | 2 | TRUE
5006 | 63M0A4 | 5756 | 63M0A4 | Sewage treatment works | Chambers | Brick or concrete | Over 50.0m³ - 62.0m³ | - | Reinforced concrete chambers normally set below ground. May contain internal concrete walls or half walls however some are situated where pipes/conduits meet and are free of internal walls. Perimeter walls may project above ground by some 300mm. Walls usually 250mm thick. | Location Adjustment Applicable (See Guidance Notes) - ERC = UK mean of 1.00 | (BEAMS Note 2) The ERC for this item should be added to all other rateable items on the hereditament (except land). Therefore the total of the ERC of the other Building Items and the P&M ERC (where applicable) to enable the correct contract size adjustment to be made. ERC of Building Component + ERC of P&M = Total ERC to which contract size adjustment should be applied. The appropriate % adjustment should be made in accordance with the scale for contract size adjustment specified under section 6 of the RCG 2023 Guidance notes. The currency ERC rates are set at £4m (Four Million Pounds) @ 1st April 2021 (AVD) for the RCG 2023 Publication. | The costs should include an element for a safety rail typically 1200mm high with uprights every 1500mm. The steel being galvanised and 60mm tubular. Manhole types may well have a metal cover. For larger chambers walkways, platforms often covering entire open area of chamber are to be excluded from the cost. | Gross internal Volume (GIV) m3 | - | - | - | - | - | See page 6 of 6 of document in Evidence tab | - | 10228 |  | m3 | - | 3 - INDUSTRIAL | David Grace | Jim Allen | 466.4218 | Option 2 | 578.2717 | 23.98% | 783 | 591.7635 | 26.87% | 2.333% | 591.7635 | 26.87% | AECOM | Mohammed Imran | VOA_GPN_GOV_UK\7254880 | 2021-10-20 | Low | - | Low | Costs provided by AECOM (industry experts) | - | - | NA | SPONS A&B | 1.58 | (BEAMS Note 2) Standard | See page 6 of 6 of document in Evidence tab | - | 2 | TRUE
5007 | 63M0A5 | 5699 | 63M0A5 | Sewage treatment works | Chambers | Brick or concrete | Over 62.0m³ - 100.0m³ | - | Reinforced concrete chambers normally set below ground. May contain internal concrete walls or half walls however some are situated where pipes/conduits meet and are free of internal walls. Perimeter walls may project above ground by some 300mm. Walls usually 250mm thick. | Location Adjustment Applicable (See Guidance Notes) - ERC = UK mean of 1.00 | (BEAMS Note 2) The ERC for this item should be added to all other rateable items on the hereditament (except land). Therefore the total of the ERC of the other Building Items and the P&M ERC (where applicable) to enable the correct contract size adjustment to be made. ERC of Building Component + ERC of P&M = Total ERC to which contract size adjustment should be applied. The appropriate % adjustment should be made in accordance with the scale for contract size adjustment specified under section 6 of the RCG 2023 Guidance notes. The currency ERC rates are set at £4m (Four Million Pounds) @ 1st April 2021 (AVD) for the RCG 2023 Publication. | The costs should include an element for a safety rail typically 1200mm high with uprights every 1500mm. The steel being galvanised and 60mm tubular. Manhole types may well have a metal cover. For larger chambers walkways, platforms often covering entire open area of chamber are to be excluded from the cost. | Gross internal Volume (GIV) m3 | - | - | - | - | - | See page 6 of 6 of document in Evidence tab | - | 10228 |  | m3 | - | 3 - INDUSTRIAL | David Grace | Jim Allen | 415.2829 | Option 2 | 514.8695 | 23.98% | 675 | 510.1409 | 22.84% | -0.9184% | 510.1409 | 22.84% | AECOM | Mohammed Imran | VOA_GPN_GOV_UK\7254880 | 2021-10-20 | Low | - | Low | Costs provided by AECOM (industry experts) | - | - | NA | SPONS A&B | 1.58 | (BEAMS Note 2) Standard | See page 6 of 6 of document in Evidence tab | - | 2 | TRUE
5008 | 63M0A6 | 5623 | 63M0A6 | Sewage treatment works | Chambers | Brick or concrete | Over 100.0m³ - 133.0m³ | - | Reinforced concrete chambers normally set below ground. May contain internal concrete walls or half walls however some are situated where pipes/conduits meet and are free of internal walls. Perimeter walls may project above ground by some 300mm. Walls usually 250mm thick. | Location Adjustment Applicable (See Guidance Notes) - ERC = UK mean of 1.00 | (BEAMS Note 2) The ERC for this item should be added to all other rateable items on the hereditament (except land). Therefore the total of the ERC of the other Building Items and the P&M ERC (where applicable) to enable the correct contract size adjustment to be made. ERC of Building Component + ERC of P&M = Total ERC to which contract size adjustment should be applied. The appropriate % adjustment should be made in accordance with the scale for contract size adjustment specified under section 6 of the RCG 2023 Guidance notes. The currency ERC rates are set at £4m (Four Million Pounds) @ 1st April 2021 (AVD) for the RCG 2023 Publication. | The costs should include an element for a safety rail typically 1200mm high with uprights every 1500mm. The steel being galvanised and 60mm tubular. Manhole types may well have a metal cover. For larger chambers walkways, platforms often covering entire open area of chamber are to be excluded from the cost. | Gross internal Volume (GIV) m3 | - | - | - | - | - | See page 6 of 6 of document in Evidence tab | - | 10228 |  | m3 | - | 3 - INDUSTRIAL | David Grace | Jim Allen | 357.0904 | Option 2 | 442.7222 | 23.98% | 584 | 441.3664 | 23.6% | -0.3062% | 441.3664 | 23.6% | AECOM | Mohammed Imran | VOA_GPN_GOV_UK\7254880 | 2021-10-20 | Low | - | Low | Costs provided by AECOM (industry experts) | - | - | NA | SPONS A&B | 1.58 | (BEAMS Note 2) Standard | See page 6 of 6 of document in Evidence tab | - | 2 | TRUE
5009 | 63M0A7 | 5566 | 63M0A7 | Sewage treatment works | Chambers | Brick or concrete | Over 133.0m³ - 500.0m³ | - | Reinforced concrete chambers normally set below ground. May contain internal concrete walls or half walls however some are situated where pipes/conduits meet and are free of internal walls. Perimeter walls may project above ground by some 300mm. Walls usually 250mm thick. | Location Adjustment Applicable (See Guidance Notes) - ERC = UK mean of 1.00 | (BEAMS Note 2) The ERC for this item should be added to all other rateable items on the hereditament (except land). Therefore the total of the ERC of the other Building Items and the P&M ERC (where applicable) to enable the correct contract size adjustment to be made. ERC of Building Component + ERC of P&M = Total ERC to which contract size adjustment should be applied. The appropriate % adjustment should be made in accordance with the scale for contract size adjustment specified under section 6 of the RCG 2023 Guidance notes. The currency ERC rates are set at £4m (Four Million Pounds) @ 1st April 2021 (AVD) for the RCG 2023 Publication. | The costs should include an element for a safety rail typically 1200mm high with uprights every 1500mm. The steel being galvanised and 60mm tubular. Manhole types may well have a metal cover. For larger chambers walkways, platforms often covering entire open area of chamber are to be excluded from the cost. | Gross internal Volume (GIV) m3 | - | - | - | - | - | See page 6 of 6 of document in Evidence tab | - | 10228 |  | m3 | - | 3 - INDUSTRIAL | David Grace | Jim Allen | 306.8333 | Option 2 | 380.4131 | 23.98% | 391 | 295.5038 | -3.692% | -22.32% | 295.5038 | -3.692% | AECOM | Mohammed Imran | VOA_GPN_GOV_UK\7254880 | 2021-10-20 | Low | - | Low | Costs provided by AECOM (industry experts) | - | - | NA | SPONS A&B | 1.58 | (BEAMS Note 2) Standard | See page 6 of 6 of document in Evidence tab | - | 2 | TRUE
5010 | 63M0A8 | 5642 | 63M0A8 | Sewage treatment works | Chambers | Brick or concrete | Over 500.0m³ - 750.0m³ | - | Reinforced concrete chambers normally set below ground. May contain internal concrete walls or half walls however some are situated where pipes/conduits meet and are free of internal walls. Perimeter walls may project above ground by some 300mm. Walls usually 250mm thick. | Location Adjustment Applicable (See Guidance Notes) - ERC = UK mean of 1.00 | (BEAMS Note 2) The ERC for this item should be added to all other rateable items on the hereditament (except land). Therefore the total of the ERC of the other Building Items and the P&M ERC (where applicable) to enable the correct contract size adjustment to be made. ERC of Building Component + ERC of P&M = Total ERC to which contract size adjustment should be applied. The appropriate % adjustment should be made in accordance with the scale for contract size adjustment specified under section 6 of the RCG 2023 Guidance notes. The currency ERC rates are set at £4m (Four Million Pounds) @ 1st April 2021 (AVD) for the RCG 2023 Publication. | The costs should include an element for a safety rail typically 1200mm high with uprights every 1500mm. The steel being galvanised and 60mm tubular. Manhole types may well have a metal cover. For larger chambers walkways, platforms often covering entire open area of chamber are to be excluded from the cost. | Gross internal Volume (GIV) m3 | - | - | - | - | - | See page 6 of 6 of document in Evidence tab | - | 10228 |  | m3 | - | 3 - INDUSTRIAL | David Grace | Jim Allen | 250.4042 | Option 2 | 310.4521 | 23.98% | 297 | 224.462 | -10.36% | -27.7% | 224.462 | -10.36% | AECOM | Mohammed Imran | VOA_GPN_GOV_UK\7254880 | 2021-10-20 | Low | - | Low | Costs provided by AECOM (industry experts) | - | - | NA | SPONS A&B | 1.58 | (BEAMS Note 2) Standard | See page 6 of 6 of document in Evidence tab | - | 2 | TRUE
5011 | 63M0A9 | 5605 | 63M0A9 | Sewage treatment works | Chambers | Brick or concrete | Over 750.0m³ | - | Reinforced concrete chambers normally set below ground. May contain internal concrete walls or half walls however some are situated where pipes/conduits meet and are free of internal walls. Perimeter walls may project above ground by some 300mm. Walls usually 250mm thick. | Location Adjustment Applicable (See Guidance Notes) - ERC = UK mean of 1.00 | (BEAMS Note 2) The ERC for this item should be added to all other rateable items on the hereditament (except land). Therefore the total of the ERC of the other Building Items and the P&M ERC (where applicable) to enable the correct contract size adjustment to be made. ERC of Building Component + ERC of P&M = Total ERC to which contract size adjustment should be applied. The appropriate % adjustment should be made in accordance with the scale for contract size adjustment specified under section 6 of the RCG 2023 Guidance notes. The currency ERC rates are set at £4m (Four Million Pounds) @ 1st April 2021 (AVD) for the RCG 2023 Publication. | The costs should include an element for a safety rail typically 1200mm high with uprights every 1500mm. The steel being galvanised and 60mm tubular. Manhole types may well have a metal cover. For larger chambers walkways, platforms often covering entire open area of chamber are to be excluded from the cost. | Gross internal Volume (GIV) m3 | - | - | - | - | - | See page 6 of 6 of document in Evidence tab | - | 10228 |  | m3 | - | 3 - INDUSTRIAL | David Grace | Jim Allen | 200.147 | Option 2 | 248.143 | 23.98% | 276 | 208.5909 | 4.219% | -15.94% | 208.5909 | 4.219% | AECOM | Mohammed Imran | VOA_GPN_GOV_UK\7254880 | 2021-10-20 | Low | - | Low | Costs provided by AECOM (industry experts) | - | - | NA | SPONS A&B | 1.58 | (BEAMS Note 2) Standard | See page 6 of 6 of document in Evidence tab | - | 2 | TRUE
5012 | 63M01A | 4134 | 63M01A | Sewage Treatment Works | Combined Workshop and Garage | Single storey two bay garage and workshop | < 250m² | Steel portal frame with mono pitch roof over cavity brickwork | Single Storey, two bay garage with workshop. Construction: Steel portal frame with mono-pitched roof over cavity brickwork. Solid concrete floor, blockwork internal partitions. Two roller shutter doors and one personnel door. Basic staff welfare facilities with toilet and heating. General lighting and power. | Location Adjustment Applicable (See Guidance Notes) - ERC = UK mean of 1.00 | (BEAMS Note 2) The ERC for this item should be added to all other rateable items on the hereditament (except land). Therefore the total of the ERC of the other Building Items and the P&M ERC (where applicable) to enable the correct contract size adjustment to be made. ERC of Building Component + ERC of P&M = Total ERC to which contract size adjustment should be applied. The appropriate % adjustment should be made in accordance with the scale for contract size adjustment specified under section 6 of the RCG 2023 Guidance notes. The currency ERC rates are set at £4m (Four Million Pounds) @ 1st April 2021 (AVD) for the RCG 2023 Publication. | Cost includes basic electrical provision, heating, wall, ceiling and floor finishes. Manual roller shutter doors. | Measure to GIA. Measure Eaves Height. Photograph internally and externally. Identify if plant and machinery and three phase electrical supply provided. | Refer to Section 900 of the Rating Manual Sewage Treatment Works and Practice note: 2021 - Sewage Treatment Works | Refer to Section 900 of the Rating Manual Sewage Treatment Works and Practice note: 2021 - Sewage Treatment Works | Identify and record details | Identify and record details | None | Re-use existing photographs pending lifting of lockdown restrictions | Unable to obtain new photographs due to COVID restrictions | 10229 |  | m2 | 250m² | 3 - INDUSTRIAL | David Grace | Jim Allen | 718.5894 | Option 2 | 890.9101 | 23.98% | 974.0845 | 736.1783 | 2.448% | -17.37% | 736.1783 | 2.448% | Indexed | Ian Walker | VOA_GPN_GOV_UK\7231506 | 2021-08-16 | Low | - | High | This ERC is at high risk. There is a lack of evidence due to no FOR data and no data from Manufacturers. Whilst I have not actively discussed this category with the valuer, I am, however, aware that extensive discussions have been going on in the background between BEAMs SLT members and SLT members for this valuation panel, due to Sewage Treatment Works being identified as one of the high risk catgeories. Therefore, I would not have gained any additional information I do not already have access to. As a modern equivalent replacement I have opted for an ERC based on similar forms of construction present in the industrial building category ERC assessed from SPONs 2019 A&B. In terms of Rateable and Non-Rateable elements I have referenced the valuer back to the relevant section of the Rating Manual for further guidance. Determining whether or not an element is rateable is a matter of law and the valuer should be able to apply their own specialist knowledge of Rating to current legislation to determine if an element is rateable or not, this is beyond the scope of the Cost Guide. | Although Ian has carried out in a methodical manner; there appears to ne some concern with the valuers over lack of evidence. This building appears net for Rating Purposes as it is based on the Industrial buildings information from CG2017. | At Valuers' request, this code has been pulled pending AECOM information for STW class. Updated indices following QA. 01/02/21 - If linked to Ian's other work on industrial buildings, surely evidence that this code is surplus and candidate for redirection. | NA | SPONS A&B | 1.561 | (BEAMS Note 2) The ERC for this item should be added to all other rateable items on the hereditament (except land). Therefore the total of the ERC of the other Building Items and the P&M ERC (where applicable) to enable the correct contract size adjustment to be made. ERC of Building Component + ERC of P&M = Total ERC to which contract size adjustment should be applied. The appropriate % adjustment should be made in accordance with the scale for contract size adjustment specified under section 6 of the RCG 2021 Guidance notes. The currency ERC rates are set at £4m (Four Million Pounds) @ 1st April 2019 (AVD) for the RCG 2021 Publication. | Re-use existing photographs pending lifting of lockdown restrictions | Unable to obtain new photographs due to COVID restrictions | 2 | TRUE
5013 | 63M0G1 | 4195 | 63M0G1 | Sewage treatment works | Conduits - open topped channels | Concrete walls and base | Cross section area of conduit or flume | <= 1m²/linear metre | Conduits are of reinforced concrete construction either situated above or below ground level usually having an open top. They are laid flat or to falls. The conduit varies in width and depth depending on the flow of liquids at that part of the process however it is unusual for the depth to be greater than 1.0m. The width normally is in the range 300mm to 3.0m but can be up to 10.0m. They are usually rectangular in section, with the height greater than the width. Includes all associated works to supply, construct a concrete conduit (Channel) consisting of walls, bases, foundations. | Location Adjustment Applicable (See Guidance Notes) - ERC = UK mean of 1.00 | (BEAMS Note 2) The ERC for this item should be added to all other rateable items on the hereditament (except land). Therefore the total of the ERC of the other Building Items and the P&M ERC (where applicable) to enable the correct contract size adjustment to be made. ERC of Building Component + ERC of P&M = Total ERC to which contract size adjustment should be applied. The appropriate % adjustment should be made in accordance with the scale for contract size adjustment specified under section 6 of the RCG 2023 Guidance notes. The currency ERC rates are set at £4m (Four Million Pounds) @ 1st April 2021 (AVD) for the RCG 2023 Publication. | Excludes access arrangements, piling and/or any other element not described above. The cost is to exclude, any handrails or safety fencing built onto the conduit. | Costed on a rate m2 | - | - | - | - | - | See page 6 of 6 of document in Evidence tab | - | 10230 |  | m2 | - | 3 - INDUSTRIAL | David Grace | - | 517.5607 | Option 2 | 641.6739 | 23.98% | 417 | 315.1537 | -39.11% | -50.89% | 315.1537 | -39.11% | AECOM | Mohammed Imran | VOA_GPN_GOV_UK\7254880 | 2021-10-06 | Low | - | Low | Costs provided by AECOM (industry experts) | - | - | NA | SPONS A&B | 1.58 | (BEAMS Note 2) Standard | See page 6 of 6 of document in Evidence tab | - | 2 | TRUE
5014 | 63M0G2 | 4196 | 63M0G2 | Sewage treatment works | Conduits - open topped channels | Concrete walls and base | Cross section area of conduit or flume | > 1m² but <= 2m²/linear metre | Conduits are of reinforced concrete construction either situated above or below ground level usually having an open top. They are laid flat or to falls. The conduit varies in width and depth depending on the flow of liquids at that part of the process however it is unusual for the depth to be greater than 1.0m. The width normally is in the range 300mm to 3.0m but can be up to 10.0m. They are usually rectangular in section, with the height greater than the width. Includes all associated works to supply, construct a concrete conduit (Channel) consisting of walls, bases, foundations. | Location Adjustment Applicable (See Guidance Notes) - ERC = UK mean of 1.00 | (BEAMS Note 2) The ERC for this item should be added to all other rateable items on the hereditament (except land). Therefore the total of the ERC of the other Building Items and the P&M ERC (where applicable) to enable the correct contract size adjustment to be made. ERC of Building Component + ERC of P&M = Total ERC to which contract size adjustment should be applied. The appropriate % adjustment should be made in accordance with the scale for contract size adjustment specified under section 6 of the RCG 2023 Guidance notes. The currency ERC rates are set at £4m (Four Million Pounds) @ 1st April 2021 (AVD) for the RCG 2023 Publication. | Excludes access arrangements, piling and/or any other element not described above. The cost is to exclude, any handrails or safety fencing built onto the conduit. | Costed on a rate m2 | - | - | - | - | - | See page 6 of 6 of document in Evidence tab | - | 10230 |  | m2 | - | 3 - INDUSTRIAL | David Grace | - | 412.6378 | Option 2 | 511.5901 | 23.98% | 419 | 316.6652 | -23.26% | -38.1% | 316.6652 | -23.26% | AECOM | Mohammed Imran | VOA_GPN_GOV_UK\7254880 | 2021-10-06 | Low | - | Low | Costs provided by AECOM (industry experts) | - | - | NA | SPONS A&B | 1.58 | (BEAMS Note 2) Standard | See page 6 of 6 of document in Evidence tab | - | 2 | TRUE
5015 | 63M0G3 | 4197 | 63M0G3 | Sewage treatment works | Conduits - open topped channels | Concrete walls and base | Cross section area of conduit or flume | > 2m² but <= 3m²/linear metre | Conduits are of reinforced concrete construction either situated above or below ground level usually having an open top. They are laid flat or to falls. The conduit varies in width and depth depending on the flow of liquids at that part of the process however it is unusual for the depth to be greater than 1.0m. The width normally is in the range 300mm to 3.0m but can be up to 10.0m. They are usually rectangular in section, with the height greater than the width. Includes all associated works to supply, construct a concrete conduit (Channel) consisting of walls, bases, foundations. | Location Adjustment Applicable (See Guidance Notes) - ERC = UK mean of 1.00 | (BEAMS Note 2) The ERC for this item should be added to all other rateable items on the hereditament (except land). Therefore the total of the ERC of the other Building Items and the P&M ERC (where applicable) to enable the correct contract size adjustment to be made. ERC of Building Component + ERC of P&M = Total ERC to which contract size adjustment should be applied. The appropriate % adjustment should be made in accordance with the scale for contract size adjustment specified under section 6 of the RCG 2023 Guidance notes. The currency ERC rates are set at £4m (Four Million Pounds) @ 1st April 2021 (AVD) for the RCG 2023 Publication. | Excludes access arrangements, piling and/or any other element not described above. The cost is to exclude, any handrails or safety fencing built onto the conduit. | Costed on a rate m2 | - | - | - | - | - | See page 6 of 6 of document in Evidence tab | - | 10230 |  | m2 | - | 3 - INDUSTRIAL | David Grace | - | 304.1881 | Option 2 | 377.1337 | 23.98% | 422 | 318.9325 | 4.847% | -15.43% | 318.9325 | 4.847% | AECOM | Mohammed Imran | VOA_GPN_GOV_UK\7254880 | 2021-10-06 | Low | - | Low | Costs provided by AECOM (industry experts) | - | - | NA | SPONS A&B | 1.58 | (BEAMS Note 2) Standard | See page 6 of 6 of document in Evidence tab | - | 2 | TRUE
5016 | 63M0G4 | 4198 | 63M0G4 | Sewage treatment works | Conduits - open topped channels | Concrete walls and base | Cross section area of conduit or flume | > 3m² but <= 5m²/linear metre | Conduits are of reinforced concrete construction either situated above or below ground level usually having an open top. They are laid flat or to falls. The conduit varies in width and depth depending on the flow of liquids at that part of the process however it is unusual for the depth to be greater than 1.0m. The width normally is in the range 300mm to 3.0m but can be up to 10.0m. They are usually rectangular in section, with the height greater than the width. Includes all associated works to supply, construct a concrete conduit (Channel) consisting of walls, bases, foundations. | Location Adjustment Applicable (See Guidance Notes) - ERC = UK mean of 1.00 | (BEAMS Note 2) The ERC for this item should be added to all other rateable items on the hereditament (except land). Therefore the total of the ERC of the other Building Items and the P&M ERC (where applicable) to enable the correct contract size adjustment to be made. ERC of Building Component + ERC of P&M = Total ERC to which contract size adjustment should be applied. The appropriate % adjustment should be made in accordance with the scale for contract size adjustment specified under section 6 of the RCG 2023 Guidance notes. The currency ERC rates are set at £4m (Four Million Pounds) @ 1st April 2021 (AVD) for the RCG 2023 Publication. | Excludes access arrangements, piling and/or any other element not described above. The cost is to exclude, any handrails or safety fencing built onto the conduit. | Costed on a rate m2 | - | - | - | - | - | See page 6 of 6 of document in Evidence tab | - | 10230 |  | m2 | - | 3 - INDUSTRIAL | David Grace | - | 211.6091 | Option 2 | 262.3539 | 23.98% | 428 | 323.4671 | 52.86% | 23.29% | 323.4671 | 52.86% | AECOM | Mohammed Imran | VOA_GPN_GOV_UK\7254880 | 2021-10-06 | Low | - | Low | Costs provided by AECOM (industry experts) | - | - | NA | SPONS A&B | 1.58 | (BEAMS Note 2) Standard | See page 6 of 6 of document in Evidence tab | - | 2 | TRUE
5017 | 63M0G5 | 4202 | 63M0G5 | Sewage treatment works | Conduits - open topped channels | Concrete walls and base | Cross section area of conduit or flume | > 5m² but <= 10m²/linear metre | Conduits are of reinforced concrete construction either situated above or below ground level usually having an open top. They are laid flat or to falls. The conduit varies in width and depth depending on the flow of liquids at that part of the process however it is unusual for the depth to be greater than 1.0m. The width normally is in the range 300mm to 3.0m but can be up to 10.0m. They are usually rectangular in section, with the height greater than the width. Includes all associated works to supply, construct a concrete conduit (Channel) consisting of walls, bases, foundations. | Location Adjustment Applicable (See Guidance Notes) - ERC = UK mean of 1.00 | (BEAMS Note 2) The ERC for this item should be added to all other rateable items on the hereditament (except land). Therefore the total of the ERC of the other Building Items and the P&M ERC (where applicable) to enable the correct contract size adjustment to be made. ERC of Building Component + ERC of P&M = Total ERC to which contract size adjustment should be applied. The appropriate % adjustment should be made in accordance with the scale for contract size adjustment specified under section 6 of the RCG 2023 Guidance notes. The currency ERC rates are set at £4m (Four Million Pounds) @ 1st April 2021 (AVD) for the RCG 2023 Publication. | Excludes access arrangements, piling and/or any other element not described above. The cost is to exclude, any handrails or safety fencing built onto the conduit. | Costed on a rate m2 | - | - | - | - | - | See page 6 of 6 of document in Evidence tab | - | 10230 |  | m2 | - | 3 - INDUSTRIAL | David Grace | - | 149.8898 | Option 2 | 185.834 | 23.98% | 442 | 334.0478 | 122.9% | 79.76% | 334.0478 | 122.9% | AECOM | Mohammed Imran | VOA_GPN_GOV_UK\7254880 | 2021-10-06 | Low | - | Low | Costs provided by AECOM (industry experts) | - | - | NA | SPONS A&B | 1.58 | (BEAMS Note 2) Standard | See page 6 of 6 of document in Evidence tab | - | 2 | TRUE
5018 | 63M0G6 | 4203 | 63M0G6 | Sewage treatment works | Conduits - open topped channels | Concrete walls and base | Cross section area of conduit or flume | > 10m² but <= 20m²/linear metre | Conduits are of reinforced concrete construction either situated above or below ground level usually having an open top. They are laid flat or to falls. The conduit varies in width and depth depending on the flow of liquids at that part of the process however it is unusual for the depth to be greater than 1.0m. The width normally is in the range 300mm to 3.0m but can be up to 10.0m. They are usually rectangular in section, with the height greater than the width. Includes all associated works to supply, construct a concrete conduit (Channel) consisting of walls, bases, foundations. | Location Adjustment Applicable (See Guidance Notes) - ERC = UK mean of 1.00 | (BEAMS Note 2) The ERC for this item should be added to all other rateable items on the hereditament (except land). Therefore the total of the ERC of the other Building Items and the P&M ERC (where applicable) to enable the correct contract size adjustment to be made. ERC of Building Component + ERC of P&M = Total ERC to which contract size adjustment should be applied. The appropriate % adjustment should be made in accordance with the scale for contract size adjustment specified under section 6 of the RCG 2023 Guidance notes. The currency ERC rates are set at £4m (Four Million Pounds) @ 1st April 2021 (AVD) for the RCG 2023 Publication. | Excludes access arrangements, piling and/or any other element not described above. The cost is to exclude, any handrails or safety fencing built onto the conduit. | Costed on a rate m2 | - | - | - | - | - | See page 6 of 6 of document in Evidence tab | - | 10230 |  | m2 | - | 3 - INDUSTRIAL | David Grace | - | 112.8582 | Option 2 | 139.9221 | 23.98% | 470 | 355.2092 | 214.7% | 153.9% | 355.2092 | 214.7% | AECOM | Mohammed Imran | VOA_GPN_GOV_UK\7254880 | 2021-10-06 | Low | - | Low | Costs provided by AECOM (industry experts) | - | - | NA | SPONS A&B | 1.58 | (BEAMS Note 2) Standard | See page 6 of 6 of document in Evidence tab | - | 2 | TRUE
5019 | 63M0H1 | 4204 | 63M0H1 | Sewage treatment works | Detritus tanks | Single tank | - | - | These often consist of a tank with some form of grit collection facility. They are normally made of reinforced concrete and used for settlement. Tanks normally set below ground with an up stand topped with a safety rail. The cost of this upstand and safety rail is included in the cost rates provided. The gross internal volume is to include the volume of the weir. The cost includes any internal walls. The price assumes the detritor is built at ground level and not elevated. | Location Adjustment Applicable (See Guidance Notes) - ERC = UK mean of 1.00 | (BEAMS Note 2) The ERC for this item should be added to all other rateable items on the hereditament (except land). Therefore the total of the ERC of the other Building Items and the P&M ERC (where applicable) to enable the correct contract size adjustment to be made. ERC of Building Component + ERC of P&M = Total ERC to which contract size adjustment should be applied. The appropriate % adjustment should be made in accordance with the scale for contract size adjustment specified under section 6 of the RCG 2023 Guidance notes. The currency ERC rates are set at £4m (Four Million Pounds) @ 1st April 2021 (AVD) for the RCG 2023 Publication. | The cost excludes all mechanical equipment associated with the detritor. The cost excludes any walkway and handrail over the tank. | Gross internal Volume (GIV) m3 | - | - | - | - | - | See page 9 & 10 of 10 of document in Evidence tab | - | 10232 |  | m3 | - | 3 - INDUSTRIAL | David Grace | Jim Allen | 432.0353 | Option 2 | 535.6392 | 23.98% | 2455 | 1855.4014 | 329.5% | 246.4% | 1855.4014 | 329.5% | AECOM | Mohammed Imran | VOA_GPN_GOV_UK\7254880 | 2021-10-06 | Low | - | Low | Costs provided by AECOM (industry experts) | - | - | NA | SPONS A&B | 2 | (BEAMS Note 2) Standard | Photo 1 - Typical double Dortmund tanks -side by side Photo 2 - Block of 4 Photo 3 - Empty tank showing upstand wall to weir and inverted | - | 2 | TRUE
5020 | 63M0H2 | 4205 | 63M0H2 | Sewage treatment works | Detritus tanks | Tank with channel | Including dividing walls | <= 500m³ | These normally consist of a square tank with the base comprising an inverted pyramid. They are normally made of reinforced concrete, and used for settlement. Tanks normally set below ground with an upstand topped with a safety rail. The cost of this upstand and safety rail are included in the cost rates provided. The gross internal volume includes the volume of the weir. | Location Adjustment Applicable (See Guidance Notes) - ERC = UK mean of 1.00 | (BEAMS Note 2) The ERC for this item should be added to all other rateable items on the hereditament (except land). Therefore the total of the ERC of the other Building Items and the P&M ERC (where applicable) to enable the correct contract size adjustment to be made. ERC of Building Component + ERC of P&M = Total ERC to which contract size adjustment should be applied. The appropriate % adjustment should be made in accordance with the scale for contract size adjustment specified under section 6 of the RCG 2023 Guidance notes. The currency ERC rates are set at £4m (Four Million Pounds) @ 1st April 2021 (AVD) for the RCG 2023 Publication. | Additional cost should be added for handrails, walkways, elevated tanks or conduits, supporting concrete structure and foundations using rates for reinforced concrete beams and columns (Category: Frames: Reinforced Concrete, Foundations: Isolated Bases Item: Concrete - Reinforced). | GIV | Class 4 Table 4 Tanks | If the tank does not exceed 400 cubic metres Class 4(d) needs to be considered. Is it readily capable of being moved from one site and re-erected in its original state on another without substantial demolition of any surrounding structure. In reality most concrete tanks less than 400 cubic metres either above ground or below will not be capable of moving and re-erecting in its original state and thus are rateable. Note that the scraper unit is not rateable. | Security lighting, walkways. | - | - | Photo 1 - Typical double Dortmund tanks -side by side Photo 2 - Block of 4 Photo 3 - Empty tank showing upstand wall to weir and inverted | - | 10232 |  | M3 | - | NA | NA | NA | 310.3601 | Option 2 | 384.7857 | 23.98% | 420.7089 | 317.9568 | 2.448% | -17.37% | 0 | -100% | Redirected | NA | VOA_GPN_GOV_UK\7246041 | 2021-10-19 | Low | - | Medium | Risk taken from previous CG | - | - | NA | SPONS A&B | NA | (BEAMS Note 2) The ERC for this item should be added to all other rateable items on the hereditament (except land). Therefore the total of the ERC of the other Building Items and the P&M ERC (where applicable) to enable the correct contract size adjustment to be made. ERC of Building Component + ERC of P&M = Total ERC to which contract size adjustment should be applied. The appropriate % adjustment should be made in accordance with the scale for contract size adjustment specified under section 6 of the RCG 2021 Guidance notes. The currency ERC rates are set at £4m (Four Million Pounds) @ 1st April 2019 (AVD) for the RCG 2021 Publication. | Photo 1 - Typical double Dortmund tanks -side by side Photo 2 - Block of 4 Photo 3 - Empty tank showing upstand wall to weir and inverted | - | 2 | TRUE
5021 | 63M0H3 | 4206 | 63M0H3 | Sewage treatment works | Detritus tanks | Tank with channel | Including dividing walls | Over 500m³ | These often consist of a tank with some form of grit collection facility. They are normally made of reinforced concrete and used for settlement. Tanks normally set below ground with an up stand topped with a safety rail. The cost of this upstand and safety rail is included in the cost rates provided. The gross internal volume is to include the volume of the weir. The cost includes any internal walls. The price assumes the detritor is built at ground level and not elevated. | Location Adjustment Applicable (See Guidance Notes) - ERC = UK mean of 1.00 | (BEAMS Note 2) The ERC for this item should be added to all other rateable items on the hereditament (except land). Therefore the total of the ERC of the other Building Items and the P&M ERC (where applicable) to enable the correct contract size adjustment to be made. ERC of Building Component + ERC of P&M = Total ERC to which contract size adjustment should be applied. The appropriate % adjustment should be made in accordance with the scale for contract size adjustment specified under section 6 of the RCG 2023 Guidance notes. The currency ERC rates are set at £4m (Four Million Pounds) @ 1st April 2021 (AVD) for the RCG 2023 Publication. | The cost excludes all mechanical equipment associated with the detritor. The cost excludes any walkway and handrail over the tank. | Gross internal Volume (GIV) m3 | - | - | - | - | - | See page 9 & 10 of 10 of document in Evidence tab | - | 10232 |  | m3 | - | 3 - INDUSTRIAL | David Grace | Jim Allen | 207.2006 | Option 2 | 256.8882 | 23.98% | 305 | 230.5081 | 11.25% | -10.27% | 230.5081 | 11.25% | AECOM | Mohammed Imran | VOA_GPN_GOV_UK\7254880 | 2021-10-06 | Low | - | Low | Costs provided by AECOM (industry experts) | - | - | NA | SPONS A&B | 2 | (BEAMS Note 2) Standard | Photo 1 - Typical double Dortmund tanks -side by side Photo 2 - Block of 4 Photo 3 - Empty tank showing upstand wall to weir and inverted | - | 2 | TRUE
| 63M0H4 |  | 63M0H4 | Sewage treatment works | Detritus tanks | Tank with channel | Including dividing walls | Upto 100m³ | These often consist of a tank with some form of grit collection facility. They are normally made of reinforced concrete and used for settlement. Tanks normally set below ground with an up stand topped with a safety rail. The cost of this upstand and safety rail is included in the cost rates provided. The gross internal volume is to include the volume of the weir. The cost includes any internal walls. The price assumes the detritor is built at ground level and not elevated. | Location Adjustment Applicable (See Guidance Notes) - ERC = UK mean of 1.00 | (BEAMS Note 2) The ERC for this item should be added to all other rateable items on the hereditament (except land). Therefore the total of the ERC of the other Building Items and the P&M ERC (where applicable) to enable the correct contract size adjustment to be made. ERC of Building Component + ERC of P&M = Total ERC to which contract size adjustment should be applied. The appropriate % adjustment should be made in accordance with the scale for contract size adjustment specified under section 6 of the RCG 2023 Guidance notes. The currency ERC rates are set at £4m (Four Million Pounds) @ 1st April 2021 (AVD) for the RCG 2023 Publication. | The cost excludes all mechanical equipment associated with the detritor. The cost excludes any walkway and handrail over the tank. | Gross internal Volume (GIV) m3 | - | - | - | - | - | See page 9 & 10 of 10 of document in Evidence tab | - | 10232 | 63M0H2 | m3 | - | 3 - INDUSTRIAL | David Grace | Jim Allen | #N/A | Option 2 | ERROR | 0% | 1548 | 1077.4366 | 0% | 0% | 1077.4366 | 0% | AECOM | Mohammed Imran | VOA_GPN_GOV_UK\7254880 | 2021-12-03 | Low | - | Low | Costs provided by AECOM (industry experts) | - | - | NA | SPONS Civils | 2 | (BEAMS Note 2) Standard | #N/A | #N/A | 2 | TRUE
| 63M0H5 |  | 63M0H5 | Sewage treatment works | Detritus tanks | Tank with channel | Including dividing walls | 100m³ to 200m³ | These often consist of a tank with some form of grit collection facility. They are normally made of reinforced concrete and used for settlement. Tanks normally set below ground with an up stand topped with a safety rail. The cost of this upstand and safety rail is included in the cost rates provided. The gross internal volume is to include the volume of the weir. The cost includes any internal walls. The price assumes the detritor is built at ground level and not elevated. | Location Adjustment Applicable (See Guidance Notes) - ERC = UK mean of 1.00 | (BEAMS Note 2) The ERC for this item should be added to all other rateable items on the hereditament (except land). Therefore the total of the ERC of the other Building Items and the P&M ERC (where applicable) to enable the correct contract size adjustment to be made. ERC of Building Component + ERC of P&M = Total ERC to which contract size adjustment should be applied. The appropriate % adjustment should be made in accordance with the scale for contract size adjustment specified under section 6 of the RCG 2023 Guidance notes. The currency ERC rates are set at £4m (Four Million Pounds) @ 1st April 2021 (AVD) for the RCG 2023 Publication. | The cost excludes all mechanical equipment associated with the detritor. The cost excludes any walkway and handrail over the tank. | Gross internal Volume (GIV) m3 | - | - | - | - | - | See page 9 & 10 of 10 of document in Evidence tab | - | 10232 | 63M0H2 | m3 | - | 3 - INDUSTRIAL | David Grace | Jim Allen | #N/A | Option 2 | ERROR | 0% | 666 | 463.5483 | 0% | 0% | 463.5483 | 0% | AECOM | Mohammed Imran | VOA_GPN_GOV_UK\7254880 | 2021-12-03 | Low | - | Low | Costs provided by AECOM (industry experts) | - | - | NA | SPONS Civils | 2 | (BEAMS Note 2) Standard | #N/A | #N/A | 2 | TRUE
| 63M0H6 |  | 63M0H6 | Sewage treatment works | Detritus tanks | Tank with channel | Including dividing walls | 200m³ to 500m³ | These often consist of a tank with some form of grit collection facility. They are normally made of reinforced concrete and used for settlement. Tanks normally set below ground with an up stand topped with a safety rail. The cost of this upstand and safety rail is included in the cost rates provided. The gross internal volume is to include the volume of the weir. The cost includes any internal walls. The price assumes the detritor is built at ground level and not elevated. | Location Adjustment Applicable (See Guidance Notes) - ERC = UK mean of 1.00 | (BEAMS Note 2) The ERC for this item should be added to all other rateable items on the hereditament (except land). Therefore the total of the ERC of the other Building Items and the P&M ERC (where applicable) to enable the correct contract size adjustment to be made. ERC of Building Component + ERC of P&M = Total ERC to which contract size adjustment should be applied. The appropriate % adjustment should be made in accordance with the scale for contract size adjustment specified under section 6 of the RCG 2023 Guidance notes. The currency ERC rates are set at £4m (Four Million Pounds) @ 1st April 2021 (AVD) for the RCG 2023 Publication. | The cost excludes all mechanical equipment associated with the detritor. The cost excludes any walkway and handrail over the tank. | Gross internal Volume (GIV) m3 | - | - | - | - | - | See page 9 & 10 of 10 of document in Evidence tab | - | 10232 | 63M0H2 | m3 | - | 3 - INDUSTRIAL | David Grace | Jim Allen | #N/A | Option 2 | ERROR | 0% | 433 | 301.376 | 0% | 0% | 301.376 | 0% | AECOM | Mohammed Imran | VOA_GPN_GOV_UK\7254880 | 2021-12-03 | Low | - | Low | Costs provided by AECOM (industry experts) | - | - | NA | SPONS Civils | 2 | (BEAMS Note 2) Standard | #N/A | #N/A | 2 | TRUE
5022 | 63M0DA | 6230 | 63M0DA | Sewage treatment works | Dividing walls | Concrete reinforced | 150mm thick | - | Common in chambers and tanks as dividing walls are reinforced concrete walls of various widths from 150mm to 600mm. Certain chambers and tanks at STW will require additions for these internal walls. | Location Adjustment Applicable (See Guidance Notes) - ERC = UK mean of 1.00 | (BEAMS Note 2) The ERC for this item should be added to all other rateable items on the hereditament (except land). Therefore the total of the ERC of the other Building Items and the P&M ERC (where applicable) to enable the correct contract size adjustment to be made. ERC of Building Component + ERC of P&M = Total ERC to which contract size adjustment should be applied. The appropriate % adjustment should be made in accordance with the scale for contract size adjustment specified under section 6 of the RCG 2023 Guidance notes. The currency ERC rates are set at £4m (Four Million Pounds) @ 1st April 2021 (AVD) for the RCG 2023 Publication. | Costs are for a rate /m2 area of concrete wall | Where practicable measure length and thickness. Depth may be difficult to obtain unless plans and sections are available. | - | - | - | - | - | - | - | 10222 |  | m2 | - | 3 - INDUSTRIAL | David Grace | Jim Allen | 96.1058 | Option 2 | 119.1524 | 23.98% | 132 | 99.7609 | 3.803% | -16.27% | 99.7609 | 3.803% | AECOM | Mohammed Imran | VOA_GPN_GOV_UK\7254880 | 2021-10-18 | Low | - | Low | Costs provided by AECOM (industry experts) | - | - | NA | SPONS A&B | 2 | (BEAMS Note 2) Standard | - | - | 2 | TRUE
5023 | 63M0DB | 5814 | 63M0DB | Sewage treatment works | Dividing walls | Concrete reinforced | 225mm thick | - | Common in chambers and tanks as dividing walls are reinforced concrete walls of various widths from 150mm to 600mm. Certain chambers and tanks at STW will require additions for these internal walls. | Location Adjustment Applicable (See Guidance Notes) - ERC = UK mean of 1.00 | (BEAMS Note 2) The ERC for this item should be added to all other rateable items on the hereditament (except land). Therefore the total of the ERC of the other Building Items and the P&M ERC (where applicable) to enable the correct contract size adjustment to be made. ERC of Building Component + ERC of P&M = Total ERC to which contract size adjustment should be applied. The appropriate % adjustment should be made in accordance with the scale for contract size adjustment specified under section 6 of the RCG 2023 Guidance notes. The currency ERC rates are set at £4m (Four Million Pounds) @ 1st April 2021 (AVD) for the RCG 2023 Publication. | Costs are for a rate /m2 area of concrete wall | Where practicable measure length and thickness. Depth may be difficult to obtain unless plans and sections are available. | - | - | - | - | - | - | - | 10222 |  | m2 | - | 3 - INDUSTRIAL | David Grace | Jim Allen | 103.1595 | Option 2 | 127.8975 | 23.98% | 136 | 102.7839 | -0.364% | -19.64% | 102.7839 | -0.364% | AECOM | Mohammed Imran | VOA_GPN_GOV_UK\7254880 | 2021-10-18 | Low | - | Low | Costs provided by AECOM (industry experts) | - | - | NA | SPONS A&B | 2 | (BEAMS Note 2) Standard | - | - | 2 | TRUE
5024 | 63M0DC | 7461 | 63M0DC | Sewage treatment works | Dividing walls | Concrete reinforced | 300mm thick | - | Common in chambers and tanks as dividing walls are reinforced concrete walls of various widths from 150mm to 600mm. Certain chambers and tanks at STW will require additions for these internal walls. | Location Adjustment Applicable (See Guidance Notes) - ERC = UK mean of 1.00 | (BEAMS Note 2) The ERC for this item should be added to all other rateable items on the hereditament (except land). Therefore the total of the ERC of the other Building Items and the P&M ERC (where applicable) to enable the correct contract size adjustment to be made. ERC of Building Component + ERC of P&M = Total ERC to which contract size adjustment should be applied. The appropriate % adjustment should be made in accordance with the scale for contract size adjustment specified under section 6 of the RCG 2023 Guidance notes. The currency ERC rates are set at £4m (Four Million Pounds) @ 1st April 2021 (AVD) for the RCG 2023 Publication. | Costs are for a rate /m2 area of concrete wall | Where practicable measure length and thickness. Depth may be difficult to obtain unless plans and sections are available. | - | - | - | - | - | - | - | 10222 |  | m2 | - | 3 - INDUSTRIAL | David Grace | Jim Allen | 111.9765 | Option 2 | 138.8289 | 23.98% | 149 | 112.6089 | 0.5647% | -18.89% | 112.6089 | 0.5647% | AECOM | Mohammed Imran | VOA_GPN_GOV_UK\7254880 | 2021-10-18 | Low | - | Low | Costs provided by AECOM (industry experts) | - | - | NA | SPONS A&B | 2 | (BEAMS Note 2) Standard | - | - | 2 | TRUE
5025 | 63M0DD | 7517 | 63M0DD | Sewage treatment works | Dividing walls | Concrete reinforced | 450mm thick | - | Common in chambers and tanks as dividing walls are reinforced concrete walls of various widths from 150mm to 600mm. Certain chambers and tanks at STW will require additions for these internal walls. | Location Adjustment Applicable (See Guidance Notes) - ERC = UK mean of 1.00 | (BEAMS Note 2) The ERC for this item should be added to all other rateable items on the hereditament (except land). Therefore the total of the ERC of the other Building Items and the P&M ERC (where applicable) to enable the correct contract size adjustment to be made. ERC of Building Component + ERC of P&M = Total ERC to which contract size adjustment should be applied. The appropriate % adjustment should be made in accordance with the scale for contract size adjustment specified under section 6 of the RCG 2023 Guidance notes. The currency ERC rates are set at £4m (Four Million Pounds) @ 1st April 2021 (AVD) for the RCG 2023 Publication. | Costs are for a rate /m2 area of concrete wall | Where practicable measure length and thickness. Depth may be difficult to obtain unless plans and sections are available. | - | - | - | - | - | - | - | 10222 |  | m2 | - | 3 - INDUSTRIAL | David Grace | Jim Allen | 126.9655 | Option 2 | 157.4123 | 23.98% | 171 | 129.2357 | 1.788% | -17.9% | 129.2357 | 1.788% | AECOM | Mohammed Imran | VOA_GPN_GOV_UK\7254880 | 2021-10-18 | Low | - | Low | Costs provided by AECOM (industry experts) | - | - | NA | SPONS A&B | 2 | (BEAMS Note 2) Standard | - | - | 2 | TRUE
5026 | 63M0DE | 7480 | 63M0DE | Sewage treatment works | Dividing walls | Concrete reinforced | 600mm thick | - | Common in chambers and tanks as dividing walls are reinforced concrete walls of various widths from 150mm to 600mm. Certain chambers and tanks at STW will require additions for these internal walls. | Location Adjustment Applicable (See Guidance Notes) - ERC = UK mean of 1.00 | (BEAMS Note 2) The ERC for this item should be added to all other rateable items on the hereditament (except land). Therefore the total of the ERC of the other Building Items and the P&M ERC (where applicable) to enable the correct contract size adjustment to be made. ERC of Building Component + ERC of P&M = Total ERC to which contract size adjustment should be applied. The appropriate % adjustment should be made in accordance with the scale for contract size adjustment specified under section 6 of the RCG 2023 Guidance notes. The currency ERC rates are set at £4m (Four Million Pounds) @ 1st April 2021 (AVD) for the RCG 2023 Publication. | Costs are for a rate /m2 area of concrete wall | Where practicable measure length and thickness. Depth may be difficult to obtain unless plans and sections are available. | - | - | - | - | - | - | - | 10222 |  | m2 | - | 3 - INDUSTRIAL | David Grace | Jim Allen | 142.8362 | Option 2 | 177.0889 | 23.98% | 198 | 149.6413 | 4.764% | -15.5% | 149.6413 | 4.764% | AECOM | Mohammed Imran | VOA_GPN_GOV_UK\7254880 | 2021-10-18 | Low | - | Low | Costs provided by AECOM (industry experts) | - | - | NA | SPONS A&B | 2 | (BEAMS Note 2) Standard | - | - | 2 | TRUE
5027 | 63M1C1 | 4110 | 63M1C1 | Sewage treatment works | Dortmund tanks | Conical or pyramidal base | Over 100.0m³ - 250.0m³ | - | These normally consist of a square tank with the base comprising of an inverted pyramid. They are normally made of reinforced concrete and used for settlement. Tanks normally set below ground with an up stand topped with a safety rail. The cost of this upstand and safety rail is included in the cost rates provided. The gross internal volume includes the volume of the weir. | Location Adjustment Applicable (See Guidance Notes) - ERC = UK mean of 1.00 | (BEAMS Note 2) The ERC for this item should be added to all other rateable items on the hereditament (except land). Therefore the total of the ERC of the other Building Items and the P&M ERC (where applicable) to enable the correct contract size adjustment to be made. ERC of Building Component + ERC of P&M = Total ERC to which contract size adjustment should be applied. The appropriate % adjustment should be made in accordance with the scale for contract size adjustment specified under section 6 of the RCG 2023 Guidance notes. The currency ERC rates are set at £4m (Four Million Pounds) @ 1st April 2021 (AVD) for the RCG 2023 Publication. | Additional cost should be added for handrails, walkways, elevated tanks or conduits, supporting concrete structure and foundations using rates for reinforced concrete beams and columns (Category: Frames: Reinforced Concrete, Foundations: Isolated Bases Item: Concrete - Reinforced). | GIV | Class 4 Table 4 Tanks | If the tank does not exceed 400 cubic metres Class 4(d) needs to be considered. Is it readily capable of being moved from one site and re-erected in its original state on another without substantial demolition of any surrounding structure. In reality most concrete tanks less than 400 cubic metres either above ground or below will not be capable of moving and re-erecting in its original state and thus are rateable. Note that the scraper unit is not rateable. | Security lighting, walkways. | - | - | See page 6 of 6 of document in Evidence tab | - | 10232 | 1 | m3 | - | 3 - INDUSTRIAL | David Grace | Jim Allen | 357.0904 | Option 2 | 442.7222 | 23.98% | 646 | 488.2237 | 36.72% | 10.28% | 488.2237 | 36.72% | AECOM | Mohammed Imran | VOA_GPN_GOV_UK\7254880 | 2021-10-06 | Low | - | Low | Costs provided by AECOM (industry experts) | - | - | NA | SPONS A&B | 2 | (BEAMS Note 2) Standard | See page 6 of 6 of document in Evidence tab | - | 2 | TRUE
5028 | 63M1C2 | 5981 | 63M1C2 | Sewage treatment works | Dortmund tanks | Conical or pyramidal base | Over 250.0m³ | - | These normally consist of a square tank with the base comprising of an inverted pyramid. They are normally made of reinforced concrete and used for settlement. Tanks normally set below ground with an up stand topped with a safety rail. The cost of this upstand and safety rail is included in the cost rates provided. The gross internal volume includes the volume of the weir. | Location Adjustment Applicable (See Guidance Notes) - ERC = UK mean of 1.00 | (BEAMS Note 2) The ERC for this item should be added to all other rateable items on the hereditament (except land). Therefore the total of the ERC of the other Building Items and the P&M ERC (where applicable) to enable the correct contract size adjustment to be made. ERC of Building Component + ERC of P&M = Total ERC to which contract size adjustment should be applied. The appropriate % adjustment should be made in accordance with the scale for contract size adjustment specified under section 6 of the RCG 2023 Guidance notes. The currency ERC rates are set at £4m (Four Million Pounds) @ 1st April 2021 (AVD) for the RCG 2023 Publication. | Additional cost should be added for handrails, walkways, elevated tanks or conduits, supporting concrete structure and foundations using rates for reinforced concrete beams and columns (Category: Frames: Reinforced Concrete, Foundations: Isolated Bases Item: Concrete - Reinforced). | GIV | Class 4 Table 4 Tanks | If the tank does not exceed 400 cubic metres Class 4(d) needs to be considered. Is it readily capable of being moved from one site and re-erected in its original state on another without substantial demolition of any surrounding structure. In reality most concrete tanks less than 400 cubic metres either above ground or below will not be capable of moving and re-erecting in its original state and thus are rateable. Note that the scraper unit is not rateable. | Security lighting, walkways. | - | - | See page 6 of 6 of document in Evidence tab | - | 10232 | 1 | m3 | - | 3 - INDUSTRIAL | David Grace | Jim Allen | 250.4042 | Option 2 | 310.4521 | 23.98% | 578 | 436.8318 | 74.45% | 40.71% | 436.8318 | 74.45% | AECOM | Mohammed Imran | VOA_GPN_GOV_UK\7254880 | 2021-10-07 | Low | - | Low | Costs provided by AECOM (industry experts) | - | - | NA | SPONS A&B | 2 | (BEAMS Note 2) Standard | See page 6 of 6 of document in Evidence tab | - | 2 | TRUE
5029 | 63M1CS | 4218 | 63M1CS | Sewage treatment works | Dortmund tanks | Conical or pyramidal base | < 25.0m³ | - | These normally consist of a square tank with the base comprising of an inverted pyramid. They are normally made of reinforced concrete and used for settlement. Tanks normally set below ground with an up stand topped with a safety rail. The cost of this upstand and safety rail is included in the cost rates provided. The gross internal volume includes the volume of the weir. | Location Adjustment Applicable (See Guidance Notes) - ERC = UK mean of 1.00 | (BEAMS Note 2) The ERC for this item should be added to all other rateable items on the hereditament (except land). Therefore the total of the ERC of the other Building Items and the P&M ERC (where applicable) to enable the correct contract size adjustment to be made. ERC of Building Component + ERC of P&M = Total ERC to which contract size adjustment should be applied. The appropriate % adjustment should be made in accordance with the scale for contract size adjustment specified under section 6 of the RCG 2023 Guidance notes. The currency ERC rates are set at £4m (Four Million Pounds) @ 1st April 2021 (AVD) for the RCG 2023 Publication. | Additional cost should be added for handrails, walkways, elevated tanks or conduits, supporting concrete structure and foundations using rates for reinforced concrete beams and columns (Category: Frames: Reinforced Concrete, Foundations: Isolated Bases Item: Concrete - Reinforced). | GIV | Class 4 Table 4 Tanks | If the tank does not exceed 400 cubic metres Class 4(d) needs to be considered. Is it readily capable of being moved from one site and re-erected in its original state on another without substantial demolition of any surrounding structure. In reality most concrete tanks less than 400 cubic metres either above ground or below will not be capable of moving and re-erecting in its original state and thus are rateable. Note that the scraper unit is not rateable. | Security lighting, walkways. | - | - | See page 6 of 6 of document in Evidence tab | - | 10232 | 1 | m3 | - | 3 - INDUSTRIAL | David Grace | Jim Allen | 619.8384 | Option 2 | 768.4783 | 23.98% | 1189 | 898.6038 | 44.97% | 16.93% | 898.6038 | 44.97% | AECOM | Mohammed Imran | VOA_GPN_GOV_UK\7254880 | 2021-10-07 | Low | - | Low | Costs provided by AECOM (industry experts) | - | - | NA | SPONS A&B | 2 | (BEAMS Note 2) Standard | See page 6 of 6 of document in Evidence tab | - | 2 | TRUE
5030 | 63M1CT | 4223 | 63M1CT | Sewage treatment works | Dortmund tanks | Conical or pyramidal base | Over 25.0m³ - 30.0m³ | - | These normally consist of a square tank with the base comprising of an inverted pyramid. They are normally made of reinforced concrete and used for settlement. Tanks normally set below ground with an up stand topped with a safety rail. The cost of this upstand and safety rail is included in the cost rates provided. The gross internal volume includes the volume of the weir. | Location Adjustment Applicable (See Guidance Notes) - ERC = UK mean of 1.00 | (BEAMS Note 2) The ERC for this item should be added to all other rateable items on the hereditament (except land). Therefore the total of the ERC of the other Building Items and the P&M ERC (where applicable) to enable the correct contract size adjustment to be made. ERC of Building Component + ERC of P&M = Total ERC to which contract size adjustment should be applied. The appropriate % adjustment should be made in accordance with the scale for contract size adjustment specified under section 6 of the RCG 2023 Guidance notes. The currency ERC rates are set at £4m (Four Million Pounds) @ 1st April 2021 (AVD) for the RCG 2023 Publication. | Additional cost should be added for handrails, walkways, elevated tanks or conduits, supporting concrete structure and foundations using rates for reinforced concrete beams and columns (Category: Frames: Reinforced Concrete, Foundations: Isolated Bases Item: Concrete - Reinforced). | GIV | Class 4 Table 4 Tanks | If the tank does not exceed 400 cubic metres Class 4(d) needs to be considered. Is it readily capable of being moved from one site and re-erected in its original state on another without substantial demolition of any surrounding structure. In reality most concrete tanks less than 400 cubic metres either above ground or below will not be capable of moving and re-erecting in its original state and thus are rateable. Note that the scraper unit is not rateable. | Security lighting, walkways. | - | - | See page 6 of 6 of document in Evidence tab | - | 10232 | 1 | m3 | - | 3 - INDUSTRIAL | David Grace | Jim Allen | 568.6996 | Option 2 | 705.0761 | 23.98% | 1154 | 872.152 | 53.36% | 23.7% | 872.152 | 53.36% | AECOM | Mohammed Imran | VOA_GPN_GOV_UK\7254880 | 2021-10-07 | Low | - | Low | Costs provided by AECOM (industry experts) | - | - | NA | SPONS A&B | 2 | (BEAMS Note 2) Standard | See page 6 of 6 of document in Evidence tab | - | 2 | TRUE
5031 | 63M1CU | 5757 | 63M1CU | Sewage treatment works | Dortmund tanks | Conical or pyramidal base | Over 30.0m³ - 50.0m³ | - | These normally consist of a square tank with the base comprising of an inverted pyramid. They are normally made of reinforced concrete and used for settlement. Tanks normally set below ground with an up stand topped with a safety rail. The cost of this upstand and safety rail is included in the cost rates provided. The gross internal volume includes the volume of the weir. | Location Adjustment Applicable (See Guidance Notes) - ERC = UK mean of 1.00 | (BEAMS Note 2) The ERC for this item should be added to all other rateable items on the hereditament (except land). Therefore the total of the ERC of the other Building Items and the P&M ERC (where applicable) to enable the correct contract size adjustment to be made. ERC of Building Component + ERC of P&M = Total ERC to which contract size adjustment should be applied. The appropriate % adjustment should be made in accordance with the scale for contract size adjustment specified under section 6 of the RCG 2023 Guidance notes. The currency ERC rates are set at £4m (Four Million Pounds) @ 1st April 2021 (AVD) for the RCG 2023 Publication. | Additional cost should be added for handrails, walkways, elevated tanks or conduits, supporting concrete structure and foundations using rates for reinforced concrete beams and columns (Category: Frames: Reinforced Concrete, Foundations: Isolated Bases Item: Concrete - Reinforced). | GIV | Class 4 Table 4 Tanks | If the tank does not exceed 400 cubic metres Class 4(d) needs to be considered. Is it readily capable of being moved from one site and re-erected in its original state on another without substantial demolition of any surrounding structure. In reality most concrete tanks less than 400 cubic metres either above ground or below will not be capable of moving and re-erecting in its original state and thus are rateable. Note that the scraper unit is not rateable. | Security lighting, walkways. | - | - | See page 6 of 6 of document in Evidence tab | - | 10232 | 1 | m3 | - | 3 - INDUSTRIAL | David Grace | Jim Allen | 517.5607 | Option 2 | 641.6739 | 23.98% | 1026 | 775.4142 | 49.82% | 20.84% | 775.4142 | 49.82% | AECOM | Mohammed Imran | VOA_GPN_GOV_UK\7254880 | 2021-10-07 | Low | - | Low | Costs provided by AECOM (industry experts) | - | - | NA | SPONS A&B | 2 | (BEAMS Note 2) Standard | See page 6 of 6 of document in Evidence tab | - | 2 | TRUE
5032 | 63M1CV | 5586 | 63M1CV | Sewage treatment works | Dortmund tanks | Conical or pyramidal base | Over 50.0m³ - 62.0m³ | - | These normally consist of a square tank with the base comprising of an inverted pyramid. They are normally made of reinforced concrete and used for settlement. Tanks normally set below ground with an up stand topped with a safety rail. The cost of this upstand and safety rail is included in the cost rates provided. The gross internal volume includes the volume of the weir. | Location Adjustment Applicable (See Guidance Notes) - ERC = UK mean of 1.00 | (BEAMS Note 2) The ERC for this item should be added to all other rateable items on the hereditament (except land). Therefore the total of the ERC of the other Building Items and the P&M ERC (where applicable) to enable the correct contract size adjustment to be made. ERC of Building Component + ERC of P&M = Total ERC to which contract size adjustment should be applied. The appropriate % adjustment should be made in accordance with the scale for contract size adjustment specified under section 6 of the RCG 2023 Guidance notes. The currency ERC rates are set at £4m (Four Million Pounds) @ 1st April 2021 (AVD) for the RCG 2023 Publication. | Additional cost should be added for handrails, walkways, elevated tanks or conduits, supporting concrete structure and foundations using rates for reinforced concrete beams and columns (Category: Frames: Reinforced Concrete, Foundations: Isolated Bases Item: Concrete - Reinforced). | GIV | Class 4 Table 4 Tanks | If the tank does not exceed 400 cubic metres Class 4(d) needs to be considered. Is it readily capable of being moved from one site and re-erected in its original state on another without substantial demolition of any surrounding structure. In reality most concrete tanks less than 400 cubic metres either above ground or below will not be capable of moving and re-erecting in its original state and thus are rateable. Note that the scraper unit is not rateable. | Security lighting, walkways. | - | - | See page 6 of 6 of document in Evidence tab | - | 10232 | 1 | m3 | - | 3 - INDUSTRIAL | David Grace | Jim Allen | 466.4218 | Option 2 | 578.2717 | 23.98% | 923 | 697.5705 | 49.56% | 20.63% | 697.5705 | 49.56% | AECOM | Mohammed Imran | VOA_GPN_GOV_UK\7254880 | 2021-10-07 | Low | - | Low | Costs provided by AECOM (industry experts) | - | - | NA | SPONS A&B | 2 | (BEAMS Note 2) Standard | See page 6 of 6 of document in Evidence tab | - | 2 | TRUE
5033 | 63M1CW | 5643 | 63M1CW | Sewage treatment works | Dortmund tanks | Conical or pyramidal base | Over 62.0m³ - 100.0m³ | - | These normally consist of a square tank with the base comprising of an inverted pyramid. They are normally made of reinforced concrete and used for settlement. Tanks normally set below ground with an up stand topped with a safety rail. The cost of this upstand and safety rail is included in the cost rates provided. The gross internal volume includes the volume of the weir. | Location Adjustment Applicable (See Guidance Notes) - ERC = UK mean of 1.00 | (BEAMS Note 2) The ERC for this item should be added to all other rateable items on the hereditament (except land). Therefore the total of the ERC of the other Building Items and the P&M ERC (where applicable) to enable the correct contract size adjustment to be made. ERC of Building Component + ERC of P&M = Total ERC to which contract size adjustment should be applied. The appropriate % adjustment should be made in accordance with the scale for contract size adjustment specified under section 6 of the RCG 2023 Guidance notes. The currency ERC rates are set at £4m (Four Million Pounds) @ 1st April 2021 (AVD) for the RCG 2023 Publication. | Additional cost should be added for handrails, walkways, elevated tanks or conduits, supporting concrete structure and foundations using rates for reinforced concrete beams and columns (Category: Frames: Reinforced Concrete, Foundations: Isolated Bases Item: Concrete - Reinforced). | GIV | Class 4 Table 4 Tanks | If the tank does not exceed 400 cubic metres Class 4(d) needs to be considered. Is it readily capable of being moved from one site and re-erected in its original state on another without substantial demolition of any surrounding structure. In reality most concrete tanks less than 400 cubic metres either above ground or below will not be capable of moving and re-erecting in its original state and thus are rateable. Note that the scraper unit is not rateable. | Security lighting, walkways. | - | - | See page 6 of 6 of document in Evidence tab | - | 10232 | 1 | m3 | - | 3 - INDUSTRIAL | David Grace | Jim Allen | 415.2829 | Option 2 | 514.8695 | 23.98% | 822 | 621.2383 | 49.59% | 20.66% | 621.2383 | 49.59% | AECOM | Mohammed Imran | VOA_GPN_GOV_UK\7254880 | 2021-10-07 | Low | - | Low | Costs provided by AECOM (industry experts) | - | - | NA | SPONS A&B | 2 | (BEAMS Note 2) Standard | See page 6 of 6 of document in Evidence tab | - | 2 | TRUE
5034 | 63M0Q1 | 4210 | 63M0Q1 | Sewage treatment works | Gas holders | Spiral or telescopic tanks | 5000.0m³ typical | - | Plate metal traditional gas holder either spiral or telescopic type. Usually water sealed on concrete base. Used for the storage of sludge gas, which has been processed and is mainly methane (Methane 65% Carbon Dioxide 30%). Average size holder is 5000 m3. Rates include ladders, handrails round top of tank. | Location Adjustment Applicable (See Guidance Notes) - ERC = UK mean of 1.00 | (BEAMS Note 2) The ERC for this item should be added to all other rateable items on the hereditament (except land). Therefore the total of the ERC of the other Building Items and the P&M ERC (where applicable) to enable the correct contract size adjustment to be made. ERC of Building Component + ERC of P&M = Total ERC to which contract size adjustment should be applied. The appropriate % adjustment should be made in accordance with the scale for contract size adjustment specified under section 6 of the RCG 2023 Guidance notes. The currency ERC rates are set at £4m (Four Million Pounds) @ 1st April 2021 (AVD) for the RCG 2023 Publication. | Costs are for standard size tanks although other sizes are available. Costs do not include for associated condensate chambers, lightning protection or surrounding paving, stairs, walkways (metal or concrete) | Establish gross internal volume of gas holder when full | Class 4 Table 4 Gas Holders Class 4 Table 4 Tanks Note size limitation Preamble to Class 4 (d) Class 4 Table 3 foundations | Class 4 (d) does not exceed 400 cubic metres and which is readily capable of being moved from one site and re-erected in its original state on another | Class 2 Hazards Site works - tank compound | - | - | Photo 1 - Raised Holder - concrete base and metal expandable top Photo 2 - Top Metal Mechanism Lowered. Gasholder, not raised. (All Metal Tank). | - | 10226 |  | M3 | one | NA | NA | NA | 229.2432 | Option 2 | 284.2167 | 23.98% | 310.7509 | 234.8544 | 2.448% | -17.37% | 234.8544 | 2.448% | Indexed | NA | VOA_GPN_GOV_UK\7246041 | 2019-08-30 | Low | - | Medium | Risk taken from previous CG | - | - | NA | SPONS A&B | NA | (BEAMS Note 2) The ERC for this item should be added to all other rateable items on the hereditament (except land). Therefore the total of the ERC of the other Building Items and the P&M ERC (where applicable) to enable the correct contract size adjustment to be made. ERC of Building Component + ERC of P&M = Total ERC to which contract size adjustment should be applied. The appropriate % adjustment should be made in accordance with the scale for contract size adjustment specified under section 6 of the RCG 2021 Guidance notes. The currency ERC rates are set at £4m (Four Million Pounds) @ 1st April 2019 (AVD) for the RCG 2021 Publication. | Photo 1 - Raised Holder - concrete base and metal expandable top Photo 2 - Top Metal Mechanism Lowered. Gasholder, not raised. (All Metal Tank). | - | 2 | TRUE
5035 | 63M1E1 | 7519 | 63M1E1 | Sewage treatment works | GRP covers | To tanks and chambers. | Glass reinforced plastic (GRP) | - | With increasing need for odour control many works now have covers over tanks. These covers are frequently made out of Glass Reinforced Plastic (GRP). These covers will normally be brought to site in sections and then bolted together. The covers are also bolted in place over the tanks, being a permanent feature of the works and are not designed to be removed in the normal operational process. A cover may be placed over a tank to minimise the escape of odour; alternatively, air inside the tanks is pumped away to an odour control centre where it is in some circumstances treated prior to discharge into the atmosphere. Where there is air extraction there will be vents within the cover to allow air into the tanks. This prevents a vacuum forming inside the tank. The action of pumping air out of the tank stops any odours escapin | Location Adjustment Applicable (See Guidance Notes) - ERC = UK mean of 1.00 | (BEAMS Note 2) The ERC for this item should be added to all other rateable items on the hereditament (except land). Therefore the total of the ERC of the other Building Items and the P&M ERC (where applicable) to enable the correct contract size adjustment to be made. ERC of Building Component + ERC of P&M = Total ERC to which contract size adjustment should be applied. The appropriate % adjustment should be made in accordance with the scale for contract size adjustment specified under section 6 of the RCG 2023 Guidance notes. The currency ERC rates are set at £4m (Four Million Pounds) @ 1st April 2021 (AVD) for the RCG 2023 Publication. | - | - | Covers may be rateable as part of the tank over which they sit. Tanks are a named item under Class 4 Table 4. Under Class 4 (b) covers will only be rateable if they form an integral part of the tank over which they are situated. Deciding if a cover is an integral part of a tank is a question that will need to be resolved in each separate case. Factors that point to the cover being an integral part of the tank are: a strong degree of fixation between the cover and the tank; the cover is a substantial structure in its own right; the cover cannot easily be removed; the cover is seldom if ever removed and the cover is designed to be in place during normal operating conditions. Odour control is a feature of the works on which the covered tank(s) are found. | - | Security lighting, Conduits | - | - | Photo 1 - Settlement tank cover Photo 2 - GRP cover to tank | - | 10231 |  | M2 | - | NA | NA | NA | 176.341 | Option 2 | 218.6282 | 23.98% | 239.0391 | 180.6573 | 2.448% | -17.37% | 0 | -100% | Redirected | NA | VOA_GPN_GOV_UK\7246041 | 2021-10-18 | Low | - | Medium | Risk taken from previous CG | - | - | NA | SPONS A&B | NA | (BEAMS Note 2) The ERC for this item should be added to all other rateable items on the hereditament (except land). Therefore the total of the ERC of the other Building Items and the P&M ERC (where applicable) to enable the correct contract size adjustment to be made. ERC of Building Component + ERC of P&M = Total ERC to which contract size adjustment should be applied. The appropriate % adjustment should be made in accordance with the scale for contract size adjustment specified under section 6 of the RCG 2021 Guidance notes. The currency ERC rates are set at £4m (Four Million Pounds) @ 1st April 2019 (AVD) for the RCG 2021 Publication. | Photo 1 - Settlement tank cover Photo 2 - GRP cover to tank | - | 2 | TRUE
| 63M1E2 |  | 63M1E2 | Sewage treatment works | GRP covers | To tanks and chambers | Glass reinforced plastic (GRP) | Upto 50m2 | Covers are frequently made of Glass Reinforced Plastic. The covers will normally be brought to site in sections and then bolted together. The covers are also bolted in place over the tanks, being a permanent feature of the works and are not designed to be removed in the normal operational process. | Location Adjustment Applicable (See Guidance Notes) - ERC = UK mean of 1.00 | (BEAMS Note 2) The ERC for this item should be added to all other rateable items on the hereditament (except land). Therefore the total of the ERC of the other Building Items and the P&M ERC (where applicable) to enable the correct contract size adjustment to be made. ERC of Building Component + ERC of P&M = Total ERC to which contract size adjustment should be applied. The appropriate % adjustment should be made in accordance with the scale for contract size adjustment specified under section 6 of the RCG 2023 Guidance notes. The currency ERC rates are set at £4m (Four Million Pounds) @ 1st April 2021 (AVD) for the RCG 2023 Publication. | Area of cover in m2 | - | Covers may be rateable as part of the tank over which they sit. Tanks are a named item under Class 4 Table 4. Under Class 4 (b) covers will only be rateable if they form an integral part of the tank over which they are situated. Deciding if a cover is an integral part of a tank is a question that will need to be resolved in each separate case. Factors that point to the cover being an integral part of the tank are: a strong degree of fixation between the cover and the tank; the cover is a substantial structure in its own right; the cover cannot easily be removed; the cover is seldom if ever removed and the cover is designed to be in place during normal operating conditions. Odour control is a feature of the works on which the covered tank(s) are found. | - | Security lighting, Conduits | - | - | See page 6 of 6 of document in Evidence tab | - | 10231 | 63M1E1 | m2 | - | 3 - INDUSTRIAL | David Grace | Jim Allen | #N/A | Option 2 | ERROR | 0% | 415 | 288.8477 | 0% | 0% | 288.8477 | 0% | AECOM | Mohammed Imran | VOA_GPN_GOV_UK\7254880 | 2021-12-03 | Low | - | Low | Costs provided by AECOM (industry experts) | - | - | NA | SPONS Civils | 2 | (BEAMS Note 2) Standard | - | - | 2 | TRUE
| 63M1E3 |  | 63M1E3 | Sewage treatment works | GRP covers | To tanks and chambers | Glass reinforced plastic (GRP) | 50m2 - 100m2 | Covers are frequently made of Glass Reinforced Plastic. The covers will normally be brought to site in sections and then bolted together. The covers are also bolted in place over the tanks, being a permanent feature of the works and are not designed to be removed in the normal operational process. | Location Adjustment Applicable (See Guidance Notes) - ERC = UK mean of 1.00 | (BEAMS Note 2) The ERC for this item should be added to all other rateable items on the hereditament (except land). Therefore the total of the ERC of the other Building Items and the P&M ERC (where applicable) to enable the correct contract size adjustment to be made. ERC of Building Component + ERC of P&M = Total ERC to which contract size adjustment should be applied. The appropriate % adjustment should be made in accordance with the scale for contract size adjustment specified under section 6 of the RCG 2023 Guidance notes. The currency ERC rates are set at £4m (Four Million Pounds) @ 1st April 2021 (AVD) for the RCG 2023 Publication. | Area of cover in m2 | - | Covers may be rateable as part of the tank over which they sit. Tanks are a named item under Class 4 Table 4. Under Class 4 (b) covers will only be rateable if they form an integral part of the tank over which they are situated. Deciding if a cover is an integral part of a tank is a question that will need to be resolved in each separate case. Factors that point to the cover being an integral part of the tank are: a strong degree of fixation between the cover and the tank; the cover is a substantial structure in its own right; the cover cannot easily be removed; the cover is seldom if ever removed and the cover is designed to be in place during normal operating conditions. Odour control is a feature of the works on which the covered tank(s) are found. | - | Security lighting, Conduits | - | - | See page 6 of 6 of document in Evidence tab | - | 10231 | 63M1E1 | m2 | - | 3 - INDUSTRIAL | David Grace | Jim Allen | #N/A | Option 2 | ERROR | 0% | 341 | 237.3423 | 0% | 0% | 237.3423 | 0% | AECOM | Mohammed Imran | VOA_GPN_GOV_UK\7254880 | 2021-12-03 | Low | - | Low | Costs provided by AECOM (industry experts) | - | - | NA | SPONS Civils | 2 | (BEAMS Note 2) Standard | - | - | 2 | TRUE
| 63M1E4 |  | 63M1E4 | Sewage treatment works | GRP covers | To tanks and chambers | Glass reinforced plastic (GRP) | 100m2 - 150m2 | Covers are frequently made of Glass Reinforced Plastic. The covers will normally be brought to site in sections and then bolted together. The covers are also bolted in place over the tanks, being a permanent feature of the works and are not designed to be removed in the normal operational process. | Location Adjustment Applicable (See Guidance Notes) - ERC = UK mean of 1.00 | (BEAMS Note 2) The ERC for this item should be added to all other rateable items on the hereditament (except land). Therefore the total of the ERC of the other Building Items and the P&M ERC (where applicable) to enable the correct contract size adjustment to be made. ERC of Building Component + ERC of P&M = Total ERC to which contract size adjustment should be applied. The appropriate % adjustment should be made in accordance with the scale for contract size adjustment specified under section 6 of the RCG 2023 Guidance notes. The currency ERC rates are set at £4m (Four Million Pounds) @ 1st April 2021 (AVD) for the RCG 2023 Publication. | Area of cover in m2 | - | Covers may be rateable as part of the tank over which they sit. Tanks are a named item under Class 4 Table 4. Under Class 4 (b) covers will only be rateable if they form an integral part of the tank over which they are situated. Deciding if a cover is an integral part of a tank is a question that will need to be resolved in each separate case. Factors that point to the cover being an integral part of the tank are: a strong degree of fixation between the cover and the tank; the cover is a substantial structure in its own right; the cover cannot easily be removed; the cover is seldom if ever removed and the cover is designed to be in place during normal operating conditions. Odour control is a feature of the works on which the covered tank(s) are found. | - | Security lighting, Conduits | - | - | See page 6 of 6 of document in Evidence tab | - | 10231 | 63M1E1 | m2 | - | 3 - INDUSTRIAL | David Grace | Jim Allen | #N/A | Option 2 | ERROR | 0% | 304 | 211.5896 | 0% | 0% | 211.5896 | 0% | AECOM | Mohammed Imran | VOA_GPN_GOV_UK\7254880 | 2021-12-03 | Low | - | Low | Costs provided by AECOM (industry experts) | - | - | NA | SPONS Civils | 2 | (BEAMS Note 2) Standard | - | - | 2 | TRUE
| 63M1E5 |  | 63M1E5 | Sewage treatment works | GRP covers | To tanks and chambers | Glass reinforced plastic (GRP) | 150m2 - 200m2 | Covers are frequently made of Glass Reinforced Plastic. The covers will normally be brought to site in sections and then bolted together. The covers are also bolted in place over the tanks, being a permanent feature of the works and are not designed to be removed in the normal operational process. | Location Adjustment Applicable (See Guidance Notes) - ERC = UK mean of 1.00 | (BEAMS Note 2) The ERC for this item should be added to all other rateable items on the hereditament (except land). Therefore the total of the ERC of the other Building Items and the P&M ERC (where applicable) to enable the correct contract size adjustment to be made. ERC of Building Component + ERC of P&M = Total ERC to which contract size adjustment should be applied. The appropriate % adjustment should be made in accordance with the scale for contract size adjustment specified under section 6 of the RCG 2023 Guidance notes. The currency ERC rates are set at £4m (Four Million Pounds) @ 1st April 2021 (AVD) for the RCG 2023 Publication. | Area of cover in m2 | - | Covers may be rateable as part of the tank over which they sit. Tanks are a named item under Class 4 Table 4. Under Class 4 (b) covers will only be rateable if they form an integral part of the tank over which they are situated. Deciding if a cover is an integral part of a tank is a question that will need to be resolved in each separate case. Factors that point to the cover being an integral part of the tank are: a strong degree of fixation between the cover and the tank; the cover is a substantial structure in its own right; the cover cannot easily be removed; the cover is seldom if ever removed and the cover is designed to be in place during normal operating conditions. Odour control is a feature of the works on which the covered tank(s) are found. | - | Security lighting, Conduits | - | - | See page 6 of 6 of document in Evidence tab | - | 10231 | 63M1E1 | m2 | - | 3 - INDUSTRIAL | David Grace | Jim Allen | #N/A | Option 2 | ERROR | 0% | 281 | 195.5812 | 0% | 0% | 195.5812 | 0% | AECOM | Mohammed Imran | VOA_GPN_GOV_UK\7254880 | 2021-12-03 | Low | - | Low | Costs provided by AECOM (industry experts) | - | - | NA | SPONS Civils | 2 | (BEAMS Note 2) Standard | - | - | 2 | TRUE
| 63M1E6 |  | 63M1E6 | Sewage treatment works | GRP covers | To tanks and chambers | Glass reinforced plastic (GRP) | Over 200m2 | Covers are frequently made of Glass Reinforced Plastic. The covers will normally be brought to site in sections and then bolted together. The covers are also bolted in place over the tanks, being a permanent feature of the works and are not designed to be removed in the normal operational process. | Location Adjustment Applicable (See Guidance Notes) - ERC = UK mean of 1.00 | (BEAMS Note 2) The ERC for this item should be added to all other rateable items on the hereditament (except land). Therefore the total of the ERC of the other Building Items and the P&M ERC (where applicable) to enable the correct contract size adjustment to be made. ERC of Building Component + ERC of P&M = Total ERC to which contract size adjustment should be applied. The appropriate % adjustment should be made in accordance with the scale for contract size adjustment specified under section 6 of the RCG 2023 Guidance notes. The currency ERC rates are set at £4m (Four Million Pounds) @ 1st April 2021 (AVD) for the RCG 2023 Publication. | Area of cover in m2 | - | Covers may be rateable as part of the tank over which they sit. Tanks are a named item under Class 4 Table 4. Under Class 4 (b) covers will only be rateable if they form an integral part of the tank over which they are situated. Deciding if a cover is an integral part of a tank is a question that will need to be resolved in each separate case. Factors that point to the cover being an integral part of the tank are: a strong degree of fixation between the cover and the tank; the cover is a substantial structure in its own right; the cover cannot easily be removed; the cover is seldom if ever removed and the cover is designed to be in place during normal operating conditions. Odour control is a feature of the works on which the covered tank(s) are found. | - | Security lighting, Conduits | - | - | See page 6 of 6 of document in Evidence tab | - | 10231 | 63M1E1 | m2 | - | 3 - INDUSTRIAL | David Grace | Jim Allen | #N/A | Option 2 | ERROR | 0% | 263 | 183.0529 | 0% | 0% | 183.0529 | 0% | AECOM | Mohammed Imran | VOA_GPN_GOV_UK\7254880 | 2021-12-03 | Low | - | Low | Costs provided by AECOM (industry experts) | - | - | NA | SPONS Civils | 2 | (BEAMS Note 2) Standard | - | - | 2 | TRUE
5036 | 63MGP1 | 3974 | 63MGP1 | Sewage treatment works | GRP tanks | Conical | 1.0m upstand edge wall | 3.0m diam | Moulded Glass Reinforced Plastic (GRP) conical settlement tanks. GRP construction with corrosion resistant reinforcement specifically selected for sewage and wastewater applications. Usually formed from a series of flanged sections which are bolted together and have a non-biodegradable sealant sandwiched between the flanges. Units of 2.5 to 3 metre diameter are usually delivered to site completely assembled, whilst larger units (up to 7 metre diameter) are usually delivered in sections and assembled on site. Available with 55º (shallow excavation) or 60º cone. Used as primary, final or storm settlement tanks. The tanks are designed and usually installed below ground, although there is the option of above ground installation (mounted on a galvanised steel frame). The general design and construction is such that the completed tank will withstand both internal and external pressures and will only require a lean-mix concrete surround to eliminate pressure points on the tank skin and provide additional mass to compensate for high ground water table conditions. The lower portion of the tank is usually anchored to a concrete base slab and will also usually have a base frame to provide an anchor and levelling facility. Once the other sections of the tank are positioned, fixed, sealed, and bonded the tank is ready for backfilling. | Location Adjustment Applicable (See Guidance Notes) - ERC = UK mean of 1.00 | (BEAMS Note 2) The ERC for this item should be added to all other rateable items on the hereditament (except land). Therefore the total of the ERC of the other Building Items and the P&M ERC (where applicable) to enable the correct contract size adjustment to be made. ERC of Building Component + ERC of P&M = Total ERC to which contract size adjustment should be applied. The appropriate % adjustment should be made in accordance with the scale for contract size adjustment specified under section 6 of the RCG 2023 Guidance notes. The currency ERC rates are set at £4m (Four Million Pounds) @ 1st April 2021 (AVD) for the RCG 2023 Publication. | The costs should exclude handrails, bridges and mechanical handling equipment. | Gross internal Volume GIV m3 | - | - | - | - | - | See page 6 of 6 of document in Evidence tab | - | 10325 |  | m3 | - | 3 - INDUSTRIAL | David Grace | Jim Allen | 980.4557 | Option 2 | 1215.573 | 23.98% | 1842 | 1392.1178 | 41.99% | 14.52% | 1392.1178 | 41.99% | AECOM | Mohammed Imran | VOA_GPN_GOV_UK\7254880 | 2021-10-08 | Low | - | Low | Costs provided by AECOM (industry experts) | - | - | NA | SPONS A&B | 2 | (BEAMS Note 2) Standard | See page 6 of 6 of document in Evidence tab | - | 2 | TRUE
5037 | 63MGP2 | 3975 | 63MGP2 | Sewage treatment works | GRP tanks | Conical | 1.0m upstand edge wall | 3.5m diam | Moulded Glass Reinforced Plastic (GRP) conical settlement tanks. GRP construction with corrosion resistant reinforcement specifically selected for sewage and wastewater applications. Usually formed from a series of flanged sections which are bolted together and have a non-biodegradable sealant sandwiched between the flanges. Units of 2.5 to 3 metre diameter are usually delivered to site completely assembled, whilst larger units (up to 7 metre diameter) are usually delivered in sections and assembled on site. Available with 55º (shallow excavation) or 60º cone. Used as primary, final or storm settlement tanks. The tanks are designed and usually installed below ground, although there is the option of above ground installation (mounted on a galvanised steel frame). The general design and construction is such that the completed tank will withstand both internal and external pressures and will only require a lean-mix concrete surround to eliminate pressure points on the tank skin and provide additional mass to compensate for high ground water table conditions. The lower portion of the tank is usually anchored to a concrete base slab and will also usually have a base frame to provide an anchor and levelling facility. Once the other sections of the tank are positioned, fixed, sealed, and bonded the tank is ready for backfilling. | Location Adjustment Applicable (See Guidance Notes) - ERC = UK mean of 1.00 | (BEAMS Note 2) The ERC for this item should be added to all other rateable items on the hereditament (except land). Therefore the total of the ERC of the other Building Items and the P&M ERC (where applicable) to enable the correct contract size adjustment to be made. ERC of Building Component + ERC of P&M = Total ERC to which contract size adjustment should be applied. The appropriate % adjustment should be made in accordance with the scale for contract size adjustment specified under section 6 of the RCG 2023 Guidance notes. The currency ERC rates are set at £4m (Four Million Pounds) @ 1st April 2021 (AVD) for the RCG 2023 Publication. | The costs should exclude handrails, bridges and mechanical handling equipment. | Gross internal Volume GIV m3 | - | - | - | - | - | See page 6 of 6 of document in Evidence tab | - | 10325 |  | m3 | - | 3 - INDUSTRIAL | David Grace | Jim Allen | 773.2551 | Option 2 | 958.6848 | 23.98% | 1427 | 1078.4757 | 39.47% | 12.5% | 1078.4757 | 39.47% | AECOM | Mohammed Imran | VOA_GPN_GOV_UK\7254880 | 2021-10-08 | Low | - | Low | Costs provided by AECOM (industry experts) | - | - | NA | SPONS A&B | 2 | (BEAMS Note 2) Standard | See page 6 of 6 of document in Evidence tab | - | 2 | TRUE
5038 | 63MGP3 | 3976 | 63MGP3 | Sewage treatment works | GRP tanks | Conical | 1.0m upstand edge wall | 4.0m diam | Moulded Glass Reinforced Plastic (GRP) conical settlement tanks. GRP construction with corrosion resistant reinforcement specifically selected for sewage and wastewater applications. Usually formed from a series of flanged sections which are bolted together and have a non-biodegradable sealant sandwiched between the flanges. Units of 2.5 to 3 metre diameter are usually delivered to site completely assembled, whilst larger units (up to 7 metre diameter) are usually delivered in sections and assembled on site. Available with 55º (shallow excavation) or 60º cone. Used as primary, final or storm settlement tanks. The tanks are designed and usually installed below ground, although there is the option of above ground installation (mounted on a galvanised steel frame). The general design and construction is such that the completed tank will withstand both internal and external pressures and will only require a lean-mix concrete surround to eliminate pressure points on the tank skin and provide additional mass to compensate for high ground water table conditions. The lower portion of the tank is usually anchored to a concrete base slab and will also usually have a base frame to provide an anchor and levelling facility. Once the other sections of the tank are positioned, fixed, sealed, and bonded the tank is ready for backfilling. | Location Adjustment Applicable (See Guidance Notes) - ERC = UK mean of 1.00 | (BEAMS Note 2) The ERC for this item should be added to all other rateable items on the hereditament (except land). Therefore the total of the ERC of the other Building Items and the P&M ERC (where applicable) to enable the correct contract size adjustment to be made. ERC of Building Component + ERC of P&M = Total ERC to which contract size adjustment should be applied. The appropriate % adjustment should be made in accordance with the scale for contract size adjustment specified under section 6 of the RCG 2023 Guidance notes. The currency ERC rates are set at £4m (Four Million Pounds) @ 1st April 2021 (AVD) for the RCG 2023 Publication. | The costs should exclude handrails, bridges and mechanical handling equipment. | Gross internal Volume GIV m3 | - | - | - | - | - | See page 6 of 6 of document in Evidence tab | - | 10325 |  | m3 | - | 3 - INDUSTRIAL | David Grace | Jim Allen | 624.247 | Option 2 | 773.944 | 23.98% | 1133 | 856.281 | 37.17% | 10.64% | 856.281 | 37.17% | AECOM | Mohammed Imran | VOA_GPN_GOV_UK\7254880 | 2021-10-08 | Low | - | Low | Costs provided by AECOM (industry experts) | - | - | NA | SPONS A&B | 2 | (BEAMS Note 2) Standard | See page 6 of 6 of document in Evidence tab | - | 2 | TRUE
5039 | 63MGP4 | 3977 | 63MGP4 | Sewage treatment works | GRP tanks | Conical | 1.0m upstand edge wall | 4.5m diam | Moulded Glass Reinforced Plastic (GRP) conical settlement tanks. GRP construction with corrosion resistant reinforcement specifically selected for sewage and wastewater applications. Usually formed from a series of flanged sections which are bolted together and have a non-biodegradable sealant sandwiched between the flanges. Units of 2.5 to 3 metre diameter are usually delivered to site completely assembled, whilst larger units (up to 7 metre diameter) are usually delivered in sections and assembled on site. Available with 55º (shallow excavation) or 60º cone. Used as primary, final or storm settlement tanks. The tanks are designed and usually installed below ground, although there is the option of above ground installation (mounted on a galvanised steel frame). The general design and construction is such that the completed tank will withstand both internal and external pressures and will only require a lean-mix concrete surround to eliminate pressure points on the tank skin and provide additional mass to compensate for high ground water table conditions. The lower portion of the tank is usually anchored to a concrete base slab and will also usually have a base frame to provide an anchor and levelling facility. Once the other sections of the tank are positioned, fixed, sealed, and bonded the tank is ready for backfilling. | Location Adjustment Applicable (See Guidance Notes) - ERC = UK mean of 1.00 | (BEAMS Note 2) The ERC for this item should be added to all other rateable items on the hereditament (except land). Therefore the total of the ERC of the other Building Items and the P&M ERC (where applicable) to enable the correct contract size adjustment to be made. ERC of Building Component + ERC of P&M = Total ERC to which contract size adjustment should be applied. The appropriate % adjustment should be made in accordance with the scale for contract size adjustment specified under section 6 of the RCG 2023 Guidance notes. The currency ERC rates are set at £4m (Four Million Pounds) @ 1st April 2021 (AVD) for the RCG 2023 Publication. | The costs should exclude handrails, bridges and mechanical handling equipment. | Gross internal Volume GIV m3 | - | - | - | - | - | See page 6 of 6 of document in Evidence tab | - | 10325 |  | m3 | - | 3 - INDUSTRIAL | David Grace | Jim Allen | 534.3131 | Option 2 | 662.4436 | 23.98% | 992 | 749.7182 | 40.31% | 13.17% | 749.7182 | 40.31% | AECOM | Mohammed Imran | VOA_GPN_GOV_UK\7254880 | 2021-10-08 | Low | - | Low | Costs provided by AECOM (industry experts) | - | - | NA | SPONS A&B | 2 | (BEAMS Note 2) Standard | See page 6 of 6 of document in Evidence tab | - | 2 | TRUE
5040 | 63MGP5 | 3978 | 63MGP5 | Sewage treatment works | GRP tanks | Conical | 1.0m upstand edge wall | 5.0m diam | Moulded Glass Reinforced Plastic (GRP) conical settlement tanks. GRP construction with corrosion resistant reinforcement specifically selected for sewage and wastewater applications. Usually formed from a series of flanged sections which are bolted together and have a non-biodegradable sealant sandwiched between the flanges. Units of 2.5 to 3 metre diameter are usually delivered to site completely assembled, whilst larger units (up to 7 metre diameter) are usually delivered in sections and assembled on site. Available with 55º (shallow excavation) or 60º cone. Used as primary, final or storm settlement tanks. The tanks are designed and usually installed below ground, although there is the option of above ground installation (mounted on a galvanised steel frame). The general design and construction is such that the completed tank will withstand both internal and external pressures and will only require a lean-mix concrete surround to eliminate pressure points on the tank skin and provide additional mass to compensate for high ground water table conditions. The lower portion of the tank is usually anchored to a concrete base slab and will also usually have a base frame to provide an anchor and levelling facility. Once the other sections of the tank are positioned, fixed, sealed, and bonded the tank is ready for backfilling. | Location Adjustment Applicable (See Guidance Notes) - ERC = UK mean of 1.00 | (BEAMS Note 2) The ERC for this item should be added to all other rateable items on the hereditament (except land). Therefore the total of the ERC of the other Building Items and the P&M ERC (where applicable) to enable the correct contract size adjustment to be made. ERC of Building Component + ERC of P&M = Total ERC to which contract size adjustment should be applied. The appropriate % adjustment should be made in accordance with the scale for contract size adjustment specified under section 6 of the RCG 2023 Guidance notes. The currency ERC rates are set at £4m (Four Million Pounds) @ 1st April 2021 (AVD) for the RCG 2023 Publication. | The costs should exclude handrails, bridges and mechanical handling equipment. | Gross internal Volume GIV m3 | - | - | - | - | - | See page 6 of 6 of document in Evidence tab | - | 10325 |  | m3 | - | 3 - INDUSTRIAL | David Grace | Jim Allen | 465.5401 | Option 2 | 577.1785 | 23.98% | 767 | 579.6712 | 24.52% | 0.4319% | 579.6712 | 24.52% | AECOM | Mohammed Imran | VOA_GPN_GOV_UK\7254880 | 2021-10-08 | Low | - | Low | Costs provided by AECOM (industry experts) | - | - | NA | SPONS A&B | 2 | (BEAMS Note 2) Standard | See page 6 of 6 of document in Evidence tab | - | 2 | TRUE
5041 | 63MGP6 | 3979 | 63MGP6 | Sewage treatment works | GRP tanks | Conical | 1.0m upstand edge wall | 5.5m diam | Moulded Glass Reinforced Plastic (GRP) conical settlement tanks. GRP construction with corrosion resistant reinforcement specifically selected for sewage and wastewater applications. Usually formed from a series of flanged sections which are bolted together and have a non-biodegradable sealant sandwiched between the flanges. Units of 2.5 to 3 metre diameter are usually delivered to site completely assembled, whilst larger units (up to 7 metre diameter) are usually delivered in sections and assembled on site. Available with 55º (shallow excavation) or 60º cone. Used as primary, final or storm settlement tanks. The tanks are designed and usually installed below ground, although there is the option of above ground installation (mounted on a galvanised steel frame). The general design and construction is such that the completed tank will withstand both internal and external pressures and will only require a lean-mix concrete surround to eliminate pressure points on the tank skin and provide additional mass to compensate for high ground water table conditions. The lower portion of the tank is usually anchored to a concrete base slab and will also usually have a base frame to provide an anchor and levelling facility. Once the other sections of the tank are positioned, fixed, sealed, and bonded the tank is ready for backfilling. | Location Adjustment Applicable (See Guidance Notes) - ERC = UK mean of 1.00 | (BEAMS Note 2) The ERC for this item should be added to all other rateable items on the hereditament (except land). Therefore the total of the ERC of the other Building Items and the P&M ERC (where applicable) to enable the correct contract size adjustment to be made. ERC of Building Component + ERC of P&M = Total ERC to which contract size adjustment should be applied. The appropriate % adjustment should be made in accordance with the scale for contract size adjustment specified under section 6 of the RCG 2023 Guidance notes. The currency ERC rates are set at £4m (Four Million Pounds) @ 1st April 2021 (AVD) for the RCG 2023 Publication. | The costs should exclude handrails, bridges and mechanical handling equipment. | Gross internal Volume GIV m3 | - | - | - | - | - | See page 6 of 6 of document in Evidence tab | - | 10325 |  | m3 | - | 3 - INDUSTRIAL | David Grace | Jim Allen | 423.2183 | Option 2 | 524.7078 | 23.98% | 618 | 467.0623 | 10.36% | -10.99% | 467.0623 | 10.36% | AECOM | Mohammed Imran | VOA_GPN_GOV_UK\7254880 | 2021-10-08 | Low | - | Low | Costs provided by AECOM (industry experts) | - | - | NA | SPONS A&B | 2 | (BEAMS Note 2) Standard | See page 6 of 6 of document in Evidence tab | - | 2 | TRUE
5042 | 63MGP7 | 3980 | 63MGP7 | Sewage treatment works | GRP tanks | Conical | 1.0m upstand edge wall | 6.0m diam | Moulded Glass Reinforced Plastic (GRP) conical settlement tanks. GRP construction with corrosion resistant reinforcement specifically selected for sewage and wastewater applications. Usually formed from a series of flanged sections which are bolted together and have a non-biodegradable sealant sandwiched between the flanges. Units of 2.5 to 3 metre diameter are usually delivered to site completely assembled, whilst larger units (up to 7 metre diameter) are usually delivered in sections and assembled on site. Available with 55º (shallow excavation) or 60º cone. Used as primary, final or storm settlement tanks. The tanks are designed and usually installed below ground, although there is the option of above ground installation (mounted on a galvanised steel frame). The general design and construction is such that the completed tank will withstand both internal and external pressures and will only require a lean-mix concrete surround to eliminate pressure points on the tank skin and provide additional mass to compensate for high ground water table conditions. The lower portion of the tank is usually anchored to a concrete base slab and will also usually have a base frame to provide an anchor and levelling facility. Once the other sections of the tank are positioned, fixed, sealed, and bonded the tank is ready for backfilling. | Location Adjustment Applicable (See Guidance Notes) - ERC = UK mean of 1.00 | (BEAMS Note 2) The ERC for this item should be added to all other rateable items on the hereditament (except land). Therefore the total of the ERC of the other Building Items and the P&M ERC (where applicable) to enable the correct contract size adjustment to be made. ERC of Building Component + ERC of P&M = Total ERC to which contract size adjustment should be applied. The appropriate % adjustment should be made in accordance with the scale for contract size adjustment specified under section 6 of the RCG 2023 Guidance notes. The currency ERC rates are set at £4m (Four Million Pounds) @ 1st April 2021 (AVD) for the RCG 2023 Publication. | The costs should exclude handrails, bridges and mechanical handling equipment. | Gross internal Volume GIV m3 | - | - | - | - | - | See page 6 of 6 of document in Evidence tab | - | 10325 |  | m3 | - | 3 - INDUSTRIAL | David Grace | Jim Allen | 350.9185 | Option 2 | 435.0702 | 23.98% | 501 | 378.6379 | 7.899% | -12.97% | 378.6379 | 7.899% | AECOM | Mohammed Imran | VOA_GPN_GOV_UK\7254880 | 2021-10-08 | Low | - | Low | Costs provided by AECOM (industry experts) | - | - | NA | SPONS A&B | 2 | (BEAMS Note 2) Standard | See page 6 of 6 of document in Evidence tab | - | 2 | TRUE
5043 | 63MGP8 | 3981 | 63MGP8 | Sewage treatment works | GRP tanks | Conical | 1.0m upstand edge wall | 6.5m diam | Moulded Glass Reinforced Plastic (GRP) conical settlement tanks. GRP construction with corrosion resistant reinforcement specifically selected for sewage and wastewater applications. Usually formed from a series of flanged sections which are bolted together and have a non-biodegradable sealant sandwiched between the flanges. Units of 2.5 to 3 metre diameter are usually delivered to site completely assembled, whilst larger units (up to 7 metre diameter) are usually delivered in sections and assembled on site. Available with 55º (shallow excavation) or 60º cone. Used as primary, final or storm settlement tanks. The tanks are designed and usually installed below ground, although there is the option of above ground installation (mounted on a galvanised steel frame). The general design and construction is such that the completed tank will withstand both internal and external pressures and will only require a lean-mix concrete surround to eliminate pressure points on the tank skin and provide additional mass to compensate for high ground water table conditions. The lower portion of the tank is usually anchored to a concrete base slab and will also usually have a base frame to provide an anchor and levelling facility. Once the other sections of the tank are positioned, fixed, sealed, and bonded the tank is ready for backfilling. | Location Adjustment Applicable (See Guidance Notes) - ERC = UK mean of 1.00 | (BEAMS Note 2) The ERC for this item should be added to all other rateable items on the hereditament (except land). Therefore the total of the ERC of the other Building Items and the P&M ERC (where applicable) to enable the correct contract size adjustment to be made. ERC of Building Component + ERC of P&M = Total ERC to which contract size adjustment should be applied. The appropriate % adjustment should be made in accordance with the scale for contract size adjustment specified under section 6 of the RCG 2023 Guidance notes. The currency ERC rates are set at £4m (Four Million Pounds) @ 1st April 2021 (AVD) for the RCG 2023 Publication. | The costs should exclude handrails, bridges and mechanical handling equipment. | Gross internal Volume GIV m3 | - | - | - | - | - | See page 6 of 6 of document in Evidence tab | - | 10325 |  | m3 | - | 3 - INDUSTRIAL | David Grace | Jim Allen | 357.0904 | Option 2 | 442.7222 | 23.98% | 385 | 290.9693 | -18.52% | -34.28% | 290.9693 | -18.52% | AECOM | Mohammed Imran | VOA_GPN_GOV_UK\7254880 | 2021-10-08 | Low | - | Low | Costs provided by AECOM (industry experts) | - | - | NA | SPONS A&B | 2 | (BEAMS Note 2) Standard | See page 6 of 6 of document in Evidence tab | - | 2 | TRUE
5044 | 63MGP9 | 3982 | 63MGP9 | Sewage treatment works | GRP tanks | Conical | 1.0m upstand edge wall | 7.0m diam | Moulded Glass Reinforced Plastic (GRP) conical settlement tanks. GRP construction with corrosion resistant reinforcement specifically selected for sewage and wastewater applications. Usually formed from a series of flanged sections which are bolted together and have a non-biodegradable sealant sandwiched between the flanges. Units of 2.5 to 3 metre diameter are usually delivered to site completely assembled, whilst larger units (up to 7 metre diameter) are usually delivered in sections and assembled on site. Available with 55º (shallow excavation) or 60º cone. Used as primary, final or storm settlement tanks. The tanks are designed and usually installed below ground, although there is the option of above ground installation (mounted on a galvanised steel frame). The general design and construction is such that the completed tank will withstand both internal and external pressures and will only require a lean-mix concrete surround to eliminate pressure points on the tank skin and provide additional mass to compensate for high ground water table conditions. The lower portion of the tank is usually anchored to a concrete base slab and will also usually have a base frame to provide an anchor and levelling facility. Once the other sections of the tank are positioned, fixed, sealed, and bonded the tank is ready for backfilling. | Location Adjustment Applicable (See Guidance Notes) - ERC = UK mean of 1.00 | (BEAMS Note 2) The ERC for this item should be added to all other rateable items on the hereditament (except land). Therefore the total of the ERC of the other Building Items and the P&M ERC (where applicable) to enable the correct contract size adjustment to be made. ERC of Building Component + ERC of P&M = Total ERC to which contract size adjustment should be applied. The appropriate % adjustment should be made in accordance with the scale for contract size adjustment specified under section 6 of the RCG 2023 Guidance notes. The currency ERC rates are set at £4m (Four Million Pounds) @ 1st April 2021 (AVD) for the RCG 2023 Publication. | The costs should exclude handrails, bridges and mechanical handling equipment. | Gross internal Volume GIV m3 | - | - | - | - | - | See page 6 of 6 of document in Evidence tab | - | 10325 |  | m3 | - | 3 - INDUSTRIAL | David Grace | Jim Allen | 352.6819 | Option 2 | 437.2565 | 23.98% | 307 | 232.0196 | -34.21% | -46.94% | 232.0196 | -34.21% | AECOM | Mohammed Imran | VOA_GPN_GOV_UK\7254880 | 2021-10-08 | Low | - | Low | Costs provided by AECOM (industry experts) | - | - | NA | SPONS A&B | 2 | (BEAMS Note 2) Standard | See page 6 of 6 of document in Evidence tab | - | 2 | TRUE
5045 | 63M0A22 | 5641 | 63M0A22 | Sewage treatment works | Inlet works | All - in rate | Gross internal volume | - | All in rate based on the m3 basis for channels, chambers, detritors etc. For raised inlet sections there is a need to add for supporting concrete columns and beams. | Location Adjustment Applicable (See Guidance Notes) - ERC = UK mean of 1.00 | (BEAMS Note 2) The ERC for this item should be added to all other rateable items on the hereditament (except land). Therefore the total of the ERC of the other Building Items and the P&M ERC (where applicable) to enable the correct contract size adjustment to be made. ERC of Building Component + ERC of P&M = Total ERC to which contract size adjustment should be applied. The appropriate % adjustment should be made in accordance with the scale for contract size adjustment specified under section 6 of the RCG 2023 Guidance notes. The currency ERC rates are set at £4m (Four Million Pounds) @ 1st April 2021 (AVD) for the RCG 2023 Publication. | Only use where referencing information is not specific use this code. | GIV | - | - | - | - | - | - | - | 10456 |  | M3 | - | NA | NA | NA | 568.6996 | Option 2 | 705.0761 | 23.98% | 770.9013 | 582.6197 | 2.448% | -17.37% | 0 | -100% | Indexed | NA | VOA_GPN_GOV_UK\7246041 | 2021-10-19 | Low | - | Medium | Risk taken from previous CG | - | - | NA | SPONS A&B | NA | (BEAMS Note 2) The ERC for this item should be added to all other rateable items on the hereditament (except land). Therefore the total of the ERC of the other Building Items and the P&M ERC (where applicable) to enable the correct contract size adjustment to be made. ERC of Building Component + ERC of P&M = Total ERC to which contract size adjustment should be applied. The appropriate % adjustment should be made in accordance with the scale for contract size adjustment specified under section 6 of the RCG 2021 Guidance notes. The currency ERC rates are set at £4m (Four Million Pounds) @ 1st April 2019 (AVD) for the RCG 2021 Publication. | - | - | 2 | TRUE
| 63M0A23 |  | 63M0A23 | Sewage treatment works | Inlet works | All - in rate | Gross internal volume | <30m3 | All in rate based on m3 basis for channels, chambers, detritors etc. found at an inlet works. The price assumes the inlet works are built at ground level and not elevated. The preferred method is to look at individual constituent parts e.g. chambers, conduit, detritors, tanks etc and value accordingly as individual line entries. | Location Adjustment Applicable (See Guidance Notes) - ERC = UK mean of 1.00 | (BEAMS Note 2) The ERC for this item should be added to all other rateable items on the hereditament (except land). Therefore the total of the ERC of the other Building Items and the P&M ERC (where applicable) to enable the correct contract size adjustment to be made. ERC of Building Component + ERC of P&M = Total ERC to which contract size adjustment should be applied. The appropriate % adjustment should be made in accordance with the scale for contract size adjustment specified under section 6 of the RCG 2023 Guidance notes. The currency ERC rates are set at £4m (Four Million Pounds) @ 1st April 2021 (AVD) for the RCG 2023 Publication. | The cost is to cover all structural items found at an inlet including channels chambers and detritors. The costs are to include any handrails but are to exclude the screens themselves, and to exclude any pumps and any mechanical equipment associated with the detritor. | Gross internal Volume (GIV) m3 | - | - | - | - | - | See page 6 of 6 of document in Evidence tab | - | 10456 | 63M0A22 | m3 | - | 3 - INDUSTRIAL | David Grace | Jim Allen | #N/A | Option 2 | ERROR | 0% | 1037 | 721.7712 | 0% | 0% | 721.7712 | 0% | AECOM | Mohammed Imran | VOA_GPN_GOV_UK\7254880 | 2021-12-03 | Low | - | Low | Costs provided by AECOM (industry experts) | - | - | NA | SPONS Civils | 2 | (BEAMS Note 2) Standard | #N/A | #N/A | 2 | TRUE
| 63M0A24 |  | 63M0A24 | Sewage treatment works | Inlet works | All - in rate | Gross internal volume | Over 30m3 - 80m3 | All in rate based on m3 basis for channels, chambers, detritors etc. found at an inlet works. The price assumes the inlet works are built at ground level and not elevated. The preferred method is to look at individual constituent parts e.g. chambers, conduit, detritors, tanks etc and value accordingly as individual line entries. | Location Adjustment Applicable (See Guidance Notes) - ERC = UK mean of 1.00 | (BEAMS Note 2) The ERC for this item should be added to all other rateable items on the hereditament (except land). Therefore the total of the ERC of the other Building Items and the P&M ERC (where applicable) to enable the correct contract size adjustment to be made. ERC of Building Component + ERC of P&M = Total ERC to which contract size adjustment should be applied. The appropriate % adjustment should be made in accordance with the scale for contract size adjustment specified under section 6 of the RCG 2023 Guidance notes. The currency ERC rates are set at £4m (Four Million Pounds) @ 1st April 2021 (AVD) for the RCG 2023 Publication. | The cost is to cover all structural items found at an inlet including channels chambers and detritors. The costs are to include any handrails but are to exclude the screens themselves, and to exclude any pumps and any mechanical equipment associated with the detritor. | Gross internal Volume (GIV) m3 | - | - | - | - | - | See page 6 of 6 of document in Evidence tab | - | 10456 | 63M0A22 | m3 | - | 3 - INDUSTRIAL | David Grace | Jim Allen | #N/A | Option 2 | ERROR | 0% | 936 | 651.4733 | 0% | 0% | 651.4733 | 0% | AECOM | Mohammed Imran | VOA_GPN_GOV_UK\7254880 | 2021-12-03 | Low | - | Low | Costs provided by AECOM (industry experts) | - | - | NA | SPONS Civils | 2 | (BEAMS Note 2) Standard | #N/A | #N/A | 2 | TRUE
| 63M0A25 |  | 63M0A25 | Sewage treatment works | Inlet works | All - in rate | Gross internal volume | Over 80m3 - 200m3 | All in rate based on m3 basis for channels, chambers, detritors etc. found at an inlet works. The price assumes the inlet works are built at ground level and not elevated. The preferred method is to look at individual constituent parts e.g. chambers, conduit, detritors, tanks etc and value accordingly as individual line entries. | Location Adjustment Applicable (See Guidance Notes) - ERC = UK mean of 1.00 | (BEAMS Note 2) The ERC for this item should be added to all other rateable items on the hereditament (except land). Therefore the total of the ERC of the other Building Items and the P&M ERC (where applicable) to enable the correct contract size adjustment to be made. ERC of Building Component + ERC of P&M = Total ERC to which contract size adjustment should be applied. The appropriate % adjustment should be made in accordance with the scale for contract size adjustment specified under section 6 of the RCG 2023 Guidance notes. The currency ERC rates are set at £4m (Four Million Pounds) @ 1st April 2021 (AVD) for the RCG 2023 Publication. | The cost is to cover all structural items found at an inlet including channels chambers and detritors. The costs are to include any handrails but are to exclude the screens themselves, and to exclude any pumps and any mechanical equipment associated with the detritor. | Gross internal Volume (GIV) m3 | - | - | - | - | - | See page 6 of 6 of document in Evidence tab | - | 10456 | 63M0A22 | m3 | - | 3 - INDUSTRIAL | David Grace | Jim Allen | #N/A | Option 2 | ERROR | 0% | 908 | 631.9848 | 0% | 0% | 631.9848 | 0% | AECOM | Mohammed Imran | VOA_GPN_GOV_UK\7254880 | 2021-12-03 | Low | - | Low | Costs provided by AECOM (industry experts) | - | - | NA | SPONS Civils | 2 | (BEAMS Note 2) Standard | #N/A | #N/A | 2 | TRUE
| 63M0A26 |  | 63M0A26 | Sewage treatment works | Inlet works | All - in rate | Gross internal volume | Over 200m3 | All in rate based on m3 basis for channels, chambers, detritors etc. found at an inlet works. The price assumes the inlet works are built at ground level and not elevated. The preferred method is to look at individual constituent parts e.g. chambers, conduit, detritors, tanks etc and value accordingly as individual line entries. | Location Adjustment Applicable (See Guidance Notes) - ERC = UK mean of 1.00 | (BEAMS Note 2) The ERC for this item should be added to all other rateable items on the hereditament (except land). Therefore the total of the ERC of the other Building Items and the P&M ERC (where applicable) to enable the correct contract size adjustment to be made. ERC of Building Component + ERC of P&M = Total ERC to which contract size adjustment should be applied. The appropriate % adjustment should be made in accordance with the scale for contract size adjustment specified under section 6 of the RCG 2023 Guidance notes. The currency ERC rates are set at £4m (Four Million Pounds) @ 1st April 2021 (AVD) for the RCG 2023 Publication. | The cost is to cover all structural items found at an inlet including channels chambers and detritors. The costs are to include any handrails but are to exclude the screens themselves, and to exclude any pumps and any mechanical equipment associated with the detritor. | Gross internal Volume (GIV) m3 | - | - | - | - | - | See page 6 of 6 of document in Evidence tab | - | 10456 | 63M0A22 | m3 | - | 3 - INDUSTRIAL | David Grace | Jim Allen | #N/A | Option 2 | ERROR | 0% | 900 | 626.4167 | 0% | 0% | 626.4167 | 0% | AECOM | Mohammed Imran | VOA_GPN_GOV_UK\7254880 | 2021-12-03 | Low | - | Low | Costs provided by AECOM (industry experts) | - | - | NA | SPONS Civils | 2 | (BEAMS Note 2) Standard | #N/A | #N/A | 2 | TRUE
5046 | 63M0ES1 | 9468 | 63M0ES1 | Sewage treatment works | Metal Tanks | Specialist Caustic Coating | Upto 250.0m³ | - | Specialist caustic coating. Preparation by grit blasting; one coat primer; one layer 600 gramme fibreglass resin matting, resin wash; preparation and application of topcoat sealer. | Location Adjustment Applicable (See Guidance Notes) - ERC = UK mean of 1.00 | (BEAMS Note 2) The ERC for this item should be added to all other rateable items on the hereditament (except land). Therefore the total of the ERC of the other Building Items and the P&M ERC (where applicable) to enable the correct contract size adjustment to be made. ERC of Building Component + ERC of P&M = Total ERC to which contract size adjustment should be applied. The appropriate % adjustment should be made in accordance with the scale for contract size adjustment specified under section 6 of the RCG 2023 Guidance notes. The currency ERC rates are set at £4m (Four Million Pounds) @ 1st April 2021 (AVD) for the RCG 2023 Publication. | Cost excludes access, support scaffolding and waste skip and is priced separately under support services. | Caustic coating per m2 surface area of coating with support services priced additionally. | - | - | - | - | - | N/A | - | N/A |  | m2 | - | 3 - INDUSTRIAL | David Grace | - | #N/A | Option 2 | ERROR | 0% | 71 | 53.6593 | 0% | 0% | 53.6593 | 0% | AECOM | Mohammed Imran | VOA_GPN_GOV_UK\7254880 | 2021-09-29 | Low | - | Low | Costs provided by AECOM (industry experts) | - | - | NA | SPONS A&B | 2 | (BEAMS Note 2) Standard | N/A | - | 2 | TRUE
5047 | 63M0ES2 | 9470 | 63M0ES2 | Sewage treatment works | Metal Tanks | Specialist Caustic Coating | 251.0m³ - 500.0m³ | - | Specialist caustic coating. Preparation by grit blasting; one coat primer; one layer 600 gramme fibreglass resin matting, resin wash; preparation and application of topcoat sealer. | Location Adjustment Applicable (See Guidance Notes) - ERC = UK mean of 1.00 | (BEAMS Note 2) The ERC for this item should be added to all other rateable items on the hereditament (except land). Therefore the total of the ERC of the other Building Items and the P&M ERC (where applicable) to enable the correct contract size adjustment to be made. ERC of Building Component + ERC of P&M = Total ERC to which contract size adjustment should be applied. The appropriate % adjustment should be made in accordance with the scale for contract size adjustment specified under section 6 of the RCG 2023 Guidance notes. The currency ERC rates are set at £4m (Four Million Pounds) @ 1st April 2021 (AVD) for the RCG 2023 Publication. | Cost excludes access, support scaffolding and waste skip and is priced separately under support services. | Caustic coating per m2 surface area of coating with support services priced additionally. | - | - | - | - | - | N/A | - | N/A |  | m2 | - | 3 - INDUSTRIAL | David Grace | - | #N/A | Option 2 | ERROR | 0% | 67 | 50.6362 | 0% | 0% | 50.6362 | 0% | AECOM | Mohammed Imran | VOA_GPN_GOV_UK\7254880 | 2021-09-29 | Low | - | Low | Costs provided by AECOM (industry experts) | - | - | NA | SPONS A&B | 2 | (BEAMS Note 2) Standard | N/A | - | 2 | TRUE
5048 | 63M0ES3 | 9472 | 63M0ES3 | Sewage treatment works | Metal Tanks | Specialist Caustic Coating | 501.0m³ - 1000.0m³ | - | Specialist caustic coating. Preparation by grit blasting; one coat primer; one layer 600 gramme fibreglass resin matting, resin wash; preparation and application of topcoat sealer. | Location Adjustment Applicable (See Guidance Notes) - ERC = UK mean of 1.00 | (BEAMS Note 2) The ERC for this item should be added to all other rateable items on the hereditament (except land). Therefore the total of the ERC of the other Building Items and the P&M ERC (where applicable) to enable the correct contract size adjustment to be made. ERC of Building Component + ERC of P&M = Total ERC to which contract size adjustment should be applied. The appropriate % adjustment should be made in accordance with the scale for contract size adjustment specified under section 6 of the RCG 2023 Guidance notes. The currency ERC rates are set at £4m (Four Million Pounds) @ 1st April 2021 (AVD) for the RCG 2023 Publication. | Cost excludes access, support scaffolding and waste skip and is priced separately under support services. | Caustic coating per m2 surface area of coating with support services priced additionally. | - | - | - | - | - | N/A | - | N/A |  | m2 | - | 3 - INDUSTRIAL | David Grace | - | #N/A | Option 2 | ERROR | 0% | 63 | 47.6132 | 0% | 0% | 47.6132 | 0% | AECOM | Mohammed Imran | VOA_GPN_GOV_UK\7254880 | 2021-09-29 | Low | - | Low | Costs provided by AECOM (industry experts) | - | - | NA | SPONS A&B | 2 | (BEAMS Note 2) Standard | N/A | - | 2 | TRUE
5049 | 63M0ES4 | 9473 | 63M0ES4 | Sewage treatment works | Metal Tanks | Specialist Caustic Coating | Over 1001.0m³ | - | Specialist caustic coating. Preparation by grit blasting; one coat primer; one layer 600 gramme fibreglass resin matting, resin wash; preparation and application of topcoat sealer. | Location Adjustment Applicable (See Guidance Notes) - ERC = UK mean of 1.00 | (BEAMS Note 2) The ERC for this item should be added to all other rateable items on the hereditament (except land). Therefore the total of the ERC of the other Building Items and the P&M ERC (where applicable) to enable the correct contract size adjustment to be made. ERC of Building Component + ERC of P&M = Total ERC to which contract size adjustment should be applied. The appropriate % adjustment should be made in accordance with the scale for contract size adjustment specified under section 6 of the RCG 2023 Guidance notes. The currency ERC rates are set at £4m (Four Million Pounds) @ 1st April 2021 (AVD) for the RCG 2023 Publication. | Cost excludes access, support scaffolding and waste skip and is priced separately under support services. | Caustic coating per m2 surface area of coating with support services priced additionally. | - | - | - | - | - | N/A | - | N/A |  | m2 | - | 3 - INDUSTRIAL | David Grace | - | #N/A | Option 2 | ERROR | 0% | 60 | 45.3459 | 0% | 0% | 45.3459 | 0% | AECOM | Mohammed Imran | VOA_GPN_GOV_UK\7254880 | 2021-09-29 | Low | - | Low | Costs provided by AECOM (industry experts) | - | - | NA | SPONS A&B | 2 | (BEAMS Note 2) Standard | N/A | - | 2 | TRUE
5050 | 63M0ES5 | 9474 | 63M0ES5 | Sewage treatment works | Metal Tanks | Specialist Caustic Coating | Support Services | - | Access and support scaffolding plus waste skip in support of Specialist Coating contractor | Location Adjustment Applicable (See Guidance Notes) - ERC = UK mean of 1.00 | (BEAMS Note 2) The ERC for this item should be added to all other rateable items on the hereditament (except land). Therefore the total of the ERC of the other Building Items and the P&M ERC (where applicable) to enable the correct contract size adjustment to be made. ERC of Building Component + ERC of P&M = Total ERC to which contract size adjustment should be applied. The appropriate % adjustment should be made in accordance with the scale for contract size adjustment specified under section 6 of the RCG 2023 Guidance notes. The currency ERC rates are set at £4m (Four Million Pounds) @ 1st April 2021 (AVD) for the RCG 2023 Publication. | - | - | - | - | - | - | - | N/A | - | N/A |  | Nr | - | 3 - INDUSTRIAL | David Grace | - | #N/A | Option 2 | ERROR | 0% | 1359 | 1027.0837 | 0% | 0% | 1027.0837 | 0% | AECOM | Mohammed Imran | VOA_GPN_GOV_UK\7254880 | 2021-09-29 | Low | - | Low | Costs provided by AECOM (industry experts) | - | - | NA | SPONS A&B | 2 | (BEAMS Note 2) Standard | N/A | - | 2 | TRUE
5051 | 63M0P1 | 4201 | 63M0P1 | Sewage treatment works | Outfall conduit | Concrete culvert | - | - | Normally a reinforced concrete conduit that is set mostly below ground and is not usually open topped. Can be several kilometres in length. | Location Adjustment Applicable (See Guidance Notes) - ERC = UK mean of 1.00 | (BEAMS Note 2) The ERC for this item should be added to all other rateable items on the hereditament (except land). Therefore the total of the ERC of the other Building Items and the P&M ERC (where applicable) to enable the correct contract size adjustment to be made. ERC of Building Component + ERC of P&M = Total ERC to which contract size adjustment should be applied. The appropriate % adjustment should be made in accordance with the scale for contract size adjustment specified under section 6 of the RCG 2023 Guidance notes. The currency ERC rates are set at £4m (Four Million Pounds) @ 1st April 2021 (AVD) for the RCG 2023 Publication. | The cost is for the outfall conduit only and exclude any bridges safety rails and safety fences. | Gross internal Volume (GIV) m3 | Class 4 Table 3 conduits | - | Security lighting, bridges, safety barriers, walkways | - | - | - | - | 10234 |  | m3 | - | 3 - INDUSTRIAL | David Grace | - | 211.6091 | Option 2 | 262.3539 | 23.98% | 360 | 272.0751 | 28.57% | 3.705% | 272.0751 | 28.57% | AECOM | Mohammed Imran | VOA_GPN_GOV_UK\7254880 | 2021-10-11 | Low | - | Low | Costs provided by AECOM (industry experts) | - | - | NA | SPONS A&B | 2 | (BEAMS Note 2) Standard | - | - | 2 | TRUE
5052 | 63M1H1 | 4113 | 63M1H1 | Sewage treatment works | Reed beds | Excavated area | Butyl lining | - | Reed beds are formed by excavating an area of land, lining the excavation (usually with butyl), then covering it with soil. Carefully selected reeds are then planted within the topsoil. Effluent flows into the bed and allowed to remain there for a period of time, during which organisms that naturally occur within the roots of the reeds have the effect of neutralising harmful bacteria found within the effluent. | Location Adjustment Applicable (See Guidance Notes) - ERC = UK mean of 1.00 | (BEAMS Note 2) The ERC for this item should be added to all other rateable items on the hereditament (except land). Therefore the total of the ERC of the other Building Items and the P&M ERC (where applicable) to enable the correct contract size adjustment to be made. ERC of Building Component + ERC of P&M = Total ERC to which contract size adjustment should be applied. The appropriate % adjustment should be made in accordance with the scale for contract size adjustment specified under section 6 of the RCG 2023 Guidance notes. The currency ERC rates are set at £4m (Four Million Pounds) @ 1st April 2021 (AVD) for the RCG 2023 Publication. | Rate excludes adjacent structures, chambers or gabions, paths and walls. Rate also excludes brick or concrete walling to the bed itself. | Area of bed m2 | Class 4 Table 3 Beds (It is the lined bed that is rateable) | The reeds themselves are not rateable nor is the medium filling the beds. | Chambers, Conduits, Security lighting. | - | - | See page 6 of 6 of document in Evidence tab | - | 10235 |  | m2 | - | 3 - INDUSTRIAL | David Grace | - | 27.3328 | Option 2 | 33.8874 | 23.98% | 68 | 51.392 | 88.02% | 51.66% | 51.392 | 88.02% | AECOM | Mohammed Imran | VOA_GPN_GOV_UK\7254880 | 2021-10-11 | Low | - | Low | Costs provided by AECOM (industry experts) | - | - | NA | SPONS A&B | 2 | (BEAMS Note 2) Standard | See page 6 of 6 of document in Evidence tab | - | 2 | TRUE
5053 | 63M0E1 | 4155 | 63M0E1 | Sewage treatment works | Sedimentation or Humus Tanks - Circular | Circular tanks | Reinforced concrete | 100.0m³ - 250.0m³ | A circular reinforced concrete sedimentation tanks consisting of a central well, a sloping cone, vertical walls, and an outer weir. The angle of the sloping cone is usually 7.5 degrees or 10 degrees occasionally up to 30 degrees to the horizontal and allows for the settlement of sludge in the central bottom cone. Tanks are normally set below the ground with an up stand topped with a safety rail. The cost of this up stand and safety rail is included in the costs provided. The cost of the bridge/ walkway and any mechanical equipment is excluded in the basic price. The gross internal volume includes the volume of the weir. | Location Adjustment Applicable (See Guidance Notes) - ERC = UK mean of 1.00 | (BEAMS Note 2) The ERC for this item should be added to all other rateable items on the hereditament (except land). Therefore the total of the ERC of the other Building Items and the P&M ERC (where applicable) to enable the correct contract size adjustment to be made. ERC of Building Component + ERC of P&M = Total ERC to which contract size adjustment should be applied. The appropriate % adjustment should be made in accordance with the scale for contract size adjustment specified under section 6 of the RCG 2023 Guidance notes. The currency ERC rates are set at £4m (Four Million Pounds) @ 1st April 2021 (AVD) for the RCG 2023 Publication. | For cost purposes the rate provided is in terms of Gross Internal Volume however for calculation of the volume of the tank for rating the volume is Gross External in accordance with Class 4(d) (measured externally and excluding foundations, settings, supports, and anything, which is not an integral part of the item). | Referencing of these items is very difficult and NO attempt must be made to climb on the surrounding apparatus in order to establish depths of the cylinder, cone or sump. Ask for suitable plans and take all of the measurements from them. Calculate GIV = m3. The calculation only includes part of the volume of the sump/pit, however, as the volume of the residue of the sump is relatively small the difference may be disregarded. The total diameter should include the weir. | Class 4 Table 4 Tanks. Class 4 Table 3 Bridges, Walkways | Class 4(d) does not exceed 400 cubic metres and which is readily capable of being moved from one site and re-erected in its original state on another without substantial demolition of any surrounding structure. In reality most concrete tanks under 400 cubic metres either above ground or below will not be capable of moving and re-erecting in its original state and thus are rateable. Most metal tanks under 400 cubic metres will be non rateable. | Security lighting, Walkways, Bridges. | - | For cost of Bridges see Category: Stairs, walkways. | See page 9 of 9 of document in Evidence tab | - | 10236 |  | m3 | - | 3 - INDUSTRIAL | David Grace | - | 315.6503 | Option 2 | 391.3445 | 23.98% | 425 | 321.1998 | 1.758% | -17.92% | 321.1998 | 1.758% | AECOM | Mohammed Imran | VOA_GPN_GOV_UK\7254880 | 2021-12-03 | Low | - | Low | Costs provided by AECOM (industry experts) | - | - | NA | SPONS A&B | 2 | (BEAMS Note 2) Standard | See page 9 of 9 of document in Evidence tab | - | 2 | TRUE
5054 | 63M0E2 | 4156 | 63M0E2 | Sewage treatment works | Sedimentation or Humus Tanks - Circular | Circular tanks | Reinforced concrete | 250.0m³ - 500.0m³ | A circular reinforced concrete sedimentation tanks consisting of a central well, a sloping cone, vertical walls, and an outer weir. The angle of the sloping cone is usually 7.5 degrees or 10 degrees occasionally up to 30 degrees to the horizontal and allows for the settlement of sludge in the central bottom cone. Tanks are normally set below the ground with an up stand topped with a safety rail. The cost of this up stand and safety rail is included in the costs provided. The cost of the bridge/ walkway and any mechanical equipment is excluded in the basic price. The gross internal volume includes the volume of the weir. | Location Adjustment Applicable (See Guidance Notes) - ERC = UK mean of 1.00 | (BEAMS Note 2) The ERC for this item should be added to all other rateable items on the hereditament (except land). Therefore the total of the ERC of the other Building Items and the P&M ERC (where applicable) to enable the correct contract size adjustment to be made. ERC of Building Component + ERC of P&M = Total ERC to which contract size adjustment should be applied. The appropriate % adjustment should be made in accordance with the scale for contract size adjustment specified under section 6 of the RCG 2023 Guidance notes. The currency ERC rates are set at £4m (Four Million Pounds) @ 1st April 2021 (AVD) for the RCG 2023 Publication. | For cost purposes the rate provided is in terms of Gross Internal Volume however for calculation of the volume of the tank for rating the volume is Gross External in accordance with Class 4(d) (measured externally and excluding foundations, settings, supports, and anything, which is not an integral part of the item). | Referencing of these items is very difficult and NO attempt must be made to climb on the surrounding apparatus in order to establish depths of the cylinder, cone or sump. Ask for suitable plans and take all of the measurements from them. Calculate GIV = m3. The calculation only includes part of the volume of the sump/pit, however, as the volume of the residue of the sump is relatively small the difference may be disregarded. The total diameter should include the weir. | Class 4 Table 4 Tanks. Class 4 Table 3 Bridges, Walkways | Class 4(d) does not exceed 400 cubic metres and which is readily capable of being moved from one site and re-erected in its original state on another without substantial demolition of any surrounding structure. In reality most concrete tanks under 400 cubic metres either above ground or below will not be capable of moving and re-erecting in its original state and thus are rateable. Most metal tanks under 400 cubic metres will be non rateable. | Security lighting, Walkways, Bridges. | - | For cost of Bridges see Category: Stairs, walkways. | See page 9 of 9 of document in Evidence tab | - | 10236 |  | m3 | - | 3 - INDUSTRIAL | David Grace | Jim Allen | 216.0177 | Option 2 | 267.8196 | 23.98% | 262 | 198.0102 | -8.336% | -26.07% | 198.0102 | -8.336% | AECOM | Mohammed Imran | VOA_GPN_GOV_UK\7254880 | 2021-12-03 | Low | - | Low | Costs provided by AECOM (industry experts) | - | - | NA | SPONS A&B | 2 | (BEAMS Note 2) Standard | See page 9 of 9 of document in Evidence tab | - | 2 | TRUE
5055 | 63M0E3 | 4157 | 63M0E3 | Sewage treatment works | Sedimentation or Humus Tanks - Circular | Circular tanks | Reinforced concrete | 500.0m³ - 1000.0m³ | A circular reinforced concrete sedimentation tanks consisting of a central well, a sloping cone, vertical walls, and an outer weir. The angle of the sloping cone is usually 7.5 degrees or 10 degrees occasionally up to 30 degrees to the horizontal and allows for the settlement of sludge in the central bottom cone. Tanks are normally set below the ground with an up stand topped with a safety rail. The cost of this up stand and safety rail is included in the costs provided. The cost of the bridge/ walkway and any mechanical equipment is excluded in the basic price. The gross internal volume includes the volume of the weir. | Location Adjustment Applicable (See Guidance Notes) - ERC = UK mean of 1.00 | (BEAMS Note 2) The ERC for this item should be added to all other rateable items on the hereditament (except land). Therefore the total of the ERC of the other Building Items and the P&M ERC (where applicable) to enable the correct contract size adjustment to be made. ERC of Building Component + ERC of P&M = Total ERC to which contract size adjustment should be applied. The appropriate % adjustment should be made in accordance with the scale for contract size adjustment specified under section 6 of the RCG 2023 Guidance notes. The currency ERC rates are set at £4m (Four Million Pounds) @ 1st April 2021 (AVD) for the RCG 2023 Publication. | For cost purposes the rate provided is in terms of Gross Internal Volume however for calculation of the volume of the tank for rating the volume is Gross External in accordance with Class 4(d) (measured externally and excluding foundations, settings, supports, and anything, which is not an integral part of the item). | Referencing of these items is very difficult and NO attempt must be made to climb on the surrounding apparatus in order to establish depths of the cylinder, cone or sump. Ask for suitable plans and take all of the measurements from them. Calculate GIV = m3. The calculation only includes part of the volume of the sump/pit, however, as the volume of the residue of the sump is relatively small the difference may be disregarded. The total diameter should include the weir. | Class 4 Table 4 Tanks. Class 4 Table 3 Bridges, Walkways | Class 4(d) does not exceed 400 cubic metres and which is readily capable of being moved from one site and re-erected in its original state on another without substantial demolition of any surrounding structure. In reality most concrete tanks under 400 cubic metres either above ground or below will not be capable of moving and re-erecting in its original state and thus are rateable. Most metal tanks under 400 cubic metres will be non rateable. | Security lighting, Walkways, Bridges. | - | For cost of Bridges see Category: Stairs, walkways. | See page 9 of 9 of document in Evidence tab | - | 10236 |  | m3 | - | 3 - INDUSTRIAL | David Grace | Jim Allen | 193.975 | Option 2 | 240.4911 | 23.98% | 203 | 153.4202 | -20.91% | -36.21% | 153.4202 | -20.91% | AECOM | Mohammed Imran | VOA_GPN_GOV_UK\7254880 | 2021-12-03 | Low | - | Low | Costs provided by AECOM (industry experts) | - | - | NA | SPONS A&B | 2 | (BEAMS Note 2) Standard | See page 9 of 9 of document in Evidence tab | - | 2 | TRUE
5056 | 63M0E4 | 4158 | 63M0E4 | Sewage treatment works | Sedimentation or Humus Tanks - Circular | Circular tanks | Reinforced concrete | 1000.0m³ - 2000.0m³ | A circular reinforced concrete sedimentation tanks consisting of a central well, a sloping cone, vertical walls, and an outer weir. The angle of the sloping cone is usually 7.5 degrees or 10 degrees occasionally up to 30 degrees to the horizontal and allows for the settlement of sludge in the central bottom cone. Tanks are normally set below the ground with an up stand topped with a safety rail. The cost of this up stand and safety rail is included in the costs provided. The cost of the bridge/ walkway and any mechanical equipment is excluded in the basic price. The gross internal volume includes the volume of the weir. | Location Adjustment Applicable (See Guidance Notes) - ERC = UK mean of 1.00 | (BEAMS Note 2) The ERC for this item should be added to all other rateable items on the hereditament (except land). Therefore the total of the ERC of the other Building Items and the P&M ERC (where applicable) to enable the correct contract size adjustment to be made. ERC of Building Component + ERC of P&M = Total ERC to which contract size adjustment should be applied. The appropriate % adjustment should be made in accordance with the scale for contract size adjustment specified under section 6 of the RCG 2023 Guidance notes. The currency ERC rates are set at £4m (Four Million Pounds) @ 1st April 2021 (AVD) for the RCG 2023 Publication. | For cost purposes the rate provided is in terms of Gross Internal Volume however for calculation of the volume of the tank for rating the volume is Gross External in accordance with Class 4(d) (measured externally and excluding foundations, settings, supports, and anything, which is not an integral part of the item). | Referencing of these items is very difficult and NO attempt must be made to climb on the surrounding apparatus in order to establish depths of the cylinder, cone or sump. Ask for suitable plans and take all of the measurements from them. Calculate GIV = m3. The calculation only includes part of the volume of the sump/pit, however, as the volume of the residue of the sump is relatively small the difference may be disregarded. The total diameter should include the weir. | Class 4 Table 4 Tanks. Class 4 Table 3 Bridges, Walkways | Class 4(d) does not exceed 400 cubic metres and which is readily capable of being moved from one site and re-erected in its original state on another without substantial demolition of any surrounding structure. In reality most concrete tanks under 400 cubic metres either above ground or below will not be capable of moving and re-erecting in its original state and thus are rateable. Most metal tanks under 400 cubic metres will be non rateable. | Security lighting, Walkways, Bridges. | - | For cost of Bridges see Category: Stairs, walkways. | See page 9 of 9 of document in Evidence tab | - | 10236 |  | m3 | - | 3 - INDUSTRIAL | David Grace | Jim Allen | 145.4813 | Option 2 | 180.3683 | 23.98% | 157 | 118.655 | -18.44% | -34.22% | 118.655 | -18.44% | AECOM | Mohammed Imran | VOA_GPN_GOV_UK\7254880 | 2021-12-03 | Low | - | Low | Costs provided by AECOM (industry experts) | - | - | NA | SPONS A&B | 2 | (BEAMS Note 2) Standard | See page 9 of 9 of document in Evidence tab | - | 2 | TRUE
5057 | 63M0E5 | 4159 | 63M0E5 | Sewage treatment works | Sedimentation or Humus Tanks - Circular | Circular tanks | Reinforced concrete | 2000.0m³ - 3000.0m³ | A circular reinforced concrete sedimentation tanks consisting of a central well, a sloping cone, vertical walls, and an outer weir. The angle of the sloping cone is usually 7.5 degrees or 10 degrees occasionally up to 30 degrees to the horizontal and allows for the settlement of sludge in the central bottom cone. Tanks are normally set below the ground with an up stand topped with a safety rail. The cost of this up stand and safety rail is included in the costs provided. The cost of the bridge/ walkway and any mechanical equipment is excluded in the basic price. The gross internal volume includes the volume of the weir. | Location Adjustment Applicable (See Guidance Notes) - ERC = UK mean of 1.00 | (BEAMS Note 2) The ERC for this item should be added to all other rateable items on the hereditament (except land). Therefore the total of the ERC of the other Building Items and the P&M ERC (where applicable) to enable the correct contract size adjustment to be made. ERC of Building Component + ERC of P&M = Total ERC to which contract size adjustment should be applied. The appropriate % adjustment should be made in accordance with the scale for contract size adjustment specified under section 6 of the RCG 2023 Guidance notes. The currency ERC rates are set at £4m (Four Million Pounds) @ 1st April 2021 (AVD) for the RCG 2023 Publication. | For cost purposes the rate provided is in terms of Gross Internal Volume however for calculation of the volume of the tank for rating the volume is Gross External in accordance with Class 4(d) (measured externally and excluding foundations, settings, supports, and anything, which is not an integral part of the item). | Referencing of these items is very difficult and NO attempt must be made to climb on the surrounding apparatus in order to establish depths of the cylinder, cone or sump. Ask for suitable plans and take all of the measurements from them. Calculate GIV = m3. The calculation only includes part of the volume of the sump/pit, however, as the volume of the residue of the sump is relatively small the difference may be disregarded. The total diameter should include the weir. | Class 4 Table 4 Tanks. Class 4 Table 3 Bridges, Walkways | Class 4(d) does not exceed 400 cubic metres and which is readily capable of being moved from one site and re-erected in its original state on another without substantial demolition of any surrounding structure. In reality most concrete tanks under 400 cubic metres either above ground or below will not be capable of moving and re-erecting in its original state and thus are rateable. Most metal tanks under 400 cubic metres will be non rateable. | Security lighting, Walkways, Bridges. | - | For cost of Bridges see Category: Stairs, walkways. | See page 9 of 9 of document in Evidence tab | - | 10236 |  | m3 | - | 3 - INDUSTRIAL | David Grace | Jim Allen | 123.4387 | Option 2 | 153.0398 | 23.98% | 136 | 102.7839 | -16.73% | -32.84% | 102.7839 | -16.73% | AECOM | Mohammed Imran | VOA_GPN_GOV_UK\7254880 | 2021-12-03 | Low | - | Low | Costs provided by AECOM (industry experts) | - | - | NA | SPONS A&B | 2 | (BEAMS Note 2) Standard | See page 9 of 9 of document in Evidence tab | - | 2 | TRUE
5058 | 63M0E6 | 4160 | 63M0E6 | Sewage treatment works | Sedimentation or Humus Tanks - Circular | Circular tanks | Reinforced concrete | 3000.0m³ - 5000.0m³ | A circular reinforced concrete sedimentation tanks consisting of a central well, a sloping cone, vertical walls, and an outer weir. The angle of the sloping cone is usually 7.5 degrees or 10 degrees occasionally up to 30 degrees to the horizontal and allows for the settlement of sludge in the central bottom cone. Tanks are normally set below the ground with an up stand topped with a safety rail. The cost of this up stand and safety rail is included in the costs provided. The cost of the bridge/ walkway and any mechanical equipment is excluded in the basic price. The gross internal volume includes the volume of the weir. | Location Adjustment Applicable (See Guidance Notes) - ERC = UK mean of 1.00 | (BEAMS Note 2) The ERC for this item should be added to all other rateable items on the hereditament (except land). Therefore the total of the ERC of the other Building Items and the P&M ERC (where applicable) to enable the correct contract size adjustment to be made. ERC of Building Component + ERC of P&M = Total ERC to which contract size adjustment should be applied. The appropriate % adjustment should be made in accordance with the scale for contract size adjustment specified under section 6 of the RCG 2023 Guidance notes. The currency ERC rates are set at £4m (Four Million Pounds) @ 1st April 2021 (AVD) for the RCG 2023 Publication. | For cost purposes the rate provided is in terms of Gross Internal Volume however for calculation of the volume of the tank for rating the volume is Gross External in accordance with Class 4(d) (measured externally and excluding foundations, settings, supports, and anything, which is not an integral part of the item). | Referencing of these items is very difficult and NO attempt must be made to climb on the surrounding apparatus in order to establish depths of the cylinder, cone or sump. Ask for suitable plans and take all of the measurements from them. Calculate GIV = m3. The calculation only includes part of the volume of the sump/pit, however, as the volume of the residue of the sump is relatively small the difference may be disregarded. The total diameter should include the weir. | Class 4 Table 4 Tanks. Class 4 Table 3 Bridges, Walkways | Class 4(d) does not exceed 400 cubic metres and which is readily capable of being moved from one site and re-erected in its original state on another without substantial demolition of any surrounding structure. In reality most concrete tanks under 400 cubic metres either above ground or below will not be capable of moving and re-erecting in its original state and thus are rateable. Most metal tanks under 400 cubic metres will be non rateable. | Security lighting, Walkways, Bridges. | - | For cost of Bridges see Category: Stairs, walkways. | See page 9 of 9 of document in Evidence tab | - | 10236 |  | m3 | - | 3 - INDUSTRIAL | David Grace | Jim Allen | 102.2778 | Option 2 | 126.8044 | 23.98% | 108 | 81.6225 | -20.2% | -35.63% | 81.6225 | -20.2% | AECOM | Mohammed Imran | VOA_GPN_GOV_UK\7254880 | 2021-12-03 | Low | - | Low | Costs provided by AECOM (industry experts) | - | - | NA | SPONS A&B | 2 | (BEAMS Note 2) Standard | See page 9 of 9 of document in Evidence tab | - | 2 | TRUE
5059 | 63M0E7 | 4161 | 63M0E7 | Sewage treatment works | Sedimentation or Humus Tanks - Circular | Circular tanks | Reinforced concrete | 5000.0m³ - 10000m³ | A circular reinforced concrete sedimentation tanks consisting of a central well, a sloping cone, vertical walls, and an outer weir. The angle of the sloping cone is usually 7.5 degrees or 10 degrees occasionally up to 30 degrees to the horizontal and allows for the settlement of sludge in the central bottom cone. Tanks are normally set below the ground with an up stand topped with a safety rail. The cost of this up stand and safety rail is included in the costs provided. The cost of the bridge/ walkway and any mechanical equipment is excluded in the basic price. The gross internal volume includes the volume of the weir. | Location Adjustment Applicable (See Guidance Notes) - ERC = UK mean of 1.00 | (BEAMS Note 2) The ERC for this item should be added to all other rateable items on the hereditament (except land). Therefore the total of the ERC of the other Building Items and the P&M ERC (where applicable) to enable the correct contract size adjustment to be made. ERC of Building Component + ERC of P&M = Total ERC to which contract size adjustment should be applied. The appropriate % adjustment should be made in accordance with the scale for contract size adjustment specified under section 6 of the RCG 2023 Guidance notes. The currency ERC rates are set at £4m (Four Million Pounds) @ 1st April 2021 (AVD) for the RCG 2023 Publication. | For cost purposes the rate provided is in terms of Gross Internal Volume however for calculation of the volume of the tank for rating the volume is Gross External in accordance with Class 4(d) (measured externally and excluding foundations, settings, supports, and anything, which is not an integral part of the item). | Referencing of these items is very difficult and NO attempt must be made to climb on the surrounding apparatus in order to establish depths of the cylinder, cone or sump. Ask for suitable plans and take all of the measurements from them. Calculate GIV = m3. The calculation only includes part of the volume of the sump/pit, however, as the volume of the residue of the sump is relatively small the difference may be disregarded. The total diameter should include the weir. | Class 4 Table 4 Tanks. Class 4 Table 3 Bridges, Walkways | Class 4(d) does not exceed 400 cubic metres and which is readily capable of being moved from one site and re-erected in its original state on another without substantial demolition of any surrounding structure. In reality most concrete tanks under 400 cubic metres either above ground or below will not be capable of moving and re-erecting in its original state and thus are rateable. Most metal tanks under 400 cubic metres will be non rateable. | Security lighting, Walkways, Bridges. | - | For cost of Bridges see Category: Stairs, walkways. | See page 9 of 9 of document in Evidence tab | - | 10236 |  | m3 | - | 3 - INDUSTRIAL | David Grace | Jim Allen | 96.9875 | Option 2 | 120.2455 | 23.98% | 83 | 62.7284 | -35.32% | -47.83% | 62.7284 | -35.32% | AECOM | Mohammed Imran | VOA_GPN_GOV_UK\7254880 | 2021-12-03 | Low | - | Low | Costs provided by AECOM (industry experts) | - | - | NA | SPONS A&B | 2 | (BEAMS Note 2) Standard | See page 9 of 9 of document in Evidence tab | - | 2 | TRUE
5060 | 63M0E8 | 4162 | 63M0E8 | Sewage treatment works | Sedimentation or Humus Tanks - Circular | Circular tanks | Reinforced concrete | Over 10000m³ | A circular reinforced concrete sedimentation tanks consisting of a central well, a sloping cone, vertical walls, and an outer weir. The angle of the sloping cone is usually 7.5 degrees or 10 degrees occasionally up to 30 degrees to the horizontal and allows for the settlement of sludge in the central bottom cone. Tanks are normally set below the ground with an up stand topped with a safety rail. The cost of this up stand and safety rail is included in the costs provided. The cost of the bridge/ walkway and any mechanical equipment is excluded in the basic price. The gross internal volume includes the volume of the weir. | Location Adjustment Applicable (See Guidance Notes) - ERC = UK mean of 1.00 | (BEAMS Note 2) The ERC for this item should be added to all other rateable items on the hereditament (except land). Therefore the total of the ERC of the other Building Items and the P&M ERC (where applicable) to enable the correct contract size adjustment to be made. ERC of Building Component + ERC of P&M = Total ERC to which contract size adjustment should be applied. The appropriate % adjustment should be made in accordance with the scale for contract size adjustment specified under section 6 of the RCG 2023 Guidance notes. The currency ERC rates are set at £4m (Four Million Pounds) @ 1st April 2021 (AVD) for the RCG 2023 Publication. | For cost purposes the rate provided is in terms of Gross Internal Volume however for calculation of the volume of the tank for rating the volume is Gross External in accordance with Class 4(d) (measured externally and excluding foundations, settings, supports, and anything, which is not an integral part of the item). | Referencing of these items is very difficult and NO attempt must be made to climb on the surrounding apparatus in order to establish depths of the cylinder, cone or sump. Ask for suitable plans and take all of the measurements from them. Calculate GIV = m3. The calculation only includes part of the volume of the sump/pit, however, as the volume of the residue of the sump is relatively small the difference may be disregarded. The total diameter should include the weir. | Class 4 Table 4 Tanks. Class 4 Table 3 Bridges, Walkways | Class 4(d) does not exceed 400 cubic metres and which is readily capable of being moved from one site and re-erected in its original state on another without substantial demolition of any surrounding structure. In reality most concrete tanks under 400 cubic metres either above ground or below will not be capable of moving and re-erecting in its original state and thus are rateable. Most metal tanks under 400 cubic metres will be non rateable. | Security lighting, Walkways, Bridges. | - | For cost of Bridges see Category: Stairs, walkways. | See page 9 of 9 of document in Evidence tab | - | 10236 |  | m3 | - | 3 - INDUSTRIAL | David Grace | Jim Allen | 93.4607 | Option 2 | 115.873 | 23.98% | 83 | 62.7284 | -32.88% | -45.86% | 62.7284 | -32.88% | AECOM | Mohammed Imran | VOA_GPN_GOV_UK\7254880 | 2021-10-12 | Low | - | Low | Costs provided by AECOM (industry experts) | - | - | NA | SPONS A&B | 2 | (BEAMS Note 2) Standard | See page 9 of 9 of document in Evidence tab | - | 2 | TRUE
5061 | 63M0ES | 4176 | 63M0ES | Sewage treatment works | Sedimentation or Humus Tanks - Circular | Circular tanks | Reinforced concrete | < 25.0m³ | A circular reinforced concrete sedimentation tanks consisting of a central well, a sloping cone, vertical walls, and an outer weir. The angle of the sloping cone is usually 7.5 degrees or 10 degrees occasionally up to 30 degrees to the horizontal and allows for the settlement of sludge in the central bottom cone. Tanks are normally set below the ground with an up stand topped with a safety rail. The cost of this up stand and safety rail is included in the costs provided. The cost of the bridge/ walkway and any mechanical equipment is excluded in the basic price. The gross internal volume includes the volume of the weir. | Location Adjustment Applicable (See Guidance Notes) - ERC = UK mean of 1.00 | (BEAMS Note 2) The ERC for this item should be added to all other rateable items on the hereditament (except land). Therefore the total of the ERC of the other Building Items and the P&M ERC (where applicable) to enable the correct contract size adjustment to be made. ERC of Building Component + ERC of P&M = Total ERC to which contract size adjustment should be applied. The appropriate % adjustment should be made in accordance with the scale for contract size adjustment specified under section 6 of the RCG 2023 Guidance notes. The currency ERC rates are set at £4m (Four Million Pounds) @ 1st April 2021 (AVD) for the RCG 2023 Publication. | For cost purposes the rate provided is in terms of Gross Internal Volume however for calculation of the volume of the tank for rating the volume is Gross External in accordance with Class 4(d) (measured externally and excluding foundations, settings, supports, and anything, which is not an integral part of the item). | Referencing of these items is very difficult and NO attempt must be made to climb on the surrounding apparatus in order to establish depths of the cylinder, cone or sump. Ask for suitable plans and take all of the measurements from them. Calculate GIV = m3. The calculation only includes part of the volume of the sump/pit, however, as the volume of the residue of the sump is relatively small the difference may be disregarded. The total diameter should include the weir. | Class 4 Table 4 Tanks. Class 4 Table 3 Bridges, Walkways | Class 4(d) does not exceed 400 cubic metres and which is readily capable of being moved from one site and re-erected in its original state on another without substantial demolition of any surrounding structure. In reality most concrete tanks under 400 cubic metres either above ground or below will not be capable of moving and re-erecting in its original state and thus are rateable. Most metal tanks under 400 cubic metres will be non rateable. | Security lighting, Walkways, Bridges. | - | For cost of Bridges see Category: Stairs, walkways. | See page 9 of 9 of document in Evidence tab | - | 10236 |  | m3 | - | 3 - INDUSTRIAL | David Grace | Jim Allen | 619.8384 | Option 2 | 768.4783 | 23.98% | 785 | 593.275 | -4.286% | -22.8% | 593.275 | -4.286% | AECOM | Mohammed Imran | VOA_GPN_GOV_UK\7254880 | 2021-10-11 | Low | - | Low | Costs provided by AECOM (industry experts) | - | - | NA | SPONS A&B | 2 | (BEAMS Note 2) Standard | See page 9 of 9 of document in Evidence tab | - | 2 | TRUE
5062 | 63M0ET | 4177 | 63M0ET | Sewage treatment works | Sedimentation or Humus Tanks - Circular | Circular tanks | Reinforced concrete | Over 25.0m³ - 30.0m³ | A circular reinforced concrete sedimentation tanks consisting of a central well, a sloping cone, vertical walls, and an outer weir. The angle of the sloping cone is usually 7.5 degrees or 10 degrees occasionally up to 30 degrees to the horizontal and allows for the settlement of sludge in the central bottom cone. Tanks are normally set below the ground with an up stand topped with a safety rail. The cost of this up stand and safety rail is included in the costs provided. The cost of the bridge/ walkway and any mechanical equipment is excluded in the basic price. The gross internal volume includes the volume of the weir. | Location Adjustment Applicable (See Guidance Notes) - ERC = UK mean of 1.00 | (BEAMS Note 2) The ERC for this item should be added to all other rateable items on the hereditament (except land). Therefore the total of the ERC of the other Building Items and the P&M ERC (where applicable) to enable the correct contract size adjustment to be made. ERC of Building Component + ERC of P&M = Total ERC to which contract size adjustment should be applied. The appropriate % adjustment should be made in accordance with the scale for contract size adjustment specified under section 6 of the RCG 2023 Guidance notes. The currency ERC rates are set at £4m (Four Million Pounds) @ 1st April 2021 (AVD) for the RCG 2023 Publication. | For cost purposes the rate provided is in terms of Gross Internal Volume however for calculation of the volume of the tank for rating the volume is Gross External in accordance with Class 4(d) (measured externally and excluding foundations, settings, supports, and anything, which is not an integral part of the item). | Referencing of these items is very difficult and NO attempt must be made to climb on the surrounding apparatus in order to establish depths of the cylinder, cone or sump. Ask for suitable plans and take all of the measurements from them. Calculate GIV = m3. The calculation only includes part of the volume of the sump/pit, however, as the volume of the residue of the sump is relatively small the difference may be disregarded. The total diameter should include the weir. | Class 4 Table 4 Tanks. Class 4 Table 3 Bridges, Walkways | Class 4(d) does not exceed 400 cubic metres and which is readily capable of being moved from one site and re-erected in its original state on another without substantial demolition of any surrounding structure. In reality most concrete tanks under 400 cubic metres either above ground or below will not be capable of moving and re-erecting in its original state and thus are rateable. Most metal tanks under 400 cubic metres will be non rateable. | Security lighting, Walkways, Bridges. | - | For cost of Bridges see Category: Stairs, walkways. | See page 9 of 9 of document in Evidence tab | - | 10236 |  | m3 | - | 3 - INDUSTRIAL | David Grace | Jim Allen | 568.6996 | Option 2 | 705.0761 | 23.98% | 734 | 554.731 | -2.456% | -21.32% | 554.731 | -2.456% | AECOM | Mohammed Imran | VOA_GPN_GOV_UK\7254880 | 2021-10-11 | Low | - | Low | Costs provided by AECOM (industry experts) | - | - | NA | SPONS A&B | 2 | (BEAMS Note 2) Standard | See page 9 of 9 of document in Evidence tab | - | 2 | TRUE
5063 | 63M0EU | 4178 | 63M0EU | Sewage treatment works | Sedimentation or Humus Tanks - Circular | Circular tanks | Reinforced concrete | Over 30.0m³ - 50.0m³ | A circular reinforced concrete sedimentation tanks consisting of a central well, a sloping cone, vertical walls, and an outer weir. The angle of the sloping cone is usually 7.5 degrees or 10 degrees occasionally up to 30 degrees to the horizontal and allows for the settlement of sludge in the central bottom cone. Tanks are normally set below the ground with an up stand topped with a safety rail. The cost of this up stand and safety rail is included in the costs provided. The cost of the bridge/ walkway and any mechanical equipment is excluded in the basic price. The gross internal volume includes the volume of the weir. | Location Adjustment Applicable (See Guidance Notes) - ERC = UK mean of 1.00 | (BEAMS Note 2) The ERC for this item should be added to all other rateable items on the hereditament (except land). Therefore the total of the ERC of the other Building Items and the P&M ERC (where applicable) to enable the correct contract size adjustment to be made. ERC of Building Component + ERC of P&M = Total ERC to which contract size adjustment should be applied. The appropriate % adjustment should be made in accordance with the scale for contract size adjustment specified under section 6 of the RCG 2023 Guidance notes. The currency ERC rates are set at £4m (Four Million Pounds) @ 1st April 2021 (AVD) for the RCG 2023 Publication. | For cost purposes the rate provided is in terms of Gross Internal Volume however for calculation of the volume of the tank for rating the volume is Gross External in accordance with Class 4(d) (measured externally and excluding foundations, settings, supports, and anything, which is not an integral part of the item). | Referencing of these items is very difficult and NO attempt must be made to climb on the surrounding apparatus in order to establish depths of the cylinder, cone or sump. Ask for suitable plans and take all of the measurements from them. Calculate GIV = m3. The calculation only includes part of the volume of the sump/pit, however, as the volume of the residue of the sump is relatively small the difference may be disregarded. The total diameter should include the weir. | Class 4 Table 4 Tanks. Class 4 Table 3 Bridges, Walkways | Class 4(d) does not exceed 400 cubic metres and which is readily capable of being moved from one site and re-erected in its original state on another without substantial demolition of any surrounding structure. In reality most concrete tanks under 400 cubic metres either above ground or below will not be capable of moving and re-erecting in its original state and thus are rateable. Most metal tanks under 400 cubic metres will be non rateable. | Security lighting, Walkways, Bridges. | - | For cost of Bridges see Category: Stairs, walkways. | See page 9 of 9 of document in Evidence tab | - | 10236 |  | m3 | - | 3 - INDUSTRIAL | David Grace | Jim Allen | 517.5607 | Option 2 | 641.6739 | 23.98% | 609 | 460.2605 | -11.07% | -28.27% | 460.2605 | -11.07% | AECOM | Mohammed Imran | VOA_GPN_GOV_UK\7254880 | 2021-10-11 | Low | - | Low | Costs provided by AECOM (industry experts) | - | - | NA | SPONS A&B | 2 | (BEAMS Note 2) Standard | See page 9 of 9 of document in Evidence tab | - | 2 | TRUE
5064 | 63M0EV | 4179 | 63M0EV | Sewage treatment works | Sedimentation or Humus Tanks - Circular | Circular tanks | Reinforced concrete | Over 50.0m³ - 62.0m³ | A circular reinforced concrete sedimentation tanks consisting of a central well, a sloping cone, vertical walls, and an outer weir. The angle of the sloping cone is usually 7.5 degrees or 10 degrees occasionally up to 30 degrees to the horizontal and allows for the settlement of sludge in the central bottom cone. Tanks are normally set below the ground with an up stand topped with a safety rail. The cost of this up stand and safety rail is included in the costs provided. The cost of the bridge/ walkway and any mechanical equipment is excluded in the basic price. The gross internal volume includes the volume of the weir. | Location Adjustment Applicable (See Guidance Notes) - ERC = UK mean of 1.00 | (BEAMS Note 2) The ERC for this item should be added to all other rateable items on the hereditament (except land). Therefore the total of the ERC of the other Building Items and the P&M ERC (where applicable) to enable the correct contract size adjustment to be made. ERC of Building Component + ERC of P&M = Total ERC to which contract size adjustment should be applied. The appropriate % adjustment should be made in accordance with the scale for contract size adjustment specified under section 6 of the RCG 2023 Guidance notes. The currency ERC rates are set at £4m (Four Million Pounds) @ 1st April 2021 (AVD) for the RCG 2023 Publication. | For cost purposes the rate provided is in terms of Gross Internal Volume however for calculation of the volume of the tank for rating the volume is Gross External in accordance with Class 4(d) (measured externally and excluding foundations, settings, supports, and anything, which is not an integral part of the item). | Referencing of these items is very difficult and NO attempt must be made to climb on the surrounding apparatus in order to establish depths of the cylinder, cone or sump. Ask for suitable plans and take all of the measurements from them. Calculate GIV = m3. The calculation only includes part of the volume of the sump/pit, however, as the volume of the residue of the sump is relatively small the difference may be disregarded. The total diameter should include the weir. | Class 4 Table 4 Tanks. Class 4 Table 3 Bridges, Walkways | Class 4(d) does not exceed 400 cubic metres and which is readily capable of being moved from one site and re-erected in its original state on another without substantial demolition of any surrounding structure. In reality most concrete tanks under 400 cubic metres either above ground or below will not be capable of moving and re-erecting in its original state and thus are rateable. Most metal tanks under 400 cubic metres will be non rateable. | Security lighting, Walkways, Bridges. | - | For cost of Bridges see Category: Stairs, walkways. | See page 9 of 9 of document in Evidence tab | - | 10236 |  | m3 | - | 3 - INDUSTRIAL | David Grace | Jim Allen | 466.4218 | Option 2 | 578.2717 | 23.98% | 563 | 425.4953 | -8.775% | -26.42% | 425.4953 | -8.775% | AECOM | Mohammed Imran | VOA_GPN_GOV_UK\7254880 | 2021-10-11 | Low | - | Low | Costs provided by AECOM (industry experts) | - | - | NA | SPONS A&B | 2 | (BEAMS Note 2) Standard | See page 9 of 9 of document in Evidence tab | - | 2 | TRUE
5065 | 63M0EW | 4180 | 63M0EW | Sewage treatment works | Sedimentation or Humus Tanks - Circular | Circular tanks | Reinforced concrete | Over 62.0m³ - 100.0m³ | A circular reinforced concrete sedimentation tanks consisting of a central well, a sloping cone, vertical walls, and an outer weir. The angle of the sloping cone is usually 7.5 degrees or 10 degrees occasionally up to 30 degrees to the horizontal and allows for the settlement of sludge in the central bottom cone. Tanks are normally set below the ground with an up stand topped with a safety rail. The cost of this up stand and safety rail is included in the costs provided. The cost of the bridge/ walkway and any mechanical equipment is excluded in the basic price. The gross internal volume includes the volume of the weir. | Location Adjustment Applicable (See Guidance Notes) - ERC = UK mean of 1.00 | (BEAMS Note 2) The ERC for this item should be added to all other rateable items on the hereditament (except land). Therefore the total of the ERC of the other Building Items and the P&M ERC (where applicable) to enable the correct contract size adjustment to be made. ERC of Building Component + ERC of P&M = Total ERC to which contract size adjustment should be applied. The appropriate % adjustment should be made in accordance with the scale for contract size adjustment specified under section 6 of the RCG 2023 Guidance notes. The currency ERC rates are set at £4m (Four Million Pounds) @ 1st April 2021 (AVD) for the RCG 2023 Publication. | For cost purposes the rate provided is in terms of Gross Internal Volume however for calculation of the volume of the tank for rating the volume is Gross External in accordance with Class 4(d) (measured externally and excluding foundations, settings, supports, and anything, which is not an integral part of the item). | Referencing of these items is very difficult and NO attempt must be made to climb on the surrounding apparatus in order to establish depths of the cylinder, cone or sump. Ask for suitable plans and take all of the measurements from them. Calculate GIV = m3. The calculation only includes part of the volume of the sump/pit, however, as the volume of the residue of the sump is relatively small the difference may be disregarded. The total diameter should include the weir. | Class 4 Table 4 Tanks. Class 4 Table 3 Bridges, Walkways | Class 4(d) does not exceed 400 cubic metres and which is readily capable of being moved from one site and re-erected in its original state on another without substantial demolition of any surrounding structure. In reality most concrete tanks under 400 cubic metres either above ground or below will not be capable of moving and re-erecting in its original state and thus are rateable. Most metal tanks under 400 cubic metres will be non rateable. | Security lighting, Walkways, Bridges. | - | For cost of Bridges see Category: Stairs, walkways. | See page 9 of 9 of document in Evidence tab | - | 10236 |  | m3 | - | 3 - INDUSTRIAL | David Grace | Jim Allen | 415.2829 | Option 2 | 514.8695 | 23.98% | 472 | 356.7208 | -14.1% | -30.72% | 356.7208 | -14.1% | AECOM | Mohammed Imran | VOA_GPN_GOV_UK\7254880 | 2021-10-11 | Low | - | Low | Costs provided by AECOM (industry experts) | - | - | NA | SPONS A&B | 2 | (BEAMS Note 2) Standard | See page 9 of 9 of document in Evidence tab | - | 2 | TRUE
5066 | 63M0EA | 4163 | 63M0EA | Sewage treatment works | Sedimentation or Humus Tanks - Rectangular | Rectangular tanks | Reinforced concrete | Over 100.0m³ - 250.0m³ | Rectangular reinforced concrete sedimentation tanks. The tank is of "shoe box" design with a flat or shallow gradient floor with a well (sump) at the lower end. Tanks normally set below ground with a 1 metre up stand topped with a safety rail. It should be assumed the tank is as per the description and installed below ground level. The costs should take account of the sump construction and should also include the cost of the upstand and safety rail. The costs should exclude bridges and mechanical handling equipment. Costs are to exclude any dividing wall/s. The gross internal volume excludes the volume of the weir. | Location Adjustment Applicable (See Guidance Notes) - ERC = UK mean of 1.00 | (BEAMS Note 2) The ERC for this item should be added to all other rateable items on the hereditament (except land). Therefore the total of the ERC of the other Building Items and the P&M ERC (where applicable) to enable the correct contract size adjustment to be made. ERC of Building Component + ERC of P&M = Total ERC to which contract size adjustment should be applied. The appropriate % adjustment should be made in accordance with the scale for contract size adjustment specified under section 6 of the RCG 2023 Guidance notes. The currency ERC rates are set at £4m (Four Million Pounds) @ 1st April 2021 (AVD) for the RCG 2023 Publication. | For cost purposes the rate provided is in terms of Gross Internal Volume however for calculation of the volume of the tank for rating the volume is Gross External in accordance with Class 4(d) (measured externally and excluding foundations, settings, supports, and anything, which is not an integral part of the item). Dividing wall additional costs apply to all tanks over 100m3 | Gross Internal Volume. Internal dividing walls measured as m2 of wall area | Class 4 Table 4 Tanks. Class 4 Table 3 Bridges, Walkways | Class 4(d) does not exceed 400 cubic metres and which is readily capable of being moved from one site and re-erected in its original state on another without substantial demolition of any surrounding structure. In reality most concrete tanks under 400 cubic metres either above ground or below will not be capable of moving and re-erecting in its original state and thus are rateable. Most metal tanks under 400 cubic metres will be non rateable. | Security lighting, walkways, platforms and stairs, bridges. | - | - | See page 9 of 9 of document in Evidence tab | - | 10239 |  | m3 | - | 3 - INDUSTRIAL | David Grace | Jim Allen | 299.7796 | Option 2 | 371.668 | 23.98% | 462 | 349.1631 | 16.47% | -6.055% | 349.1631 | 16.47% | AECOM | Mohammed Imran | VOA_GPN_GOV_UK\7254880 | 2021-10-12 | Low | - | Low | Costs provided by AECOM (industry experts) | - | - | NA | SPONS A&B | 2 | (BEAMS Note 2) Standard | See page 9 of 9 of document in Evidence tab | - | 2 | TRUE
5067 | 63M0EB | 4164 | 63M0EB | Sewage treatment works | Sedimentation or Humus Tanks - Rectangular | Rectangular tanks | Reinforced concrete | Over 250.0m³ - 500.0m³ | Rectangular reinforced concrete sedimentation tanks. The tank is of "shoe box" design with a flat or shallow gradient floor with a well (sump) at the lower end. Tanks normally set below ground with a 1 metre up stand topped with a safety rail. It should be assumed the tank is as per the description and installed below ground level. The costs should take account of the sump construction and should also include the cost of the upstand and safety rail. The costs should exclude bridges and mechanical handling equipment. Costs are to exclude any dividing wall/s. The gross internal volume excludes the volume of the weir. | Location Adjustment Applicable (See Guidance Notes) - ERC = UK mean of 1.00 | (BEAMS Note 2) The ERC for this item should be added to all other rateable items on the hereditament (except land). Therefore the total of the ERC of the other Building Items and the P&M ERC (where applicable) to enable the correct contract size adjustment to be made. ERC of Building Component + ERC of P&M = Total ERC to which contract size adjustment should be applied. The appropriate % adjustment should be made in accordance with the scale for contract size adjustment specified under section 6 of the RCG 2023 Guidance notes. The currency ERC rates are set at £4m (Four Million Pounds) @ 1st April 2021 (AVD) for the RCG 2023 Publication. | For cost purposes the rate provided is in terms of Gross Internal Volume however for calculation of the volume of the tank for rating the volume is Gross External in accordance with Class 4(d) (measured externally and excluding foundations, settings, supports, and anything, which is not an integral part of the item). Dividing wall additional costs apply to all tanks over 100m3 | Gross Internal Volume. Internal dividing walls measured as m2 of wall area | Class 4 Table 4 Tanks. Class 4 Table 3 Bridges, Walkways | Class 4(d) does not exceed 400 cubic metres and which is readily capable of being moved from one site and re-erected in its original state on another without substantial demolition of any surrounding structure. In reality most concrete tanks under 400 cubic metres either above ground or below will not be capable of moving and re-erecting in its original state and thus are rateable. Most metal tanks under 400 cubic metres will be non rateable. | Security lighting, walkways, platforms and stairs, bridges. | - | - | See page 9 of 9 of document in Evidence tab | - | 10239 |  | m3 | - | 3 - INDUSTRIAL | David Grace | Jim Allen | 200.147 | Option 2 | 248.143 | 23.98% | 369 | 278.877 | 39.34% | 12.39% | 278.877 | 39.34% | AECOM | Mohammed Imran | VOA_GPN_GOV_UK\7254880 | 2021-12-03 | Low | - | Low | Costs provided by AECOM (industry experts) | - | - | NA | SPONS A&B | 2 | (BEAMS Note 2) Standard | See page 9 of 9 of document in Evidence tab | - | 2 | TRUE
5068 | 63M0EC | 4165 | 63M0EC | Sewage treatment works | Sedimentation or Humus Tanks - Rectangular | Rectangular tanks | Reinforced concrete | Over 500.0m³ - 1000.0m³ | Rectangular reinforced concrete sedimentation tanks. The tank is of "shoe box" design with a flat or shallow gradient floor with a well (sump) at the lower end. Tanks normally set below ground with a 1 metre up stand topped with a safety rail. It should be assumed the tank is as per the description and installed below ground level. The costs should take account of the sump construction and should also include the cost of the upstand and safety rail. The costs should exclude bridges and mechanical handling equipment. Costs are to exclude any dividing wall/s. The gross internal volume excludes the volume of the weir. | Location Adjustment Applicable (See Guidance Notes) - ERC = UK mean of 1.00 | (BEAMS Note 2) The ERC for this item should be added to all other rateable items on the hereditament (except land). Therefore the total of the ERC of the other Building Items and the P&M ERC (where applicable) to enable the correct contract size adjustment to be made. ERC of Building Component + ERC of P&M = Total ERC to which contract size adjustment should be applied. The appropriate % adjustment should be made in accordance with the scale for contract size adjustment specified under section 6 of the RCG 2023 Guidance notes. The currency ERC rates are set at £4m (Four Million Pounds) @ 1st April 2021 (AVD) for the RCG 2023 Publication. | For cost purposes the rate provided is in terms of Gross Internal Volume however for calculation of the volume of the tank for rating the volume is Gross External in accordance with Class 4(d) (measured externally and excluding foundations, settings, supports, and anything, which is not an integral part of the item). Dividing wall additional costs apply to all tanks over 100m3 | Gross Internal Volume. Internal dividing walls measured as m2 of wall area | Class 4 Table 4 Tanks. Class 4 Table 3 Bridges, Walkways | Class 4(d) does not exceed 400 cubic metres and which is readily capable of being moved from one site and re-erected in its original state on another without substantial demolition of any surrounding structure. In reality most concrete tanks under 400 cubic metres either above ground or below will not be capable of moving and re-erecting in its original state and thus are rateable. Most metal tanks under 400 cubic metres will be non rateable. | Security lighting, walkways, platforms and stairs, bridges. | - | - | See page 9 of 9 of document in Evidence tab | - | 10239 |  | m3 | - | 3 - INDUSTRIAL | David Grace | Jim Allen | 179.8678 | Option 2 | 223.0008 | 23.98% | 301 | 227.4851 | 26.47% | 2.011% | 227.4851 | 26.47% | AECOM | Mohammed Imran | VOA_GPN_GOV_UK\7254880 | 2021-12-03 | Low | - | Low | Costs provided by AECOM (industry experts) | - | - | NA | SPONS A&B | 2 | (BEAMS Note 2) Standard | See page 9 of 9 of document in Evidence tab | - | 2 | TRUE
5069 | 63M0ED | 4166 | 63M0ED | Sewage treatment works | Sedimentation or Humus Tanks - Rectangular | Rectangular tanks | Reinforced concrete | Over 1,000.0m³ - 2,000.0m³ | Rectangular reinforced concrete sedimentation tanks. The tank is of "shoe box" design with a flat or shallow gradient floor with a well (sump) at the lower end. Tanks normally set below ground with a 1 metre up stand topped with a safety rail. It should be assumed the tank is as per the description and installed below ground level. The costs should take account of the sump construction and should also include the cost of the upstand and safety rail. The costs should exclude bridges and mechanical handling equipment. Costs are to exclude any dividing wall/s. The gross internal volume excludes the volume of the weir. | Location Adjustment Applicable (See Guidance Notes) - ERC = UK mean of 1.00 | (BEAMS Note 2) The ERC for this item should be added to all other rateable items on the hereditament (except land). Therefore the total of the ERC of the other Building Items and the P&M ERC (where applicable) to enable the correct contract size adjustment to be made. ERC of Building Component + ERC of P&M = Total ERC to which contract size adjustment should be applied. The appropriate % adjustment should be made in accordance with the scale for contract size adjustment specified under section 6 of the RCG 2023 Guidance notes. The currency ERC rates are set at £4m (Four Million Pounds) @ 1st April 2021 (AVD) for the RCG 2023 Publication. | For cost purposes the rate provided is in terms of Gross Internal Volume however for calculation of the volume of the tank for rating the volume is Gross External in accordance with Class 4(d) (measured externally and excluding foundations, settings, supports, and anything, which is not an integral part of the item). Dividing wall additional costs apply to all tanks over 100m3 | Gross Internal Volume. Internal dividing walls measured as m2 of wall area | Class 4 Table 4 Tanks. Class 4 Table 3 Bridges, Walkways | Class 4(d) does not exceed 400 cubic metres and which is readily capable of being moved from one site and re-erected in its original state on another without substantial demolition of any surrounding structure. In reality most concrete tanks under 400 cubic metres either above ground or below will not be capable of moving and re-erecting in its original state and thus are rateable. Most metal tanks under 400 cubic metres will be non rateable. | Security lighting, walkways, platforms and stairs, bridges. | - | - | See page 9 of 9 of document in Evidence tab | - | 10239 |  | m3 | - | 3 - INDUSTRIAL | David Grace | Jim Allen | 139.3094 | Option 2 | 172.7163 | 23.98% | 245 | 185.1623 | 32.91% | 7.206% | 185.1623 | 32.91% | AECOM | Mohammed Imran | VOA_GPN_GOV_UK\7254880 | 2021-12-03 | Low | - | Low | Costs provided by AECOM (industry experts) | - | - | NA | SPONS A&B | 2 | (BEAMS Note 2) Standard | See page 9 of 9 of document in Evidence tab | - | 2 | TRUE
5070 | 63M0EE | 4167 | 63M0EE | Sewage treatment works | Sedimentation or Humus Tanks - Rectangular | Rectangular tanks | Reinforced concrete | Over 2,000.0m³ - 3,000.0m³ | Rectangular reinforced concrete sedimentation tanks. The tank is of "shoe box" design with a flat or shallow gradient floor with a well (sump) at the lower end. Tanks normally set below ground with a 1 metre up stand topped with a safety rail. It should be assumed the tank is as per the description and installed below ground level. The costs should take account of the sump construction and should also include the cost of the upstand and safety rail. The costs should exclude bridges and mechanical handling equipment. Costs are to exclude any dividing wall/s. The gross internal volume excludes the volume of the weir. | Location Adjustment Applicable (See Guidance Notes) - ERC = UK mean of 1.00 | (BEAMS Note 2) The ERC for this item should be added to all other rateable items on the hereditament (except land). Therefore the total of the ERC of the other Building Items and the P&M ERC (where applicable) to enable the correct contract size adjustment to be made. ERC of Building Component + ERC of P&M = Total ERC to which contract size adjustment should be applied. The appropriate % adjustment should be made in accordance with the scale for contract size adjustment specified under section 6 of the RCG 2023 Guidance notes. The currency ERC rates are set at £4m (Four Million Pounds) @ 1st April 2021 (AVD) for the RCG 2023 Publication. | For cost purposes the rate provided is in terms of Gross Internal Volume however for calculation of the volume of the tank for rating the volume is Gross External in accordance with Class 4(d) (measured externally and excluding foundations, settings, supports, and anything, which is not an integral part of the item). Dividing wall additional costs apply to all tanks over 100m3 | Gross Internal Volume. Internal dividing walls measured as m2 of wall area | Class 4 Table 4 Tanks. Class 4 Table 3 Bridges, Walkways | Class 4(d) does not exceed 400 cubic metres and which is readily capable of being moved from one site and re-erected in its original state on another without substantial demolition of any surrounding structure. In reality most concrete tanks under 400 cubic metres either above ground or below will not be capable of moving and re-erecting in its original state and thus are rateable. Most metal tanks under 400 cubic metres will be non rateable. | Security lighting, walkways, platforms and stairs, bridges. | - | - | See page 9 of 9 of document in Evidence tab | - | 10239 |  | m3 | - | 3 - INDUSTRIAL | David Grace | Jim Allen | 119.9118 | Option 2 | 148.6672 | 23.98% | 211 | 159.4663 | 32.99% | 7.264% | 159.4663 | 32.99% | AECOM | Mohammed Imran | VOA_GPN_GOV_UK\7254880 | 2021-12-03 | Low | - | Low | Costs provided by AECOM (industry experts) | - | - | NA | SPONS A&B | 2 | (BEAMS Note 2) Standard | See page 9 of 9 of document in Evidence tab | - | 2 | TRUE
5071 | 63M0EF | 4168 | 63M0EF | Sewage treatment works | Sedimentation or Humus Tanks - Rectangular | Rectangular tanks | Reinforced concrete | Over 3,000.0m³ - 5,000.0m³ | Rectangular reinforced concrete sedimentation tanks. The tank is of "shoe box" design with a flat or shallow gradient floor with a well (sump) at the lower end. Tanks normally set below ground with a 1 metre up stand topped with a safety rail. It should be assumed the tank is as per the description and installed below ground level. The costs should take account of the sump construction and should also include the cost of the upstand and safety rail. The costs should exclude bridges and mechanical handling equipment. Costs are to exclude any dividing wall/s. The gross internal volume excludes the volume of the weir. | Location Adjustment Applicable (See Guidance Notes) - ERC = UK mean of 1.00 | (BEAMS Note 2) The ERC for this item should be added to all other rateable items on the hereditament (except land). Therefore the total of the ERC of the other Building Items and the P&M ERC (where applicable) to enable the correct contract size adjustment to be made. ERC of Building Component + ERC of P&M = Total ERC to which contract size adjustment should be applied. The appropriate % adjustment should be made in accordance with the scale for contract size adjustment specified under section 6 of the RCG 2023 Guidance notes. The currency ERC rates are set at £4m (Four Million Pounds) @ 1st April 2021 (AVD) for the RCG 2023 Publication. | For cost purposes the rate provided is in terms of Gross Internal Volume however for calculation of the volume of the tank for rating the volume is Gross External in accordance with Class 4(d) (measured externally and excluding foundations, settings, supports, and anything, which is not an integral part of the item). Dividing wall additional costs apply to all tanks over 100m3 | Gross Internal Volume. Internal dividing walls measured as m2 of wall area | Class 4 Table 4 Tanks. Class 4 Table 3 Bridges, Walkways | Class 4(d) does not exceed 400 cubic metres and which is readily capable of being moved from one site and re-erected in its original state on another without substantial demolition of any surrounding structure. In reality most concrete tanks under 400 cubic metres either above ground or below will not be capable of moving and re-erecting in its original state and thus are rateable. Most metal tanks under 400 cubic metres will be non rateable. | Security lighting, walkways, platforms and stairs, bridges. | - | - | See page 9 of 9 of document in Evidence tab | - | 10239 |  | m3 | - | 3 - INDUSTRIAL | David Grace | Jim Allen | 99.6326 | Option 2 | 123.525 | 23.98% | 170 | 128.4799 | 28.95% | 4.011% | 128.4799 | 28.95% | AECOM | Mohammed Imran | VOA_GPN_GOV_UK\7254880 | 2021-10-12 | Low | - | Low | Costs provided by AECOM (industry experts) | - | - | NA | SPONS A&B | 2 | (BEAMS Note 2) Standard | See page 9 of 9 of document in Evidence tab | - | 2 | TRUE
5072 | 63M0EG | 4169 | 63M0EG | Sewage treatment works | Sedimentation or Humus Tanks - Rectangular | Rectangular tanks | Reinforced concrete | Over 5,000.0m³ - 10,000m³ | Rectangular reinforced concrete sedimentation tanks. The tank is of "shoe box" design with a flat or shallow gradient floor with a well (sump) at the lower end. Tanks normally set below ground with a 1 metre up stand topped with a safety rail. It should be assumed the tank is as per the description and installed below ground level. The costs should take account of the sump construction and should also include the cost of the upstand and safety rail. The costs should exclude bridges and mechanical handling equipment. Costs are to exclude any dividing wall/s. The gross internal volume excludes the volume of the weir. | Location Adjustment Applicable (See Guidance Notes) - ERC = UK mean of 1.00 | (BEAMS Note 2) The ERC for this item should be added to all other rateable items on the hereditament (except land). Therefore the total of the ERC of the other Building Items and the P&M ERC (where applicable) to enable the correct contract size adjustment to be made. ERC of Building Component + ERC of P&M = Total ERC to which contract size adjustment should be applied. The appropriate % adjustment should be made in accordance with the scale for contract size adjustment specified under section 6 of the RCG 2023 Guidance notes. The currency ERC rates are set at £4m (Four Million Pounds) @ 1st April 2021 (AVD) for the RCG 2023 Publication. | For cost purposes the rate provided is in terms of Gross Internal Volume however for calculation of the volume of the tank for rating the volume is Gross External in accordance with Class 4(d) (measured externally and excluding foundations, settings, supports, and anything, which is not an integral part of the item). Dividing wall additional costs apply to all tanks over 100m3 | Gross Internal Volume. Internal dividing walls measured as m2 of wall area | Class 4 Table 4 Tanks. Class 4 Table 3 Bridges, Walkways | Class 4(d) does not exceed 400 cubic metres and which is readily capable of being moved from one site and re-erected in its original state on another without substantial demolition of any surrounding structure. In reality most concrete tanks under 400 cubic metres either above ground or below will not be capable of moving and re-erecting in its original state and thus are rateable. Most metal tanks under 400 cubic metres will be non rateable. | Security lighting, walkways, platforms and stairs, bridges. | - | - | See page 9 of 9 of document in Evidence tab | - | 10239 |  | m3 | - | 3 - INDUSTRIAL | David Grace | Jim Allen | 86.4071 | Option 2 | 107.1278 | 23.98% | 146 | 110.3416 | 27.7% | 3% | 110.3416 | 27.7% | AECOM | Mohammed Imran | VOA_GPN_GOV_UK\7254880 | 2021-10-12 | Low | - | Low | Costs provided by AECOM (industry experts) | - | - | NA | SPONS A&B | 2 | (BEAMS Note 2) Standard | See page 9 of 9 of document in Evidence tab | - | 2 | TRUE
5073 | 63M0EH | 4170 | 63M0EH | Sewage treatment works | Sedimentation or Humus Tanks - Rectangular | Rectangular tanks | Reinforced concrete | Over 10,000m³ | Rectangular reinforced concrete sedimentation tanks. The tank is of "shoe box" design with a flat or shallow gradient floor with a well (sump) at the lower end. Tanks normally set below ground with a 1 metre up stand topped with a safety rail. It should be assumed the tank is as per the description and installed below ground level. The costs should take account of the sump construction and should also include the cost of the upstand and safety rail. The costs should exclude bridges and mechanical handling equipment. Costs are to exclude any dividing wall/s. The gross internal volume excludes the volume of the weir. | Location Adjustment Applicable (See Guidance Notes) - ERC = UK mean of 1.00 | (BEAMS Note 2) The ERC for this item should be added to all other rateable items on the hereditament (except land). Therefore the total of the ERC of the other Building Items and the P&M ERC (where applicable) to enable the correct contract size adjustment to be made. ERC of Building Component + ERC of P&M = Total ERC to which contract size adjustment should be applied. The appropriate % adjustment should be made in accordance with the scale for contract size adjustment specified under section 6 of the RCG 2023 Guidance notes. The currency ERC rates are set at £4m (Four Million Pounds) @ 1st April 2021 (AVD) for the RCG 2023 Publication. | For cost purposes the rate provided is in terms of Gross Internal Volume however for calculation of the volume of the tank for rating the volume is Gross External in accordance with Class 4(d) (measured externally and excluding foundations, settings, supports, and anything, which is not an integral part of the item). Dividing wall additional costs apply to all tanks over 100m3 | Gross Internal Volume. Internal dividing walls measured as m2 of wall area | Class 4 Table 4 Tanks. Class 4 Table 3 Bridges, Walkways | Class 4(d) does not exceed 400 cubic metres and which is readily capable of being moved from one site and re-erected in its original state on another without substantial demolition of any surrounding structure. In reality most concrete tanks under 400 cubic metres either above ground or below will not be capable of moving and re-erecting in its original state and thus are rateable. Most metal tanks under 400 cubic metres will be non rateable. | Security lighting, walkways, platforms and stairs, bridges. | - | - | See page 9 of 9 of document in Evidence tab | - | 10239 |  | m3 | - | 3 - INDUSTRIAL | David Grace | Jim Allen | 68.773 | Option 2 | 85.265 | 23.98% | 134 | 101.2724 | 47.26% | 18.77% | 101.2724 | 47.26% | AECOM | Mohammed Imran | VOA_GPN_GOV_UK\7254880 | 2021-10-12 | Low | - | Low | Costs provided by AECOM (industry experts) | - | - | NA | SPONS A&B | 2 | (BEAMS Note 2) Standard | See page 9 of 9 of document in Evidence tab | - | 2 | TRUE
5074 | 63M0EI | 4171 | 63M0EI | Sewage treatment works | Sedimentation or Humus Tanks - Rectangular | Rectangular tanks | Reinforced concrete | < 25.0m³ | Rectangular reinforced concrete sedimentation tanks. The tank is of "shoe box" design with a flat or shallow gradient floor with a well (sump) at the lower end. Tanks normally set below ground with a 1 metre up stand topped with a safety rail. It should be assumed the tank is as per the description and installed below ground level. The costs should take account of the sump construction and should also include the cost of the upstand and safety rail. The costs should exclude bridges and mechanical handling equipment. Costs are to exclude any dividing wall/s. The gross internal volume excludes the volume of the weir. | Location Adjustment Applicable (See Guidance Notes) - ERC = UK mean of 1.00 | (BEAMS Note 2) The ERC for this item should be added to all other rateable items on the hereditament (except land). Therefore the total of the ERC of the other Building Items and the P&M ERC (where applicable) to enable the correct contract size adjustment to be made. ERC of Building Component + ERC of P&M = Total ERC to which contract size adjustment should be applied. The appropriate % adjustment should be made in accordance with the scale for contract size adjustment specified under section 6 of the RCG 2023 Guidance notes. The currency ERC rates are set at £4m (Four Million Pounds) @ 1st April 2021 (AVD) for the RCG 2023 Publication. | For cost purposes the rate provided is in terms of Gross Internal Volume however for calculation of the volume of the tank for rating the volume is Gross External in accordance with Class 4(d) (measured externally and excluding foundations, settings, supports, and anything, which is not an integral part of the item). Dividing wall additional costs apply to all tanks over 100m3 | Gross Internal Volume. Internal dividing walls measured as m2 of wall area | Class 4 Table 4 Tanks. Class 4 Table 3 Bridges, Walkways | Class 4(d) does not exceed 400 cubic metres and which is readily capable of being moved from one site and re-erected in its original state on another without substantial demolition of any surrounding structure. In reality most concrete tanks under 400 cubic metres either above ground or below will not be capable of moving and re-erecting in its original state and thus are rateable. Most metal tanks under 400 cubic metres will be non rateable. | Security lighting, walkways, platforms and stairs, bridges. | - | - | See page 9 of 9 of document in Evidence tab | - | 10239 |  | m3 | - | 3 - INDUSTRIAL | David Grace | Jim Allen | 619.8384 | Option 2 | 768.4783 | 23.98% | 818 | 618.2152 | -0.2619% | -19.55% | 618.2152 | -0.2619% | AECOM | Mohammed Imran | VOA_GPN_GOV_UK\7254880 | 2021-10-11 | Low | - | Low | Costs provided by AECOM (industry experts) | - | - | NA | SPONS A&B | 2 | (BEAMS Note 2) Standard | See page 9 of 9 of document in Evidence tab | - | 2 | TRUE
5075 | 63M0EJ | 4172 | 63M0EJ | Sewage treatment works | Sedimentation or Humus Tanks - Rectangular | Rectangular tanks | Reinforced concrete | Over 25.0m³ - 30.0m³ | Rectangular reinforced concrete sedimentation tanks. The tank is of "shoe box" design with a flat or shallow gradient floor with a well (sump) at the lower end. Tanks normally set below ground with a 1 metre up stand topped with a safety rail. It should be assumed the tank is as per the description and installed below ground level. The costs should take account of the sump construction and should also include the cost of the upstand and safety rail. The costs should exclude bridges and mechanical handling equipment. Costs are to exclude any dividing wall/s. The gross internal volume excludes the volume of the weir. | Location Adjustment Applicable (See Guidance Notes) - ERC = UK mean of 1.00 | (BEAMS Note 2) The ERC for this item should be added to all other rateable items on the hereditament (except land). Therefore the total of the ERC of the other Building Items and the P&M ERC (where applicable) to enable the correct contract size adjustment to be made. ERC of Building Component + ERC of P&M = Total ERC to which contract size adjustment should be applied. The appropriate % adjustment should be made in accordance with the scale for contract size adjustment specified under section 6 of the RCG 2023 Guidance notes. The currency ERC rates are set at £4m (Four Million Pounds) @ 1st April 2021 (AVD) for the RCG 2023 Publication. | For cost purposes the rate provided is in terms of Gross Internal Volume however for calculation of the volume of the tank for rating the volume is Gross External in accordance with Class 4(d) (measured externally and excluding foundations, settings, supports, and anything, which is not an integral part of the item). Dividing wall additional costs apply to all tanks over 100m3 | Gross Internal Volume. Internal dividing walls measured as m2 of wall area | Class 4 Table 4 Tanks. Class 4 Table 3 Bridges, Walkways | Class 4(d) does not exceed 400 cubic metres and which is readily capable of being moved from one site and re-erected in its original state on another without substantial demolition of any surrounding structure. In reality most concrete tanks under 400 cubic metres either above ground or below will not be capable of moving and re-erecting in its original state and thus are rateable. Most metal tanks under 400 cubic metres will be non rateable. | Security lighting, walkways, platforms and stairs, bridges. | - | - | See page 9 of 9 of document in Evidence tab | - | 10239 |  | m3 | - | 3 - INDUSTRIAL | David Grace | Jim Allen | 568.6996 | Option 2 | 705.0761 | 23.98% | 796 | 601.5884 | 5.783% | -14.68% | 601.5884 | 5.783% | AECOM | Mohammed Imran | VOA_GPN_GOV_UK\7254880 | 2021-10-12 | Low | - | Low | Costs provided by AECOM (industry experts) | - | - | NA | SPONS A&B | 2 | (BEAMS Note 2) Standard | See page 9 of 9 of document in Evidence tab | - | 2 | TRUE
5076 | 63M0EK | 4173 | 63M0EK | Sewage treatment works | Sedimentation or Humus Tanks - Rectangular | Rectangular tanks | Reinforced concrete | Over 30.0m³ - 50.0m³ | Rectangular reinforced concrete sedimentation tanks. The tank is of "shoe box" design with a flat or shallow gradient floor with a well (sump) at the lower end. Tanks normally set below ground with a 1 metre up stand topped with a safety rail. It should be assumed the tank is as per the description and installed below ground level. The costs should take account of the sump construction and should also include the cost of the upstand and safety rail. The costs should exclude bridges and mechanical handling equipment. Costs are to exclude any dividing wall/s. The gross internal volume excludes the volume of the weir. | Location Adjustment Applicable (See Guidance Notes) - ERC = UK mean of 1.00 | (BEAMS Note 2) The ERC for this item should be added to all other rateable items on the hereditament (except land). Therefore the total of the ERC of the other Building Items and the P&M ERC (where applicable) to enable the correct contract size adjustment to be made. ERC of Building Component + ERC of P&M = Total ERC to which contract size adjustment should be applied. The appropriate % adjustment should be made in accordance with the scale for contract size adjustment specified under section 6 of the RCG 2023 Guidance notes. The currency ERC rates are set at £4m (Four Million Pounds) @ 1st April 2021 (AVD) for the RCG 2023 Publication. | For cost purposes the rate provided is in terms of Gross Internal Volume however for calculation of the volume of the tank for rating the volume is Gross External in accordance with Class 4(d) (measured externally and excluding foundations, settings, supports, and anything, which is not an integral part of the item). Dividing wall additional costs apply to all tanks over 100m3 | Gross Internal Volume. Internal dividing walls measured as m2 of wall area | Class 4 Table 4 Tanks. Class 4 Table 3 Bridges, Walkways | Class 4(d) does not exceed 400 cubic metres and which is readily capable of being moved from one site and re-erected in its original state on another without substantial demolition of any surrounding structure. In reality most concrete tanks under 400 cubic metres either above ground or below will not be capable of moving and re-erecting in its original state and thus are rateable. Most metal tanks under 400 cubic metres will be non rateable. | Security lighting, walkways, platforms and stairs, bridges. | - | - | See page 9 of 9 of document in Evidence tab | - | 10239 |  | m3 | - | 3 - INDUSTRIAL | David Grace | Jim Allen | 517.5607 | Option 2 | 641.6739 | 23.98% | 713 | 538.8599 | 4.115% | -16.02% | 538.8599 | 4.115% | AECOM | Mohammed Imran | VOA_GPN_GOV_UK\7254880 | 2021-10-12 | Low | - | Low | Costs provided by AECOM (industry experts) | - | - | NA | SPONS A&B | 2 | (BEAMS Note 2) Standard | See page 9 of 9 of document in Evidence tab | - | 2 | TRUE
5077 | 63M0EL | 4174 | 63M0EL | Sewage treatment works | Sedimentation or Humus Tanks - Rectangular | Rectangular tanks | Reinforced concrete | Over 50.0m³ - 62.0m³ | Rectangular reinforced concrete sedimentation tanks. The tank is of "shoe box" design with a flat or shallow gradient floor with a well (sump) at the lower end. Tanks normally set below ground with a 1 metre up stand topped with a safety rail. It should be assumed the tank is as per the description and installed below ground level. The costs should take account of the sump construction and should also include the cost of the upstand and safety rail. The costs should exclude bridges and mechanical handling equipment. Costs are to exclude any dividing wall/s. The gross internal volume excludes the volume of the weir. | Location Adjustment Applicable (See Guidance Notes) - ERC = UK mean of 1.00 | (BEAMS Note 2) The ERC for this item should be added to all other rateable items on the hereditament (except land). Therefore the total of the ERC of the other Building Items and the P&M ERC (where applicable) to enable the correct contract size adjustment to be made. ERC of Building Component + ERC of P&M = Total ERC to which contract size adjustment should be applied. The appropriate % adjustment should be made in accordance with the scale for contract size adjustment specified under section 6 of the RCG 2023 Guidance notes. The currency ERC rates are set at £4m (Four Million Pounds) @ 1st April 2021 (AVD) for the RCG 2023 Publication. | For cost purposes the rate provided is in terms of Gross Internal Volume however for calculation of the volume of the tank for rating the volume is Gross External in accordance with Class 4(d) (measured externally and excluding foundations, settings, supports, and anything, which is not an integral part of the item). Dividing wall additional costs apply to all tanks over 100m3 | Gross Internal Volume. Internal dividing walls measured as m2 of wall area | Class 4 Table 4 Tanks. Class 4 Table 3 Bridges, Walkways | Class 4(d) does not exceed 400 cubic metres and which is readily capable of being moved from one site and re-erected in its original state on another without substantial demolition of any surrounding structure. In reality most concrete tanks under 400 cubic metres either above ground or below will not be capable of moving and re-erecting in its original state and thus are rateable. Most metal tanks under 400 cubic metres will be non rateable. | Security lighting, walkways, platforms and stairs, bridges. | - | - | See page 9 of 9 of document in Evidence tab | - | 10239 |  | m3 | - | 3 - INDUSTRIAL | David Grace | Jim Allen | 466.4218 | Option 2 | 578.2717 | 23.98% | 645 | 487.468 | 4.512% | -15.7% | 487.468 | 4.512% | AECOM | Mohammed Imran | VOA_GPN_GOV_UK\7254880 | 2021-10-12 | Low | - | Low | Costs provided by AECOM (industry experts) | - | - | NA | SPONS A&B | 2 | (BEAMS Note 2) Standard | See page 9 of 9 of document in Evidence tab | - | 2 | TRUE
5078 | 63M0EM | 4175 | 63M0EM | Sewage treatment works | Sedimentation or Humus Tanks - Rectangular | Rectangular tanks | Reinforced concrete | Over 62.0m³ - 100.0m³ | Rectangular reinforced concrete sedimentation tanks. The tank is of "shoe box" design with a flat or shallow gradient floor with a well (sump) at the lower end. Tanks normally set below ground with a 1 metre up stand topped with a safety rail. It should be assumed the tank is as per the description and installed below ground level. The costs should take account of the sump construction and should also include the cost of the upstand and safety rail. The costs should exclude bridges and mechanical handling equipment. Costs are to exclude any dividing wall/s. The gross internal volume excludes the volume of the weir. | Location Adjustment Applicable (See Guidance Notes) - ERC = UK mean of 1.00 | (BEAMS Note 2) The ERC for this item should be added to all other rateable items on the hereditament (except land). Therefore the total of the ERC of the other Building Items and the P&M ERC (where applicable) to enable the correct contract size adjustment to be made. ERC of Building Component + ERC of P&M = Total ERC to which contract size adjustment should be applied. The appropriate % adjustment should be made in accordance with the scale for contract size adjustment specified under section 6 of the RCG 2023 Guidance notes. The currency ERC rates are set at £4m (Four Million Pounds) @ 1st April 2021 (AVD) for the RCG 2023 Publication. | For cost purposes the rate provided is in terms of Gross Internal Volume however for calculation of the volume of the tank for rating the volume is Gross External in accordance with Class 4(d) (measured externally and excluding foundations, settings, supports, and anything, which is not an integral part of the item). Dividing wall additional costs apply to all tanks over 100m3 | Gross Internal Volume. Internal dividing walls measured as m2 of wall area | Class 4 Table 4 Tanks. Class 4 Table 3 Bridges, Walkways | Class 4(d) does not exceed 400 cubic metres and which is readily capable of being moved from one site and re-erected in its original state on another without substantial demolition of any surrounding structure. In reality most concrete tanks under 400 cubic metres either above ground or below will not be capable of moving and re-erecting in its original state and thus are rateable. Most metal tanks under 400 cubic metres will be non rateable. | Security lighting, walkways, platforms and stairs, bridges. | - | - | See page 9 of 9 of document in Evidence tab | - | 10239 |  | m3 | - | 3 - INDUSTRIAL | David Grace | Jim Allen | 415.2829 | Option 2 | 514.8695 | 23.98% | 579 | 437.5875 | 5.371% | -15.01% | 437.5875 | 5.371% | AECOM | Mohammed Imran | VOA_GPN_GOV_UK\7254880 | 2021-10-12 | Low | - | Low | Costs provided by AECOM (industry experts) | - | - | NA | SPONS A&B | 2 | (BEAMS Note 2) Standard | See page 9 of 9 of document in Evidence tab | - | 2 | TRUE
5079 | 40POOA | 6425 | 40POOA | Sewage treatment works | Sedimentation tanks | Dorr thickener or clarrifloculator | 12m diam | 289m³ | A Dorr thickener is a particular type of sedimentation tank- usually of concrete construction, open topped and having a central tower. The name Dorr derives from Dorr Oliver Co Ltd. Tanks are most commonly found in sewage treatment works. There are several other applications serving the chemical, metallurgical, pulp and paper, food and pharmaceutical industries. E.g. magnesia production. Sizes range from 10-200m diameter. The actual thickener comprises an underwater raking mechanism and a drive head which supplies motive power (both non rateable). A fixed bridge may be present and windshields may be provided to the larger diameter tanks particularly in exposed locations. Access tunnels may be provided to the central tower. Generally constructed at two thirds wall depth below ground level. A Clarrifloculator is of similar construction and is used for removing solids from water that has been used to clean gas or air. It contains a small diameter steel or concrete tank (flocculating chamber) without top or bottom. Additives (reagents) are mixed with the fine solids suspended in the water in the flocculating chamber. These solids cling together and settle to the bottom of the tank, the water being agitated by moving paddles. Rotating rakes and the sloping base of the tank funnel the solids away to a central sludge withdrawal pipe from where they are pumped away .The tank may contain a series of concrete troughs (launders) at the perimeter and near the surface of the water, with perforations to assist the recovery of the purified (supernatant) water. Generally constructed with two thirds wall depth below ground level. For cost purposes the rate provided is in terms of Gross Internal Volume however for calculation of the volume of the tank for rating the volume is Gross External in accordance with Class 4(d) (measured externally and excluding foundations, settings, supports, and anything, which is not an integral part of the item). | Location Adjustment Applicable (See Guidance Notes) - ERC = UK mean of 1.00 | (BEAMS Note 2) The ERC for this item should be added to all other rateable items on the hereditament (except land). Therefore the total of the ERC of the other Building Items and the P&M ERC (where applicable) to enable the correct contract size adjustment to be made. ERC of Building Component + ERC of P&M = Total ERC to which contract size adjustment should be applied. The appropriate % adjustment should be made in accordance with the scale for contract size adjustment specified under section 6 of the RCG 2023 Guidance notes. The currency ERC rates are set at £4m (Four Million Pounds) @ 1st April 2021 (AVD) for the RCG 2023 Publication. | NOTE: The rate does not include tank equipment, gantries or bridges | GIV | Class 4 Table 4 Tanks. Class 4 Table 3 Bridges, Walkways | Class 4(d) does not exceed 400 cubic metres and which is readily capable of being moved from one site and re-erected in its original state on another without substantial demolition of any surrounding structure. In reality most concrete tanks under 400 cubic metres either above ground or below will not be capable of moving and re-erecting in its original state and thus are rateable. Most metal tanks under 400 cubic metres will be non rateable. | Security lighting, Walkways, Bridges. Stairs and platforms | - | - | Photo 1- Typical tank with view of walkway and scraper. | Note - construction above ground level. May also be found in large industrial complexes as well as STW | 10237 |  | M3 | Gross internal volume in M3 | NA | NA | NA | 216.0177 | Option 2 | 267.8196 | 23.98% | 279.8022 | 211.4645 | -2.108% | -21.04% | 211.4645 | -2.108% | Indexed | NA | VOA_GPN_GOV_UK\7246041 | 2019-08-30 | Low | - | Medium | Risk taken from previous CG | - | - | NA | SPONS A&B | NA | (BEAMS Note 2) The ERC for this item should be added to all other rateable items on the hereditament (except land). Therefore the total of the ERC of the other Building Items and the P&M ERC (where applicable) to enable the correct contract size adjustment to be made. ERC of Building Component + ERC of P&M = Total ERC to which contract size adjustment should be applied. The appropriate % adjustment should be made in accordance with the scale for contract size adjustment specified under section 6 of the RCG 2021 Guidance notes. The currency ERC rates are set at £4m (Four Million Pounds) @ 1st April 2019 (AVD) for the RCG 2021 Publication. | Photo 1- Typical tank with view of walkway and scraper. | Note - construction above ground level. May also be found in large industrial complexes as well as STW | 2 | TRUE
5080 | 40POOD | 6426 | 40POOD | Sewage treatment works | Sedimentation tanks | Dorr thickener or clarrifloculator | 16m diam | 546m³ | A Dorr thickener is a particular type of sedimentation tank- usually of concrete construction, open topped and having a central tower. The name Dorr derives from Dorr Oliver Co Ltd. Tanks are most commonly found in sewage treatment works. There are several other applications serving the chemical, metallurgical, pulp and paper, food and pharmaceutical industries. E.g. magnesia production. Sizes range from 10-200m diameter. The actual thickener comprises an underwater raking mechanism and a drive head which supplies motive power (both non rateable). A fixed bridge may be present and windshields may be provided to the larger diameter tanks particularly in exposed locations. Access tunnels may be provided to the central tower. Generally constructed at two thirds wall depth below ground level. A Clarrifloculator is of similar construction and is used for removing solids from water that has been used to clean gas or air. It contains a small diameter steel or concrete tank (flocculating chamber) without top or bottom. Additives (reagents) are mixed with the fine solids suspended in the water in the flocculating chamber. These solids cling together and settle to the bottom of the tank, the water being agitated by moving paddles. Rotating rakes and the sloping base of the tank funnel the solids away to a central sludge withdrawal pipe from where they are pumped away .The tank may contain a series of concrete troughs (launders) at the perimeter and near the surface of the water, with perforations to assist the recovery of the purified (supernatant) water. Generally constructed with two thirds wall depth below ground level. For cost purposes the rate provided is in terms of Gross Internal Volume however for calculation of the volume of the tank for rating the volume is Gross External in accordance with Class 4(d) (measured externally and excluding foundations, settings, supports, and anything, which is not an integral part of the item). | Location Adjustment Applicable (See Guidance Notes) - ERC = UK mean of 1.00 | (BEAMS Note 2) The ERC for this item should be added to all other rateable items on the hereditament (except land). Therefore the total of the ERC of the other Building Items and the P&M ERC (where applicable) to enable the correct contract size adjustment to be made. ERC of Building Component + ERC of P&M = Total ERC to which contract size adjustment should be applied. The appropriate % adjustment should be made in accordance with the scale for contract size adjustment specified under section 6 of the RCG 2023 Guidance notes. The currency ERC rates are set at £4m (Four Million Pounds) @ 1st April 2021 (AVD) for the RCG 2023 Publication. | NOTE: The rate does not include tank equipment, gantries or bridges | GIV | Class 4 Table 4 Tanks. Class 4 Table 3 Bridges, Walkways | Class 4(d) does not exceed 400 cubic metres and which is readily capable of being moved from one site and re-erected in its original state on another without substantial demolition of any surrounding structure. In reality most concrete tanks under 400 cubic metres either above ground or below will not be capable of moving and re-erecting in its original state and thus are rateable. Most metal tanks under 400 cubic metres will be non rateable. | Security lighting, Walkways, Bridges. Stairs and platforms | - | - | Photo 1- Typical tank with view of walkway and scraper. | Note - construction above ground level. May also be found in large industrial complexes as well as STW | 10237 |  | M3 | Gross internal volume in M3 | NA | NA | NA | 216.0177 | Option 2 | 267.8196 | 23.98% | 254.0173 | 191.9772 | -11.13% | -28.32% | 191.9772 | -11.13% | Indexed | NA | VOA_GPN_GOV_UK\7246041 | 2019-08-30 | Low | - | Medium | Risk taken from previous CG | - | - | NA | SPONS A&B | NA | (BEAMS Note 2) The ERC for this item should be added to all other rateable items on the hereditament (except land). Therefore the total of the ERC of the other Building Items and the P&M ERC (where applicable) to enable the correct contract size adjustment to be made. ERC of Building Component + ERC of P&M = Total ERC to which contract size adjustment should be applied. The appropriate % adjustment should be made in accordance with the scale for contract size adjustment specified under section 6 of the RCG 2021 Guidance notes. The currency ERC rates are set at £4m (Four Million Pounds) @ 1st April 2019 (AVD) for the RCG 2021 Publication. | Photo 1- Typical tank with view of walkway and scraper. | Note - construction above ground level. May also be found in large industrial complexes as well as STW | 2 | TRUE
5081 | 40POOF | 6427 | 40POOF | Sewage treatment works | Sedimentation tanks | Dorr thickener or clarrifloculator | 22m diam | 1090m³ | A Dorr thickener is a particular type of sedimentation tank- usually of concrete construction, open topped and having a central tower. The name Dorr derives from Dorr Oliver Co Ltd. Tanks are most commonly found in sewage treatment works. There are several other applications serving the chemical, metallurgical, pulp and paper, food and pharmaceutical industries. E.g. magnesia production. Sizes range from 10-200m diameter. The actual thickener comprises an underwater raking mechanism and a drive head which supplies motive power (both non rateable). A fixed bridge may be present and windshields may be provided to the larger diameter tanks particularly in exposed locations. Access tunnels may be provided to the central tower. Generally constructed at two thirds wall depth below ground level. A Clarrifloculator is of similar construction and is used for removing solids from water that has been used to clean gas or air. It contains a small diameter steel or concrete tank (flocculating chamber) without top or bottom. Additives (reagents) are mixed with the fine solids suspended in the water in the flocculating chamber. These solids cling together and settle to the bottom of the tank, the water being agitated by moving paddles. Rotating rakes and the sloping base of the tank funnel the solids away to a central sludge withdrawal pipe from where they are pumped away .The tank may contain a series of concrete troughs (launders) at the perimeter and near the surface of the water, with perforations to assist the recovery of the purified (supernatant) water. Generally constructed with two thirds wall depth below ground level. For cost purposes the rate provided is in terms of Gross Internal Volume however for calculation of the volume of the tank for rating the volume is Gross External in accordance with Class 4(d) (measured externally and excluding foundations, settings, supports, and anything, which is not an integral part of the item). | Location Adjustment Applicable (See Guidance Notes) - ERC = UK mean of 1.00 | (BEAMS Note 2) The ERC for this item should be added to all other rateable items on the hereditament (except land). Therefore the total of the ERC of the other Building Items and the P&M ERC (where applicable) to enable the correct contract size adjustment to be made. ERC of Building Component + ERC of P&M = Total ERC to which contract size adjustment should be applied. The appropriate % adjustment should be made in accordance with the scale for contract size adjustment specified under section 6 of the RCG 2023 Guidance notes. The currency ERC rates are set at £4m (Four Million Pounds) @ 1st April 2021 (AVD) for the RCG 2023 Publication. | NOTE: The rate does not include tank equipment, gantries or bridges | GIV | Class 4 Table 4 Tanks. Class 4 Table 3 Bridges, Walkways | Class 4(d) does not exceed 400 cubic metres and which is readily capable of being moved from one site and re-erected in its original state on another without substantial demolition of any surrounding structure. In reality most concrete tanks under 400 cubic metres either above ground or below will not be capable of moving and re-erecting in its original state and thus are rateable. Most metal tanks under 400 cubic metres will be non rateable. | Security lighting, Walkways, Bridges. Stairs and platforms | - | - | Photo 1- Typical tank with view of walkway and scraper. | Note - construction above ground level. May also be found in large industrial complexes as well as STW | 10237 |  | M3 | Gross internal volume in M3 | NA | NA | NA | 145.4813 | Option 2 | 180.3683 | 23.98% | 207.8455 | 157.0822 | 7.974% | -12.91% | 157.0822 | 7.974% | Indexed | NA | VOA_GPN_GOV_UK\7246041 | 2019-08-30 | Low | - | Medium | Risk taken from previous CG | - | - | NA | SPONS A&B | NA | (BEAMS Note 2) The ERC for this item should be added to all other rateable items on the hereditament (except land). Therefore the total of the ERC of the other Building Items and the P&M ERC (where applicable) to enable the correct contract size adjustment to be made. ERC of Building Component + ERC of P&M = Total ERC to which contract size adjustment should be applied. The appropriate % adjustment should be made in accordance with the scale for contract size adjustment specified under section 6 of the RCG 2021 Guidance notes. The currency ERC rates are set at £4m (Four Million Pounds) @ 1st April 2019 (AVD) for the RCG 2021 Publication. | Photo 1- Typical tank with view of walkway and scraper. | Note - construction above ground level. May also be found in large industrial complexes as well as STW | 2 | TRUE
5082 | 40POOH | 6428 | 40POOH | Sewage treatment works | Sedimentation tanks | Dorr thickener or clarrifloculator | 32m diam | 3191m³ | A Dorr thickener is a particular type of sedimentation tank- usually of concrete construction, open topped and having a central tower. The name Dorr derives from Dorr Oliver Co Ltd. Tanks are most commonly found in sewage treatment works. There are several other applications serving the chemical, metallurgical, pulp and paper, food and pharmaceutical industries. E.g. magnesia production. Sizes range from 10-200m diameter. The actual thickener comprises an underwater raking mechanism and a drive head which supplies motive power (both non rateable). A fixed bridge may be present and windshields may be provided to the larger diameter tanks particularly in exposed locations. Access tunnels may be provided to the central tower. Generally constructed at two thirds wall depth below ground level. A Clarrifloculator is of similar construction and is used for removing solids from water that has been used to clean gas or air. It contains a small diameter steel or concrete tank (flocculating chamber) without top or bottom. Additives (reagents) are mixed with the fine solids suspended in the water in the flocculating chamber. These solids cling together and settle to the bottom of the tank, the water being agitated by moving paddles. Rotating rakes and the sloping base of the tank funnel the solids away to a central sludge withdrawal pipe from where they are pumped away .The tank may contain a series of concrete troughs (launders) at the perimeter and near the surface of the water, with perforations to assist the recovery of the purified (supernatant) water. Generally constructed with two thirds wall depth below ground level. For cost purposes the rate provided is in terms of Gross Internal Volume however for calculation of the volume of the tank for rating the volume is Gross External in accordance with Class 4(d) (measured externally and excluding foundations, settings, supports, and anything, which is not an integral part of the item). | Location Adjustment Applicable (See Guidance Notes) - ERC = UK mean of 1.00 | (BEAMS Note 2) The ERC for this item should be added to all other rateable items on the hereditament (except land). Therefore the total of the ERC of the other Building Items and the P&M ERC (where applicable) to enable the correct contract size adjustment to be made. ERC of Building Component + ERC of P&M = Total ERC to which contract size adjustment should be applied. The appropriate % adjustment should be made in accordance with the scale for contract size adjustment specified under section 6 of the RCG 2023 Guidance notes. The currency ERC rates are set at £4m (Four Million Pounds) @ 1st April 2021 (AVD) for the RCG 2023 Publication. | NOTE: The rate does not include tank equipment, gantries or bridges | GIV | Class 4 Table 4 Tanks. Class 4 Table 3 Bridges, Walkways | Class 4(d) does not exceed 400 cubic metres and which is readily capable of being moved from one site and re-erected in its original state on another without substantial demolition of any surrounding structure. In reality most concrete tanks under 400 cubic metres either above ground or below will not be capable of moving and re-erecting in its original state and thus are rateable. Most metal tanks under 400 cubic metres will be non rateable. | Security lighting, Walkways, Bridges. Stairs and platforms | - | - | Photo 1- Typical tank with view of walkway and scraper. | Note - construction above ground level. May also be found in large industrial complexes as well as STW | 10237 |  | M3 | Gross internal volume in M3 | NA | NA | NA | 102.2778 | Option 2 | 126.8044 | 23.98% | 160.3174 | 121.1621 | 18.46% | -4.45% | 121.1621 | 18.46% | Indexed | NA | VOA_GPN_GOV_UK\7246041 | 2019-08-30 | Low | - | Medium | Risk taken from previous CG | - | - | NA | SPONS A&B | NA | (BEAMS Note 2) The ERC for this item should be added to all other rateable items on the hereditament (except land). Therefore the total of the ERC of the other Building Items and the P&M ERC (where applicable) to enable the correct contract size adjustment to be made. ERC of Building Component + ERC of P&M = Total ERC to which contract size adjustment should be applied. The appropriate % adjustment should be made in accordance with the scale for contract size adjustment specified under section 6 of the RCG 2021 Guidance notes. The currency ERC rates are set at £4m (Four Million Pounds) @ 1st April 2019 (AVD) for the RCG 2021 Publication. | Photo 1- Typical tank with view of walkway and scraper. | Note - construction above ground level. May also be found in large industrial complexes as well as STW | 2 | TRUE
5083 | 40POOK | 6429 | 40POOK | Sewage treatment works | Sedimentation tanks | Dorr thickener or clarrifloculator | 36m diam | 4226m³ | A Dorr thickener is a particular type of sedimentation tank- usually of concrete construction, open topped and having a central tower. The name Dorr derives from Dorr Oliver Co Ltd. Tanks are most commonly found in sewage treatment works. There are several other applications serving the chemical, metallurgical, pulp and paper, food and pharmaceutical industries. E.g. magnesia production. Sizes range from 10-200m diameter. The actual thickener comprises an underwater raking mechanism and a drive head which supplies motive power (both non rateable). A fixed bridge may be present and windshields may be provided to the larger diameter tanks particularly in exposed locations. Access tunnels may be provided to the central tower. Generally constructed at two thirds wall depth below ground level. A Clarrifloculator is of similar construction and is used for removing solids from water that has been used to clean gas or air. It contains a small diameter steel or concrete tank (flocculating chamber) without top or bottom. Additives (reagents) are mixed with the fine solids suspended in the water in the flocculating chamber. These solids cling together and settle to the bottom of the tank, the water being agitated by moving paddles. Rotating rakes and the sloping base of the tank funnel the solids away to a central sludge withdrawal pipe from where they are pumped away .The tank may contain a series of concrete troughs (launders) at the perimeter and near the surface of the water, with perforations to assist the recovery of the purified (supernatant) water. Generally constructed with two thirds wall depth below ground level. For cost purposes the rate provided is in terms of Gross Internal Volume however for calculation of the volume of the tank for rating the volume is Gross External in accordance with Class 4(d) (measured externally and excluding foundations, settings, supports, and anything, which is not an integral part of the item). | Location Adjustment Applicable (See Guidance Notes) - ERC = UK mean of 1.00 | (BEAMS Note 2) The ERC for this item should be added to all other rateable items on the hereditament (except land). Therefore the total of the ERC of the other Building Items and the P&M ERC (where applicable) to enable the correct contract size adjustment to be made. ERC of Building Component + ERC of P&M = Total ERC to which contract size adjustment should be applied. The appropriate % adjustment should be made in accordance with the scale for contract size adjustment specified under section 6 of the RCG 2023 Guidance notes. The currency ERC rates are set at £4m (Four Million Pounds) @ 1st April 2021 (AVD) for the RCG 2023 Publication. | NOTE: The rate does not include tank equipment, gantries or bridges | GIV | Class 4 Table 4 Tanks. Class 4 Table 3 Bridges, Walkways | Class 4(d) does not exceed 400 cubic metres and which is readily capable of being moved from one site and re-erected in its original state on another without substantial demolition of any surrounding structure. In reality most concrete tanks under 400 cubic metres either above ground or below will not be capable of moving and re-erecting in its original state and thus are rateable. Most metal tanks under 400 cubic metres will be non rateable. | Security lighting, Walkways, Bridges. Stairs and platforms | - | - | Photo 1- Typical tank with view of walkway and scraper. | Note - construction above ground level. May also be found in large industrial complexes as well as STW | 10237 |  | M3 | Gross internal volume in M3 | NA | NA | NA | 102.2778 | Option 2 | 126.8044 | 23.98% | 152.3236 | 115.1207 | 12.56% | -9.214% | 115.1207 | 12.56% | Indexed | NA | VOA_GPN_GOV_UK\7246041 | 2019-08-30 | Low | - | Medium | Risk taken from previous CG | - | - | NA | SPONS A&B | NA | (BEAMS Note 2) The ERC for this item should be added to all other rateable items on the hereditament (except land). Therefore the total of the ERC of the other Building Items and the P&M ERC (where applicable) to enable the correct contract size adjustment to be made. ERC of Building Component + ERC of P&M = Total ERC to which contract size adjustment should be applied. The appropriate % adjustment should be made in accordance with the scale for contract size adjustment specified under section 6 of the RCG 2021 Guidance notes. The currency ERC rates are set at £4m (Four Million Pounds) @ 1st April 2019 (AVD) for the RCG 2021 Publication. | Photo 1- Typical tank with view of walkway and scraper. | Note - construction above ground level. May also be found in large industrial complexes as well as STW | 2 | TRUE
5084 | 40POOM | 6430 | 40POOM | Sewage treatment works | Sedimentation tanks | Dorr thickener or clarrifloculator | 44m diam | 6541m³ | A Dorr thickener is a particular type of sedimentation tank- usually of concrete construction, open topped and having a central tower. The name Dorr derives from Dorr Oliver Co Ltd. Tanks are most commonly found in sewage treatment works. There are several other applications serving the chemical, metallurgical, pulp and paper, food and pharmaceutical industries. E.g. magnesia production. Sizes range from 10-200m diameter. The actual thickener comprises an underwater raking mechanism and a drive head which supplies motive power (both non rateable). A fixed bridge may be present and windshields may be provided to the larger diameter tanks particularly in exposed locations. Access tunnels may be provided to the central tower. Generally constructed at two thirds wall depth below ground level. A Clarrifloculator is of similar construction and is used for removing solids from water that has been used to clean gas or air. It contains a small diameter steel or concrete tank (flocculating chamber) without top or bottom. Additives (reagents) are mixed with the fine solids suspended in the water in the flocculating chamber. These solids cling together and settle to the bottom of the tank, the water being agitated by moving paddles. Rotating rakes and the sloping base of the tank funnel the solids away to a central sludge withdrawal pipe from where they are pumped away .The tank may contain a series of concrete troughs (launders) at the perimeter and near the surface of the water, with perforations to assist the recovery of the purified (supernatant) water. Generally constructed with two thirds wall depth below ground level. For cost purposes the rate provided is in terms of Gross Internal Volume however for calculation of the volume of the tank for rating the volume is Gross External in accordance with Class 4(d) (measured externally and excluding foundations, settings, supports, and anything, which is not an integral part of the item). | Location Adjustment Applicable (See Guidance Notes) - ERC = UK mean of 1.00 | (BEAMS Note 2) The ERC for this item should be added to all other rateable items on the hereditament (except land). Therefore the total of the ERC of the other Building Items and the P&M ERC (where applicable) to enable the correct contract size adjustment to be made. ERC of Building Component + ERC of P&M = Total ERC to which contract size adjustment should be applied. The appropriate % adjustment should be made in accordance with the scale for contract size adjustment specified under section 6 of the RCG 2023 Guidance notes. The currency ERC rates are set at £4m (Four Million Pounds) @ 1st April 2021 (AVD) for the RCG 2023 Publication. | NOTE: The rate does not include tank equipment, gantries or bridges | GIV | Class 4 Table 4 Tanks. Class 4 Table 3 Bridges, Walkways | Class 4(d) does not exceed 400 cubic metres and which is readily capable of being moved from one site and re-erected in its original state on another without substantial demolition of any surrounding structure. In reality most concrete tanks under 400 cubic metres either above ground or below will not be capable of moving and re-erecting in its original state and thus are rateable. Most metal tanks under 400 cubic metres will be non rateable. | Security lighting, Walkways, Bridges. Stairs and platforms | - | - | Photo 1- Typical tank with view of walkway and scraper. | Note - construction above ground level. May also be found in large industrial complexes as well as STW | 10237 |  | M3 | Gross internal volume in M3 | NA | NA | NA | 96.9875 | Option 2 | 120.2455 | 23.98% | 142.8764 | 107.9809 | 11.33% | -10.2% | 107.9809 | 11.33% | Indexed | NA | VOA_GPN_GOV_UK\7246041 | 2019-08-30 | Low | - | Medium | Risk taken from previous CG | - | - | NA | SPONS A&B | NA | (BEAMS Note 2) The ERC for this item should be added to all other rateable items on the hereditament (except land). Therefore the total of the ERC of the other Building Items and the P&M ERC (where applicable) to enable the correct contract size adjustment to be made. ERC of Building Component + ERC of P&M = Total ERC to which contract size adjustment should be applied. The appropriate % adjustment should be made in accordance with the scale for contract size adjustment specified under section 6 of the RCG 2021 Guidance notes. The currency ERC rates are set at £4m (Four Million Pounds) @ 1st April 2019 (AVD) for the RCG 2021 Publication. | Photo 1- Typical tank with view of walkway and scraper. | Note - construction above ground level. May also be found in large industrial complexes as well as STW | 2 | TRUE
5085 | 40POOP | 6635 | 40POOP | Sewage treatment works | Sedimentation tanks | Dorr thickener or clarrifloculator | 60m diam | 9664m³ | A Dorr thickener is a particular type of sedimentation tank- usually of concrete construction, open topped and having a central tower. The name Dorr derives from Dorr Oliver Co Ltd. Tanks are most commonly found in sewage treatment works. There are several other applications serving the chemical, metallurgical, pulp and paper, food and pharmaceutical industries. E.g. magnesia production. Sizes range from 10-200m diameter. The actual thickener comprises an underwater raking mechanism and a drive head which supplies motive power (both non rateable). A fixed bridge may be present and windshields may be provided to the larger diameter tanks particularly in exposed locations. Access tunnels may be provided to the central tower. Generally constructed at two thirds wall depth below ground level. A Clarrifloculator is of similar construction and is used for removing solids from water that has been used to clean gas or air. It contains a small diameter steel or concrete tank (flocculating chamber) without top or bottom. Additives (reagents) are mixed with the fine solids suspended in the water in the flocculating chamber. These solids cling together and settle to the bottom of the tank, the water being agitated by moving paddles. Rotating rakes and the sloping base of the tank funnel the solids away to a central sludge withdrawal pipe from where they are pumped away .The tank may contain a series of concrete troughs (launders) at the perimeter and near the surface of the water, with perforations to assist the recovery of the purified (supernatant) water. Generally constructed with two thirds wall depth below ground level. For cost purposes the rate provided is in terms of Gross Internal Volume however for calculation of the volume of the tank for rating the volume is Gross External in accordance with Class 4(d) (measured externally and excluding foundations, settings, supports, and anything, which is not an integral part of the item). | Location Adjustment Applicable (See Guidance Notes) - ERC = UK mean of 1.00 | (BEAMS Note 2) The ERC for this item should be added to all other rateable items on the hereditament (except land). Therefore the total of the ERC of the other Building Items and the P&M ERC (where applicable) to enable the correct contract size adjustment to be made. ERC of Building Component + ERC of P&M = Total ERC to which contract size adjustment should be applied. The appropriate % adjustment should be made in accordance with the scale for contract size adjustment specified under section 6 of the RCG 2023 Guidance notes. The currency ERC rates are set at £4m (Four Million Pounds) @ 1st April 2021 (AVD) for the RCG 2023 Publication. | NOTE: The rate does not include tank equipment, gantries or bridges | GIV | Class 4 Table 4 Tanks. Class 4 Table 3 Bridges, Walkways | Class 4(d) does not exceed 400 cubic metres and which is readily capable of being moved from one site and re-erected in its original state on another without substantial demolition of any surrounding structure. In reality most concrete tanks under 400 cubic metres either above ground or below will not be capable of moving and re-erecting in its original state and thus are rateable. Most metal tanks under 400 cubic metres will be non rateable. | Security lighting, Walkways, Bridges. Stairs and platforms | - | - | Photo 1- Typical tank with view of walkway and scraper. | Note - construction above ground level. May also be found in large industrial complexes as well as STW | 10237 |  | M3 | Gross internal volume in M3 | NA | NA | NA | 93.4607 | Option 2 | 115.873 | 23.98% | 149.9605 | 113.3348 | 21.26% | -2.19% | 113.3348 | 21.26% | Indexed | NA | VOA_GPN_GOV_UK\7246041 | 2019-08-30 | Low | - | Medium | Risk taken from previous CG | - | - | NA | SPONS A&B | NA | (BEAMS Note 2) The ERC for this item should be added to all other rateable items on the hereditament (except land). Therefore the total of the ERC of the other Building Items and the P&M ERC (where applicable) to enable the correct contract size adjustment to be made. ERC of Building Component + ERC of P&M = Total ERC to which contract size adjustment should be applied. The appropriate % adjustment should be made in accordance with the scale for contract size adjustment specified under section 6 of the RCG 2021 Guidance notes. The currency ERC rates are set at £4m (Four Million Pounds) @ 1st April 2019 (AVD) for the RCG 2021 Publication. | Photo 1- Typical tank with view of walkway and scraper. | Note - construction above ground level. May also be found in large industrial complexes as well as STW | 2 | TRUE
5086 | 40POOT | 6431 | 40POOT | Sewage treatment works | Sedimentation tanks | Dorr thickener or clarrifloculator | 97.5m diam | 49347m³ | A Dorr thickener is a particular type of sedimentation tank- usually of concrete construction, open topped and having a central tower. The name Dorr derives from Dorr Oliver Co Ltd. Tanks are most commonly found in sewage treatment works. There are several other applications serving the chemical, metallurgical, pulp and paper, food and pharmaceutical industries. E.g. magnesia production. Sizes range from 10-200m diameter. The actual thickener comprises an underwater raking mechanism and a drive head which supplies motive power (both non rateable). A fixed bridge may be present and windshields may be provided to the larger diameter tanks particularly in exposed locations. Access tunnels may be provided to the central tower. Generally constructed at two thirds wall depth below ground level. A Clarrifloculator is of similar construction and is used for removing solids from water that has been used to clean gas or air. It contains a small diameter steel or concrete tank (flocculating chamber) without top or bottom. Additives (reagents) are mixed with the fine solids suspended in the water in the flocculating chamber. These solids cling together and settle to the bottom of the tank, the water being agitated by moving paddles. Rotating rakes and the sloping base of the tank funnel the solids away to a central sludge withdrawal pipe from where they are pumped away .The tank may contain a series of concrete troughs (launders) at the perimeter and near the surface of the water, with perforations to assist the recovery of the purified (supernatant) water. Generally constructed with two thirds wall depth below ground level. For cost purposes the rate provided is in terms of Gross Internal Volume however for calculation of the volume of the tank for rating the volume is Gross External in accordance with Class 4(d) (measured externally and excluding foundations, settings, supports, and anything, which is not an integral part of the item). | Location Adjustment Applicable (See Guidance Notes) - ERC = UK mean of 1.00 | (BEAMS Note 2) The ERC for this item should be added to all other rateable items on the hereditament (except land). Therefore the total of the ERC of the other Building Items and the P&M ERC (where applicable) to enable the correct contract size adjustment to be made. ERC of Building Component + ERC of P&M = Total ERC to which contract size adjustment should be applied. The appropriate % adjustment should be made in accordance with the scale for contract size adjustment specified under section 6 of the RCG 2023 Guidance notes. The currency ERC rates are set at £4m (Four Million Pounds) @ 1st April 2021 (AVD) for the RCG 2023 Publication. | NOTE: The rate does not include tank equipment, gantries or bridges | GIV | Class 4 Table 4 Tanks. Class 4 Table 3 Bridges, Walkways | Class 4(d) does not exceed 400 cubic metres and which is readily capable of being moved from one site and re-erected in its original state on another without substantial demolition of any surrounding structure. In reality most concrete tanks under 400 cubic metres either above ground or below will not be capable of moving and re-erecting in its original state and thus are rateable. Most metal tanks under 400 cubic metres will be non rateable. | Security lighting, Walkways, Bridges. Stairs and platforms | - | - | Photo 1- Typical tank with view of walkway and scraper. | Note - construction above ground level. May also be found in large industrial complexes as well as STW | 10237 |  | M3 | Gross internal volume in M3 | NA | NA | NA | 70.5364 | Option 2 | 87.4513 | 23.98% | 104.2868 | 78.8162 | 11.74% | -9.874% | 78.8162 | 11.74% | Indexed | NA | VOA_GPN_GOV_UK\7246041 | 2019-08-30 | Low | - | Medium | Risk taken from previous CG | - | - | NA | SPONS A&B | NA | (BEAMS Note 2) The ERC for this item should be added to all other rateable items on the hereditament (except land). Therefore the total of the ERC of the other Building Items and the P&M ERC (where applicable) to enable the correct contract size adjustment to be made. ERC of Building Component + ERC of P&M = Total ERC to which contract size adjustment should be applied. The appropriate % adjustment should be made in accordance with the scale for contract size adjustment specified under section 6 of the RCG 2021 Guidance notes. The currency ERC rates are set at £4m (Four Million Pounds) @ 1st April 2019 (AVD) for the RCG 2021 Publication. | Photo 1- Typical tank with view of walkway and scraper. | Note - construction above ground level. May also be found in large industrial complexes as well as STW | 2 | TRUE
5087 | 63M0M1 | 6002 | 63M0M1 | Sewage treatment works | Sludge digesters | Metal or concrete tanks | - | - | Concrete or metal tanks with steeply sloping reinforced concrete bases (up to 45 degrees) used for digesting sludge to produce sludge gas, which is used as a fuel in the production of electricity. Heat is controlled by way of hot water/steam heating pipes in order to maintain a constant temperature. Sludge lies in the tanks on average 14 to 30 days. Walls of tanks are insulated if constructed of metal. Costs include formed tank bottom but do not include the heavy raft or piles that may be employed under these heavy tanks. There is always a lightning conductor on the roof, and this should be included in the cost. | Location Adjustment Applicable (See Guidance Notes) - ERC = UK mean of 1.00 | (BEAMS Note 2) The ERC for this item should be added to all other rateable items on the hereditament (except land). Therefore the total of the ERC of the other Building Items and the P&M ERC (where applicable) to enable the correct contract size adjustment to be made. ERC of Building Component + ERC of P&M = Total ERC to which contract size adjustment should be applied. The appropriate % adjustment should be made in accordance with the scale for contract size adjustment specified under section 6 of the RCG 2023 Guidance notes. The currency ERC rates are set at £4m (Four Million Pounds) @ 1st April 2021 (AVD) for the RCG 2023 Publication. | The costs should include the tank cover but exclude any mechanical plant or heating equipment and any tank ladders or handrails. | Gross internal Volume (GIV) m3 - if plans not available obtain sludge working volume and add 10% for gas volume above sludge. | Class 4 Table 4 Tanks | Whether the tank/tanks do not exceed 400 cubic metres and are readily capable of being moved from one site and re-erected in its original state on another without substantial demolition of any surrounding structure (Class 4(d) needs to be considered. In reality most concrete tanks less than 400 cubic metres are unlikely of being capable of moving and re-erecting in its original state without substantial demolition and thus are rateable. | Security lighting, stairs ,walkways, platforms and piled foundations. Lightning conductors. | - | - | See page 6 of 6 of document in Evidence tab | - | 10240 |  | m3 | - | 3 - INDUSTRIAL | David Grace | Jim Allen | 192.2116 | Option 2 | 238.3048 | 23.98% | 249 | 188.1853 | -2.095% | -21.03% | 188.1853 | -2.095% | AECOM | Mohammed Imran | VOA_GPN_GOV_UK\7254880 | 2021-10-12 | Low | - | Low | Costs provided by AECOM (industry experts) | - | - | NA | SPONS A&B | 2 | (BEAMS Note 2) Standard | See page 6 of 6 of document in Evidence tab | - | 2 | TRUE
5089 | 63M0K3 | 4208 | 63M0K3 | Sewage treatment works | Sludge drying beds | Concrete | 2m deep | Butyl lining | Earth bunded area with embankments to approx. 2m height formed by excavated material. Sometimes butyl or puddle clay lined. The cost is for the lagoon only so should exclude any mechanical handling equipment and adjacent structures, such as chambers, gabions, paths, and fences. The cost is for excavated earth bunded lagoons only and not for concrete lined lagoons. | Location Adjustment Applicable (See Guidance Notes) - ERC = UK mean of 1.00 | (BEAMS Note 2) The ERC for this item should be added to all other rateable items on the hereditament (except land). Therefore the total of the ERC of the other Building Items and the P&M ERC (where applicable) to enable the correct contract size adjustment to be made. ERC of Building Component + ERC of P&M = Total ERC to which contract size adjustment should be applied. The appropriate % adjustment should be made in accordance with the scale for contract size adjustment specified under section 6 of the RCG 2023 Guidance notes. The currency ERC rates are set at £4m (Four Million Pounds) @ 1st April 2021 (AVD) for the RCG 2023 Publication. | Depending on depth Surface Area (m2) based on a depth of 2.0 metres. Over 2.0 metres depth based on volume m3 (GIV) | - | - | - | - | - | - | See page 9 of 9 of document in Evidence tab | - | 10241 |  | m2 | - | 3 - INDUSTRIAL | David Grace | Jim Allen | 42.3218 | Option 2 | 52.4708 | 23.98% | 97 | 73.3091 | 73.22% | 39.71% | 73.3091 | 73.22% | AECOM | Mohammed Imran | VOA_GPN_GOV_UK\7254880 | 2021-10-08 | Low | - | Low | Costs provided by AECOM (industry experts) | - | - | NA | SPONS A&B | 2 | (BEAMS Note 2) Standard | See page 9 of 9 of document in Evidence tab | - | 2 | TRUE
5090 | 63M0L1 | 4209 | 63M0L1 | Sewage treatment works | Sludge drying beds | Concrete | Walls and base | - | Reinforced concrete base with low brick or reinforced concrete walls, normally set partly below ground level. Was used for the natural drying of sludge but typically now used for sludge storage prior to being tankered away to a larger site for sludge treatment. The cost is for the drying bed only so should exclude any adjacent structures, such as chambers, gabions, paths, and fences. | Location Adjustment Applicable (See Guidance Notes) - ERC = UK mean of 1.00 | (BEAMS Note 2) The ERC for this item should be added to all other rateable items on the hereditament (except land). Therefore the total of the ERC of the other Building Items and the P&M ERC (where applicable) to enable the correct contract size adjustment to be made. ERC of Building Component + ERC of P&M = Total ERC to which contract size adjustment should be applied. The appropriate % adjustment should be made in accordance with the scale for contract size adjustment specified under section 6 of the RCG 2023 Guidance notes. The currency ERC rates are set at £4m (Four Million Pounds) @ 1st April 2021 (AVD) for the RCG 2023 Publication. | Any simple dividing wall is to be included in the cost. | Gross internal Volume (GIV) m3 | Class 4 Table 4 Tanks | - | Security lighting | - | - | See page 6 of 6 of document in Evidence tab | - | 10241 |  | m3 | - | 3 - INDUSTRIAL | David Grace | Jim Allen | 73.1815 | Option 2 | 90.7307 | 23.98% | 95 | 71.7976 | -1.891% | -20.87% | 71.7976 | -1.891% | AECOM | Mohammed Imran | VOA_GPN_GOV_UK\7254880 | 2021-10-12 | Low | - | Low | Costs provided by AECOM (industry experts) | - | - | NA | SPONS A&B | 2 | (BEAMS Note 2) Standard | See page 6 of 6 of document in Evidence tab | - | 2 | TRUE
5088 | 63M0K2 | 4207 | 63M0K2 | Sewage treatment works | Sludge drying beds | Concrete | 2m deep | - | Earth bunded area with embankments to approx. 2m height formed by excavated material. Sometimes butyl or puddle clay lined. The cost is for the lagoon only so should exclude any mechanical handling equipment and adjacent structures, such as chambers, gabions, paths, and fences. The cost is for excavated earth bunded lagoons only and not for concrete lined lagoons. | Location Adjustment Applicable (See Guidance Notes) - ERC = UK mean of 1.00 | (BEAMS Note 2) The ERC for this item should be added to all other rateable items on the hereditament (except land). Therefore the total of the ERC of the other Building Items and the P&M ERC (where applicable) to enable the correct contract size adjustment to be made. ERC of Building Component + ERC of P&M = Total ERC to which contract size adjustment should be applied. The appropriate % adjustment should be made in accordance with the scale for contract size adjustment specified under section 6 of the RCG 2023 Guidance notes. The currency ERC rates are set at £4m (Four Million Pounds) @ 1st April 2021 (AVD) for the RCG 2023 Publication. | Depending on depth Surface Area (m2) based on a depth of 2.0 metres. Over 2.0 metres depth based on volume m3 (GIV) | - | - | - | - | - | - | See page 9 of 9 of document in Evidence tab | - | 10241 |  | m2 | - | 3 - INDUSTRIAL | David Grace | Jim Allen | 31.7414 | Option 2 | 39.3531 | 23.98% | 76 | 57.4381 | 80.96% | 45.96% | 57.4381 | 80.96% | AECOM | Mohammed Imran | VOA_GPN_GOV_UK\7254880 | 2021-10-08 | Low | - | Low | Costs provided by AECOM (industry experts) | - | - | NA | SPONS A&B | 2 | (BEAMS Note 2) Standard | See page 9 of 9 of document in Evidence tab | - | 2 | TRUE
5091 | 63M0K4 | 9436 | 63M0K4 | Sewage treatment works | Sludge drying beds | Earth banks | Over 2m deep | Unlined | Excavated earth settling pond with earth embankments up to 2 metres in height and either puddle clay or Butyl liner in place. In the past these would have been used for the natural drying of sludge but typically they are now used for sludge storage prior to be being tankered away to a larger site for sludge treatment. | Location Adjustment Applicable (See Guidance Notes) - ERC = UK mean of 1.00 | (BEAMS Note 2) The ERC for this item should be added to all other rateable items on the hereditament (except land). Therefore the total of the ERC of the other Building Items and the P&M ERC (where applicable) to enable the correct contract size adjustment to be made. ERC of Building Component + ERC of P&M = Total ERC to which contract size adjustment should be applied. The appropriate % adjustment should be made in accordance with the scale for contract size adjustment specified under section 6 of the RCG 2023 Guidance notes. The currency ERC rates are set at £4m (Four Million Pounds) @ 1st April 2021 (AVD) for the RCG 2023 Publication. | Earth bunded area with embankments to approximately 2m height formed by excavated material, sometimes butyl lined. The cost here includes those lined with Puddle Clay. Additional costs are required for any adjoining chambers, conduits, retaining walls, paving slabs etc. | Volume m3 (GIV) | - | - | - | - | - | See page 9 of 9 of document in Evidence tab | - | NA |  | m3 | - | 3 - INDUSTRIAL | David Grace | Jim Allen | #N/A | Option 2 | ERROR | 0% | 68 | 51.392 | 0% | 0% | 51.392 | 0% | AECOM | Mohammed Imran | VOA_GPN_GOV_UK\7254880 | 2021-10-11 | Low | - | Low | Costs provided by AECOM (industry experts) | - | - | NA | SPONS A&B | 2 | (BEAMS Note 2) Standard | See page 9 of 9 of document in Evidence tab | - | 2 | TRUE
5092 | 63M0K5 | 9437 | 63M0K5 | Sewage treatment works | Sludge drying beds | Earth banks | Over 2m deep | Butyl lining | Excavated earth settling pond with earth embankments up to 2 metres in height and either puddle clay or Butyl liner in place. In the past these would have been used for the natural drying of sludge but typically they are now used for sludge storage prior to be being tankered away to a larger site for sludge treatment. | Location Adjustment Applicable (See Guidance Notes) - ERC = UK mean of 1.00 | (BEAMS Note 2) The ERC for this item should be added to all other rateable items on the hereditament (except land). Therefore the total of the ERC of the other Building Items and the P&M ERC (where applicable) to enable the correct contract size adjustment to be made. ERC of Building Component + ERC of P&M = Total ERC to which contract size adjustment should be applied. The appropriate % adjustment should be made in accordance with the scale for contract size adjustment specified under section 6 of the RCG 2023 Guidance notes. The currency ERC rates are set at £4m (Four Million Pounds) @ 1st April 2021 (AVD) for the RCG 2023 Publication. | Earth bunded area with embankments to approximately 2m height formed by excavated material, sometimes butyl lined. The cost here includes those lined with Puddle Clay. Additional costs are required for any adjoining chambers, conduits, retaining walls, paving slabs etc. | Volume m3 (GIV) | - | - | - | - | - | See page 9 of 9 of document in Evidence tab | - | NA |  | m3 | - | 3 - INDUSTRIAL | David Grace | Jim Allen | #N/A | Option 2 | ERROR | 0% | 85 | 64.24 | 0% | 0% | 64.24 | 0% | AECOM | Mohammed Imran | VOA_GPN_GOV_UK\7254880 | 2021-10-11 | Low | - | Low | Costs provided by AECOM (industry experts) | - | - | NA | SPONS A&B | 2 | (BEAMS Note 2) Standard | See page 9 of 9 of document in Evidence tab | - | 2 | TRUE
5093 | 63M01S | 4135 | 63M01S | Sewage treatment works | Sludge tanks | Concrete rectangular | Reinforced concrete | < 25.0m³ | Reinforced concrete tanks, either rectangular or circular, generally built with a flat or slightly sloping base. Sump at one end or centrally. The cost should include the concrete base but exclude any mechanical handling equipment and control valves. | Location Adjustment Applicable (See Guidance Notes) - ERC = UK mean of 1.00 | (BEAMS Note 2) The ERC for this item should be added to all other rateable items on the hereditament (except land). Therefore the total of the ERC of the other Building Items and the P&M ERC (where applicable) to enable the correct contract size adjustment to be made. ERC of Building Component + ERC of P&M = Total ERC to which contract size adjustment should be applied. The appropriate % adjustment should be made in accordance with the scale for contract size adjustment specified under section 6 of the RCG 2023 Guidance notes. The currency ERC rates are set at £4m (Four Million Pounds) @ 1st April 2021 (AVD) for the RCG 2023 Publication. | Costs exclude any tank cover. | Gross internal Volume (GIV) m3 | Class 4 Table 4 Tanks Note: Some metal tanks are under 400m3 but the bottom is concrete (not metal) and these are rateable (Class 4(d)). | Class 4(d) does not exceed 400 cubic metres and which is readily capable of being moved from one site and re-erected in its original state on another without substantial demolition of any surrounding structure. In reality most concrete tanks under 400 cubic metres either above ground or below will not be capable of moving and re-erecting in its original state and thus are rateable. Most metal tanks under 400 cubic metres will be non rateable. | Security lighting | Security lighting | Concrete Tanks - Dividing Walls: additional cost for tanks over 100m3 GIV see dividing walls. | See page 9 of 9 of document in Evidence tab | - | 10243 |  | m3 | - | 3 - INDUSTRIAL | David Grace | Jim Allen | 619.8384 | Option 2 | 768.4783 | 23.98% | 1014 | 766.345 | 23.64% | -0.2776% | 766.345 | 23.64% | AECOM | Mohammed Imran | VOA_GPN_GOV_UK\7254880 | 2021-10-12 | Low | - | Low | Costs provided by AECOM (industry experts) | - | - | NA | SPONS A&B | 2 | (BEAMS Note 2) Standard | See page 9 of 9 of document in Evidence tab | - | 2 | TRUE
5094 | 63M01T | 4136 | 63M01T | Sewage treatment works | Sludge tanks | Concrete rectangular | Reinforced concrete | Over 25.0m³ - 30.0m³ | Reinforced concrete tanks, either rectangular or circular, generally built with a flat or slightly sloping base. Sump at one end or centrally. The cost should include the concrete base but exclude any mechanical handling equipment and control valves. | Location Adjustment Applicable (See Guidance Notes) - ERC = UK mean of 1.00 | (BEAMS Note 2) The ERC for this item should be added to all other rateable items on the hereditament (except land). Therefore the total of the ERC of the other Building Items and the P&M ERC (where applicable) to enable the correct contract size adjustment to be made. ERC of Building Component + ERC of P&M = Total ERC to which contract size adjustment should be applied. The appropriate % adjustment should be made in accordance with the scale for contract size adjustment specified under section 6 of the RCG 2023 Guidance notes. The currency ERC rates are set at £4m (Four Million Pounds) @ 1st April 2021 (AVD) for the RCG 2023 Publication. | Costs exclude any tank cover. | Gross internal Volume (GIV) m3 | Class 4 Table 4 Tanks Note: Some metal tanks are under 400m3 but the bottom is concrete (not metal) and these are rateable (Class 4(d)). | Class 4(d) does not exceed 400 cubic metres and which is readily capable of being moved from one site and re-erected in its original state on another without substantial demolition of any surrounding structure. In reality most concrete tanks under 400 cubic metres either above ground or below will not be capable of moving and re-erecting in its original state and thus are rateable. Most metal tanks under 400 cubic metres will be non rateable. | Security lighting | Security lighting | Concrete Tanks - Dividing Walls: additional cost for tanks over 100m3 GIV see dividing walls. | See page 9 of 9 of document in Evidence tab | - | 10243 |  | m3 | - | 3 - INDUSTRIAL | David Grace | Jim Allen | 568.6996 | Option 2 | 705.0761 | 23.98% | 957 | 723.2664 | 27.18% | 2.58% | 723.2664 | 27.18% | AECOM | Mohammed Imran | VOA_GPN_GOV_UK\7254880 | 2021-10-12 | Low | - | Low | Costs provided by AECOM (industry experts) | - | - | NA | SPONS A&B | 2 | (BEAMS Note 2) Standard | See page 9 of 9 of document in Evidence tab | - | 2 | TRUE
5095 | 63M01U | 4137 | 63M01U | Sewage treatment works | Sludge tanks | Concrete rectangular | Reinforced concrete | Over 30.0m³ - 50.0m³ | Reinforced concrete tanks, either rectangular or circular, generally built with a flat or slightly sloping base. Sump at one end or centrally. The cost should include the concrete base but exclude any mechanical handling equipment and control valves. | Location Adjustment Applicable (See Guidance Notes) - ERC = UK mean of 1.00 | (BEAMS Note 2) The ERC for this item should be added to all other rateable items on the hereditament (except land). Therefore the total of the ERC of the other Building Items and the P&M ERC (where applicable) to enable the correct contract size adjustment to be made. ERC of Building Component + ERC of P&M = Total ERC to which contract size adjustment should be applied. The appropriate % adjustment should be made in accordance with the scale for contract size adjustment specified under section 6 of the RCG 2023 Guidance notes. The currency ERC rates are set at £4m (Four Million Pounds) @ 1st April 2021 (AVD) for the RCG 2023 Publication. | Costs exclude any tank cover. | Gross internal Volume (GIV) m3 | Class 4 Table 4 Tanks Note: Some metal tanks are under 400m3 but the bottom is concrete (not metal) and these are rateable (Class 4(d)). | Class 4(d) does not exceed 400 cubic metres and which is readily capable of being moved from one site and re-erected in its original state on another without substantial demolition of any surrounding structure. In reality most concrete tanks under 400 cubic metres either above ground or below will not be capable of moving and re-erecting in its original state and thus are rateable. Most metal tanks under 400 cubic metres will be non rateable. | Security lighting | Security lighting | Concrete Tanks - Dividing Walls: additional cost for tanks over 100m3 GIV see dividing walls. | See page 9 of 9 of document in Evidence tab | - | 10243 |  | m3 | - | 3 - INDUSTRIAL | David Grace | Jim Allen | 517.5607 | Option 2 | 641.6739 | 23.98% | 816 | 616.7037 | 19.16% | -3.891% | 616.7037 | 19.16% | AECOM | Mohammed Imran | VOA_GPN_GOV_UK\7254880 | 2021-10-12 | Low | - | Low | Costs provided by AECOM (industry experts) | - | - | NA | SPONS A&B | 2 | (BEAMS Note 2) Standard | See page 9 of 9 of document in Evidence tab | - | 2 | TRUE
5096 | 63M01V | 4138 | 63M01V | Sewage treatment works | Sludge tanks | Concrete rectangular | Reinforced concrete | Over 50.0m³ - 62.0m³ | Reinforced concrete tanks, either rectangular or circular, generally built with a flat or slightly sloping base. Sump at one end or centrally. The cost should include the concrete base but exclude any mechanical handling equipment and control valves. | Location Adjustment Applicable (See Guidance Notes) - ERC = UK mean of 1.00 | (BEAMS Note 2) The ERC for this item should be added to all other rateable items on the hereditament (except land). Therefore the total of the ERC of the other Building Items and the P&M ERC (where applicable) to enable the correct contract size adjustment to be made. ERC of Building Component + ERC of P&M = Total ERC to which contract size adjustment should be applied. The appropriate % adjustment should be made in accordance with the scale for contract size adjustment specified under section 6 of the RCG 2023 Guidance notes. The currency ERC rates are set at £4m (Four Million Pounds) @ 1st April 2021 (AVD) for the RCG 2023 Publication. | Costs exclude any tank cover. | Gross internal Volume (GIV) m3 | Class 4 Table 4 Tanks Note: Some metal tanks are under 400m3 but the bottom is concrete (not metal) and these are rateable (Class 4(d)). | Class 4(d) does not exceed 400 cubic metres and which is readily capable of being moved from one site and re-erected in its original state on another without substantial demolition of any surrounding structure. In reality most concrete tanks under 400 cubic metres either above ground or below will not be capable of moving and re-erecting in its original state and thus are rateable. Most metal tanks under 400 cubic metres will be non rateable. | Security lighting | Security lighting | Concrete Tanks - Dividing Walls: additional cost for tanks over 100m3 GIV see dividing walls. | See page 9 of 9 of document in Evidence tab | - | 10243 |  | m3 | - | 3 - INDUSTRIAL | David Grace | Jim Allen | 466.4218 | Option 2 | 578.2717 | 23.98% | 762 | 575.8924 | 23.47% | -0.4114% | 575.8924 | 23.47% | AECOM | Mohammed Imran | VOA_GPN_GOV_UK\7254880 | 2021-10-12 | Low | - | Low | Costs provided by AECOM (industry experts) | - | - | NA | SPONS A&B | 2 | (BEAMS Note 2) Standard | See page 9 of 9 of document in Evidence tab | - | 2 | TRUE
5097 | 63M01W | 4139 | 63M01W | Sewage treatment works | Sludge tanks | Concrete rectangular | Reinforced concrete | Over 62.0m³ - 100.0m³ | Reinforced concrete tanks, either rectangular or circular, generally built with a flat or slightly sloping base. Sump at one end or centrally. The cost should include the concrete base but exclude any mechanical handling equipment and control valves. | Location Adjustment Applicable (See Guidance Notes) - ERC = UK mean of 1.00 | (BEAMS Note 2) The ERC for this item should be added to all other rateable items on the hereditament (except land). Therefore the total of the ERC of the other Building Items and the P&M ERC (where applicable) to enable the correct contract size adjustment to be made. ERC of Building Component + ERC of P&M = Total ERC to which contract size adjustment should be applied. The appropriate % adjustment should be made in accordance with the scale for contract size adjustment specified under section 6 of the RCG 2023 Guidance notes. The currency ERC rates are set at £4m (Four Million Pounds) @ 1st April 2021 (AVD) for the RCG 2023 Publication. | Costs exclude any tank cover. | Gross internal Volume (GIV) m3 | Class 4 Table 4 Tanks Note: Some metal tanks are under 400m3 but the bottom is concrete (not metal) and these are rateable (Class 4(d)). | Class 4(d) does not exceed 400 cubic metres and which is readily capable of being moved from one site and re-erected in its original state on another without substantial demolition of any surrounding structure. In reality most concrete tanks under 400 cubic metres either above ground or below will not be capable of moving and re-erecting in its original state and thus are rateable. Most metal tanks under 400 cubic metres will be non rateable. | Security lighting | Security lighting | Concrete Tanks - Dividing Walls: additional cost for tanks over 100m3 GIV see dividing walls. | See page 9 of 9 of document in Evidence tab | - | 10243 |  | m3 | - | 3 - INDUSTRIAL | David Grace | Jim Allen | 415.2829 | Option 2 | 514.8695 | 23.98% | 656 | 495.7814 | 19.38% | -3.707% | 495.7814 | 19.38% | AECOM | Mohammed Imran | VOA_GPN_GOV_UK\7254880 | 2021-10-12 | Low | - | Low | Costs provided by AECOM (industry experts) | - | - | NA | SPONS A&B | 2 | (BEAMS Note 2) Standard | See page 9 of 9 of document in Evidence tab | - | 2 | TRUE
5098 | 63M01X | 4140 | 63M01X | Sewage treatment works | Sludge tanks | Concrete rectangular | Reinforced concrete | Over 100.0m³ - 250.0m³ | Reinforced concrete tanks, either rectangular or circular, generally built with a flat or slightly sloping base. Sump at one end or centrally. The cost should include the concrete base but exclude any mechanical handling equipment and control valves. | Location Adjustment Applicable (See Guidance Notes) - ERC = UK mean of 1.00 | (BEAMS Note 2) The ERC for this item should be added to all other rateable items on the hereditament (except land). Therefore the total of the ERC of the other Building Items and the P&M ERC (where applicable) to enable the correct contract size adjustment to be made. ERC of Building Component + ERC of P&M = Total ERC to which contract size adjustment should be applied. The appropriate % adjustment should be made in accordance with the scale for contract size adjustment specified under section 6 of the RCG 2023 Guidance notes. The currency ERC rates are set at £4m (Four Million Pounds) @ 1st April 2021 (AVD) for the RCG 2023 Publication. | Costs exclude any tank cover. | Gross internal Volume (GIV) m3 | Class 4 Table 4 Tanks Note: Some metal tanks are under 400m3 but the bottom is concrete (not metal) and these are rateable (Class 4(d)). | Class 4(d) does not exceed 400 cubic metres and which is readily capable of being moved from one site and re-erected in its original state on another without substantial demolition of any surrounding structure. In reality most concrete tanks under 400 cubic metres either above ground or below will not be capable of moving and re-erecting in its original state and thus are rateable. Most metal tanks under 400 cubic metres will be non rateable. | Security lighting | Security lighting | Concrete Tanks - Dividing Walls: additional cost for tanks over 100m3 GIV see dividing walls. | See page 9 of 9 of document in Evidence tab | - | 10243 |  | m3 | - | 3 - INDUSTRIAL | David Grace | Jim Allen | 310.3601 | Option 2 | 384.7857 | 23.98% | 492 | 371.836 | 19.81% | -3.365% | 371.836 | 19.81% | AECOM | Mohammed Imran | VOA_GPN_GOV_UK\7254880 | 2021-10-12 | Low | - | Low | Costs provided by AECOM (industry experts) | - | - | NA | SPONS A&B | 2 | (BEAMS Note 2) Standard | See page 9 of 9 of document in Evidence tab | - | 2 | TRUE
5099 | 63M011 | 4122 | 63M011 | Sewage treatment works | Sludge tanks | Concrete rectangular | Reinforced concrete | Over 250.0m³ - 500.0m³ | Reinforced concrete tanks, either rectangular or circular, generally built with a flat or slightly sloping base. Sump at one end or centrally. The cost should include the concrete base but exclude any mechanical handling equipment and control valves. | Location Adjustment Applicable (See Guidance Notes) - ERC = UK mean of 1.00 | (BEAMS Note 2) The ERC for this item should be added to all other rateable items on the hereditament (except land). Therefore the total of the ERC of the other Building Items and the P&M ERC (where applicable) to enable the correct contract size adjustment to be made. ERC of Building Component + ERC of P&M = Total ERC to which contract size adjustment should be applied. The appropriate % adjustment should be made in accordance with the scale for contract size adjustment specified under section 6 of the RCG 2023 Guidance notes. The currency ERC rates are set at £4m (Four Million Pounds) @ 1st April 2021 (AVD) for the RCG 2023 Publication. | Costs exclude any tank cover. | Gross internal Volume (GIV) m3 | Class 4 Table 4 Tanks Note: Some metal tanks are under 400m3 but the bottom is concrete (not metal) and these are rateable (Class 4(d)). | Class 4(d) does not exceed 400 cubic metres and which is readily capable of being moved from one site and re-erected in its original state on another without substantial demolition of any surrounding structure. In reality most concrete tanks under 400 cubic metres either above ground or below will not be capable of moving and re-erecting in its original state and thus are rateable. Most metal tanks under 400 cubic metres will be non rateable. | Security lighting | Security lighting | Concrete Tanks - Dividing Walls: additional cost for tanks over 100m3 GIV see dividing walls. | See page 9 of 9 of document in Evidence tab | - | 10243 |  | m3 | - | 3 - INDUSTRIAL | David Grace | Jim Allen | 207.2006 | Option 2 | 256.8882 | 23.98% | 396 | 299.2827 | 44.44% | 16.5% | 299.2827 | 44.44% | AECOM | Mohammed Imran | VOA_GPN_GOV_UK\7254880 | 2021-10-13 | Low | - | Low | Costs provided by AECOM (industry experts) | - | - | NA | SPONS A&B | 2 | (BEAMS Note 2) Standard | See page 9 of 9 of document in Evidence tab | - | 2 | TRUE
5100 | 63M012 | 4123 | 63M012 | Sewage treatment works | Sludge tanks | Concrete rectangular | Reinforced concrete | Over 500.0m³ - 750.0m³ | Reinforced concrete tanks, either rectangular or circular, generally built with a flat or slightly sloping base. Sump at one end or centrally. The cost should include the concrete base but exclude any mechanical handling equipment and control valves. | Location Adjustment Applicable (See Guidance Notes) - ERC = UK mean of 1.00 | (BEAMS Note 2) The ERC for this item should be added to all other rateable items on the hereditament (except land). Therefore the total of the ERC of the other Building Items and the P&M ERC (where applicable) to enable the correct contract size adjustment to be made. ERC of Building Component + ERC of P&M = Total ERC to which contract size adjustment should be applied. The appropriate % adjustment should be made in accordance with the scale for contract size adjustment specified under section 6 of the RCG 2023 Guidance notes. The currency ERC rates are set at £4m (Four Million Pounds) @ 1st April 2021 (AVD) for the RCG 2023 Publication. | Costs exclude any tank cover. | Gross internal Volume (GIV) m3 | Class 4 Table 4 Tanks Note: Some metal tanks are under 400m3 but the bottom is concrete (not metal) and these are rateable (Class 4(d)). | Class 4(d) does not exceed 400 cubic metres and which is readily capable of being moved from one site and re-erected in its original state on another without substantial demolition of any surrounding structure. In reality most concrete tanks under 400 cubic metres either above ground or below will not be capable of moving and re-erecting in its original state and thus are rateable. Most metal tanks under 400 cubic metres will be non rateable. | Security lighting | Security lighting | Concrete Tanks - Dividing Walls: additional cost for tanks over 100m3 GIV see dividing walls. | See page 9 of 9 of document in Evidence tab | - | 10243 |  | m3 | - | 3 - INDUSTRIAL | David Grace | Jim Allen | 166.6422 | Option 2 | 206.6037 | 23.98% | 349 | 263.7617 | 58.28% | 27.67% | 263.7617 | 58.28% | AECOM | Mohammed Imran | VOA_GPN_GOV_UK\7254880 | 2021-10-13 | Low | - | Low | Costs provided by AECOM (industry experts) | - | - | NA | SPONS A&B | 2 | (BEAMS Note 2) Standard | See page 9 of 9 of document in Evidence tab | - | 2 | TRUE
5101 | 63M013 | 4124 | 63M013 | Sewage treatment works | Sludge tanks | Concrete rectangular | Reinforced concrete | Over 750.0m³ - 1,500.0m³ | Reinforced concrete tanks, either rectangular or circular, generally built with a flat or slightly sloping base. Sump at one end or centrally. The cost should include the concrete base but exclude any mechanical handling equipment and control valves. | Location Adjustment Applicable (See Guidance Notes) - ERC = UK mean of 1.00 | (BEAMS Note 2) The ERC for this item should be added to all other rateable items on the hereditament (except land). Therefore the total of the ERC of the other Building Items and the P&M ERC (where applicable) to enable the correct contract size adjustment to be made. ERC of Building Component + ERC of P&M = Total ERC to which contract size adjustment should be applied. The appropriate % adjustment should be made in accordance with the scale for contract size adjustment specified under section 6 of the RCG 2023 Guidance notes. The currency ERC rates are set at £4m (Four Million Pounds) @ 1st April 2021 (AVD) for the RCG 2023 Publication. | Costs exclude any tank cover. | Gross internal Volume (GIV) m3 | Class 4 Table 4 Tanks Note: Some metal tanks are under 400m3 but the bottom is concrete (not metal) and these are rateable (Class 4(d)). | Class 4(d) does not exceed 400 cubic metres and which is readily capable of being moved from one site and re-erected in its original state on another without substantial demolition of any surrounding structure. In reality most concrete tanks under 400 cubic metres either above ground or below will not be capable of moving and re-erecting in its original state and thus are rateable. Most metal tanks under 400 cubic metres will be non rateable. | Security lighting | Security lighting | Concrete Tanks - Dividing Walls: additional cost for tanks over 100m3 GIV see dividing walls. | See page 9 of 9 of document in Evidence tab | - | 10243 |  | m3 | - | 3 - INDUSTRIAL | David Grace | Jim Allen | 124.3204 | Option 2 | 154.1329 | 23.98% | 281 | 212.3698 | 70.82% | 37.78% | 212.3698 | 70.82% | AECOM | Mohammed Imran | VOA_GPN_GOV_UK\7254880 | 2021-10-13 | Low | - | Low | Costs provided by AECOM (industry experts) | - | - | NA | SPONS A&B | 2 | (BEAMS Note 2) Standard | See page 9 of 9 of document in Evidence tab | - | 2 | TRUE
5102 | 63M014 | 4125 | 63M014 | Sewage treatment works | Sludge tanks | Concrete rectangular | Reinforced concrete | Over 1,500.0m³ - 3,000.0m³ | Reinforced concrete tanks, either rectangular or circular, generally built with a flat or slightly sloping base. Sump at one end or centrally. The cost should include the concrete base but exclude any mechanical handling equipment and control valves. | Location Adjustment Applicable (See Guidance Notes) - ERC = UK mean of 1.00 | (BEAMS Note 2) The ERC for this item should be added to all other rateable items on the hereditament (except land). Therefore the total of the ERC of the other Building Items and the P&M ERC (where applicable) to enable the correct contract size adjustment to be made. ERC of Building Component + ERC of P&M = Total ERC to which contract size adjustment should be applied. The appropriate % adjustment should be made in accordance with the scale for contract size adjustment specified under section 6 of the RCG 2023 Guidance notes. The currency ERC rates are set at £4m (Four Million Pounds) @ 1st April 2021 (AVD) for the RCG 2023 Publication. | Costs exclude any tank cover. | Gross internal Volume (GIV) m3 | Class 4 Table 4 Tanks Note: Some metal tanks are under 400m3 but the bottom is concrete (not metal) and these are rateable (Class 4(d)). | Class 4(d) does not exceed 400 cubic metres and which is readily capable of being moved from one site and re-erected in its original state on another without substantial demolition of any surrounding structure. In reality most concrete tanks under 400 cubic metres either above ground or below will not be capable of moving and re-erecting in its original state and thus are rateable. Most metal tanks under 400 cubic metres will be non rateable. | Security lighting | Security lighting | Concrete Tanks - Dividing Walls: additional cost for tanks over 100m3 GIV see dividing walls. | See page 9 of 9 of document in Evidence tab | - | 10243 |  | m3 | - | 3 - INDUSTRIAL | David Grace | Jim Allen | 104.0412 | Option 2 | 128.9907 | 23.98% | 226 | 170.8027 | 64.17% | 32.41% | 170.8027 | 64.17% | AECOM | Mohammed Imran | VOA_GPN_GOV_UK\7254880 | 2021-10-13 | Low | - | Low | Costs provided by AECOM (industry experts) | - | - | NA | SPONS A&B | 2 | (BEAMS Note 2) Standard | See page 9 of 9 of document in Evidence tab | - | 2 | TRUE
5103 | 63M015 | 4126 | 63M015 | Sewage treatment works | Sludge tanks | Concrete rectangular | Reinforced concrete | Over 3,000.0m³ - 5,000.0m³ | Reinforced concrete tanks, either rectangular or circular, generally built with a flat or slightly sloping base. Sump at one end or centrally. The cost should include the concrete base but exclude any mechanical handling equipment and control valves. | Location Adjustment Applicable (See Guidance Notes) - ERC = UK mean of 1.00 | (BEAMS Note 2) The ERC for this item should be added to all other rateable items on the hereditament (except land). Therefore the total of the ERC of the other Building Items and the P&M ERC (where applicable) to enable the correct contract size adjustment to be made. ERC of Building Component + ERC of P&M = Total ERC to which contract size adjustment should be applied. The appropriate % adjustment should be made in accordance with the scale for contract size adjustment specified under section 6 of the RCG 2023 Guidance notes. The currency ERC rates are set at £4m (Four Million Pounds) @ 1st April 2021 (AVD) for the RCG 2023 Publication. | Costs exclude any tank cover. | Gross internal Volume (GIV) m3 | Class 4 Table 4 Tanks Note: Some metal tanks are under 400m3 but the bottom is concrete (not metal) and these are rateable (Class 4(d)). | Class 4(d) does not exceed 400 cubic metres and which is readily capable of being moved from one site and re-erected in its original state on another without substantial demolition of any surrounding structure. In reality most concrete tanks under 400 cubic metres either above ground or below will not be capable of moving and re-erecting in its original state and thus are rateable. Most metal tanks under 400 cubic metres will be non rateable. | Security lighting | Security lighting | Concrete Tanks - Dividing Walls: additional cost for tanks over 100m3 GIV see dividing walls. | See page 9 of 9 of document in Evidence tab | - | 10243 |  | m3 | - | 3 - INDUSTRIAL | David Grace | Jim Allen | 83.762 | Option 2 | 103.8484 | 23.98% | 192 | 145.1067 | 73.24% | 39.73% | 145.1067 | 73.24% | AECOM | Mohammed Imran | VOA_GPN_GOV_UK\7254880 | 2021-10-13 | Low | - | Low | Costs provided by AECOM (industry experts) | - | - | NA | SPONS A&B | 2 | (BEAMS Note 2) Standard | See page 9 of 9 of document in Evidence tab | - | 2 | TRUE
5104 | 63M016 | 4127 | 63M016 | Sewage treatment works | Sludge tanks | Concrete rectangular | Reinforced concrete | Over 5,000.0m³ | Reinforced concrete tanks, either rectangular or circular, generally built with a flat or slightly sloping base. Sump at one end or centrally. The cost should include the concrete base but exclude any mechanical handling equipment and control valves. | Location Adjustment Applicable (See Guidance Notes) - ERC = UK mean of 1.00 | (BEAMS Note 2) The ERC for this item should be added to all other rateable items on the hereditament (except land). Therefore the total of the ERC of the other Building Items and the P&M ERC (where applicable) to enable the correct contract size adjustment to be made. ERC of Building Component + ERC of P&M = Total ERC to which contract size adjustment should be applied. The appropriate % adjustment should be made in accordance with the scale for contract size adjustment specified under section 6 of the RCG 2023 Guidance notes. The currency ERC rates are set at £4m (Four Million Pounds) @ 1st April 2021 (AVD) for the RCG 2023 Publication. | Costs exclude any tank cover. | Gross internal Volume (GIV) m3 | Class 4 Table 4 Tanks Note: Some metal tanks are under 400m3 but the bottom is concrete (not metal) and these are rateable (Class 4(d)). | Class 4(d) does not exceed 400 cubic metres and which is readily capable of being moved from one site and re-erected in its original state on another without substantial demolition of any surrounding structure. In reality most concrete tanks under 400 cubic metres either above ground or below will not be capable of moving and re-erecting in its original state and thus are rateable. Most metal tanks under 400 cubic metres will be non rateable. | Security lighting | Security lighting | Concrete Tanks - Dividing Walls: additional cost for tanks over 100m3 GIV see dividing walls. | See page 9 of 9 of document in Evidence tab | - | 10243 |  | m3 | - | 3 - INDUSTRIAL | David Grace | Jim Allen | 62.601 | Option 2 | 77.613 | 23.98% | 182 | 137.5491 | 119.7% | 77.22% | 137.5491 | 119.7% | AECOM | Mohammed Imran | VOA_GPN_GOV_UK\7254880 | 2021-10-13 | Low | - | Low | Costs provided by AECOM (industry experts) | - | - | NA | SPONS A&B | 2 | (BEAMS Note 2) Standard | See page 9 of 9 of document in Evidence tab | - | 2 | TRUE
5105 | 63M017 | 4128 | 63M017 | Sewage treatment works | Sludge tanks | Metal circular | Concrete base | < 250m³ | Walls formed of metal panels, curved to the correct diameter, bolted and sealed with mastic or welded. Concrete floor. Steel thickness will vary but 6mm to 10mm normal. Usually built above ground. Sump centrally located. Sludge tanks are used for storage, mixing or thickening of sludge. Sludge may be held in these types of tank until sufficient quantities are collected for treatment. These tanks are also employed (usually with a cover or roof) to condition the sludge to be of the correct consistency suitable for use in the sludge digester. | Considered Not Applicable at time of Publication | (BEAMS Note 2) The ERC for this item should be added to all other rateable items on the hereditament (except land). Therefore the total of the ERC of the other Building Items and the P&M ERC (where applicable) to enable the correct contract size adjustment to be made. ERC of Building Component + ERC of P&M = Total ERC to which contract size adjustment should be applied. The appropriate % adjustment should be made in accordance with the scale for contract size adjustment specified under section 6 of the RCG 2023 Guidance notes. The currency ERC rates are set at £4m (Four Million Pounds) @ 1st April 2021 (AVD) for the RCG 2023 Publication. | Rates include access ladders, but exclude external works. For GRP covers see 63M1E1 | For cost purposes the rate provided is in terms of Gross Internal Volume however for calculation of the volume of the tank for rating the volume is Gross External in accordance with Class 4 (d) (measured externally and excluding foundations, settings, supports, and anything which is not an integral part of the item). | Class 4 Table 4 Tanks Note: Some metal tanks are under 400m3 and the bottom is concrete (not metal) and these are rateable (Class 4(d)). | Class 4(d) does not exceed 400 cubic metres and which is readily capable of being moved from one site and re-erected in its original state on another without substantial demolition of any surrounding structure. In reality most concrete metal tanks under 400 cubic metres will be non rateable. | Security lighting | - | - | Photo 1 - Small metal tank on supporting steel framework and foundations. Photo 2 - Typical metal sludge holding tank | Photo 1 - This tank is less than 400m3, and could be moved to another site. It is therefore not rateable. Note however the foundation, settings, steel support and stairway all of which are rateable. (Class 4 Table 3). | 10244 |  | M3 | - | NA | NA | NA | 75.8266 | Option 2 | 94.0101 | 23.98% | 102.7868 | 77.6826 | 2.448% | -17.37% | 0 | -100% | Redirected | NA | VOA_GPN_GOV_UK\7246041 | 2021-10-21 | Low | - | Medium | Risk taken from previous CG | - | - | NA | SPONS A&B | NA | (BEAMS Note 2) The ERC for this item should be added to all other rateable items on the hereditament (except land). Therefore the total of the ERC of the other Building Items and the P&M ERC (where applicable) to enable the correct contract size adjustment to be made. ERC of Building Component + ERC of P&M = Total ERC to which contract size adjustment should be applied. The appropriate % adjustment should be made in accordance with the scale for contract size adjustment specified under section 6 of the RCG 2021 Guidance notes. The currency ERC rates are set at £4m (Four Million Pounds) @ 1st April 2019 (AVD) for the RCG 2021 Publication. | Photo 1 - Small metal tank on supporting steel framework and foundations. Photo 2 - Typical metal sludge holding tank | Photo 1 - This tank is less than 400m3, and could be moved to another site. It is therefore not rateable. Note however the foundation, settings, steel support and stairway all of which are rateable. (Class 4 Table 3). | 2 | TRUE
5106 | 63M018 | 4129 | 63M018 | Sewage treatment works | Sludge tanks | Metal circular | Concrete base | Over 250m³ - 500m³ | Metal tank wall formed of metal panels, curved to the correct diameter, bolted and sealed with mastic or welded. Steel thickness will vary but 6mm to 10mm normal. Built above ground on a concrete base, with the base forming the floor of the tank. The cost should include the concrete base and any access ladders but exclude any mechanical handling equipment and control valves. | Location Adjustment Applicable (See Guidance Notes) - ERC = UK mean of 1.00 | (BEAMS Note 2) The ERC for this item should be added to all other rateable items on the hereditament (except land). Therefore the total of the ERC of the other Building Items and the P&M ERC (where applicable) to enable the correct contract size adjustment to be made. ERC of Building Component + ERC of P&M = Total ERC to which contract size adjustment should be applied. The appropriate % adjustment should be made in accordance with the scale for contract size adjustment specified under section 6 of the RCG 2023 Guidance notes. The currency ERC rates are set at £4m (Four Million Pounds) @ 1st April 2021 (AVD) for the RCG 2023 Publication. | Costs exclude any tank cover. | Gross internal Volume (GIV) m3 | Class 4 Table 4 Tanks Note: Some metal tanks are under 400m3 and the bottom is concrete (not metal) and these are rateable (Class 4(d)). | Class 4(d) does not exceed 400 cubic metres and which is readily capable of being moved from one site and re-erected in its original state on another without substantial demolition of any surrounding structure. In reality most concrete metal tanks under 400 cubic metres will be non rateable. | Security lighting | - | - | See page 9 of 9 of document in Evidence tab | - | 10244 |  | m3 | - | 3 - INDUSTRIAL | David Grace | Jim Allen | 54.6657 | Option 2 | 67.7748 | 23.98% | 71 | 53.6593 | -1.841% | -20.83% | 53.6593 | -1.841% | AECOM | Mohammed Imran | VOA_GPN_GOV_UK\7254880 | 2021-10-13 | Low | - | Low | Costs provided by AECOM (industry experts) | - | - | NA | SPONS A&B | 2 | (BEAMS Note 2) Standard | See page 9 of 9 of document in Evidence tab | - | 2 | TRUE
5107 | 63M019 | 4130 | 63M019 | Sewage treatment works | Sludge tanks | Metal circular | Concrete base | Over 500m³ | Metal tank wall formed of metal panels, curved to the correct diameter, bolted and sealed with mastic or welded. Steel thickness will vary but 6mm to 10mm normal. Built above ground on a concrete base, with the base forming the floor of the tank. The cost should include the concrete base and any access ladders but exclude any mechanical handling equipment and control valves. | Location Adjustment Applicable (See Guidance Notes) - ERC = UK mean of 1.00 | (BEAMS Note 2) The ERC for this item should be added to all other rateable items on the hereditament (except land). Therefore the total of the ERC of the other Building Items and the P&M ERC (where applicable) to enable the correct contract size adjustment to be made. ERC of Building Component + ERC of P&M = Total ERC to which contract size adjustment should be applied. The appropriate % adjustment should be made in accordance with the scale for contract size adjustment specified under section 6 of the RCG 2023 Guidance notes. The currency ERC rates are set at £4m (Four Million Pounds) @ 1st April 2021 (AVD) for the RCG 2023 Publication. | Costs exclude any tank cover. | Gross internal Volume (GIV) m3 | Class 4 Table 4 Tanks Note: Some metal tanks are under 400m3 and the bottom is concrete (not metal) and these are rateable (Class 4(d)). | Class 4(d) does not exceed 400 cubic metres and which is readily capable of being moved from one site and re-erected in its original state on another without substantial demolition of any surrounding structure. In reality most concrete metal tanks under 400 cubic metres will be non rateable. | Security lighting | - | - | See page 9 of 9 of document in Evidence tab | - | 10244 |  | m3 | - | 3 - INDUSTRIAL | David Grace | Jim Allen | 37.0316 | Option 2 | 45.9119 | 23.98% | 56 | 42.3228 | 14.29% | -7.817% | 42.3228 | 14.29% | AECOM | Mohammed Imran | VOA_GPN_GOV_UK\7254880 | 2021-10-13 | Low | - | Low | Costs provided by AECOM (industry experts) | - | - | NA | SPONS A&B | 2 | (BEAMS Note 2) Standard | See page 9 of 9 of document in Evidence tab | - | 2 | TRUE
| 63M020 |  | 63M020 | Sewage treatment works | Sludge tanks | Metal circular | Concrete base | Up to 100m³ | Metal tank wall formed of metal panels, curved to the correct diameter, bolted and sealed with mastic or welded. Steel thickness will vary but 6mm to 10mm normal. Built above ground on a concrete base, with the base forming the floor of the tank. The cost should include the concrete base and any access ladders but exclude any mechanical handling equipment and control valves. | Location Adjustment Applicable (See Guidance Notes) - ERC = UK mean of 1.00 | (BEAMS Note 2) The ERC for this item should be added to all other rateable items on the hereditament (except land). Therefore the total of the ERC of the other Building Items and the P&M ERC (where applicable) to enable the correct contract size adjustment to be made. ERC of Building Component + ERC of P&M = Total ERC to which contract size adjustment should be applied. The appropriate % adjustment should be made in accordance with the scale for contract size adjustment specified under section 6 of the RCG 2023 Guidance notes. The currency ERC rates are set at £4m (Four Million Pounds) @ 1st April 2021 (AVD) for the RCG 2023 Publication. | Costs exclude any tank cover. | Gross internal Volume (GIV) m3 | Class 4 Table 4 Tanks Note: Some metal tanks are under 400m3 and the bottom is concrete (not metal) and these are rateable (Class 4(d)). | Class 4(d) does not exceed 400 cubic metres and which is readily capable of being moved from one site and re-erected in its original state on another without substantial demolition of any surrounding structure. In reality most concrete metal tanks under 400 cubic metres will be non rateable. | Security lighting | - | - | See page 9 of 9 of document in Evidence tab | - | 10244 | 63M017 | m3 | - | 3 - INDUSTRIAL | David Grace | Jim Allen | #N/A | Option 2 | ERROR | 0% | 158 | 109.9709 | 0% | 0% | 109.9709 | 0% | AECOM | Mohammed Imran | VOA_GPN_GOV_UK\7254880 | 2021-12-03 | Low | - | Low | Costs provided by AECOM (industry experts) | - | - | NA | SPONS Civils | 2 | (BEAMS Note 2) Standard | See page 9 of 9 of document in Evidence tab | - | 2 | TRUE
| 63M021 |  | 63M021 | Sewage treatment works | Sludge tanks | Metal circular | Concrete base | 100m³ - 250m³ | Metal tank wall formed of metal panels, curved to the correct diameter, bolted and sealed with mastic or welded. Steel thickness will vary but 6mm to 10mm normal. Built above ground on a concrete base, with the base forming the floor of the tank. The cost should include the concrete base and any access ladders but exclude any mechanical handling equipment and control valves. | Location Adjustment Applicable (See Guidance Notes) - ERC = UK mean of 1.00 | (BEAMS Note 2) The ERC for this item should be added to all other rateable items on the hereditament (except land). Therefore the total of the ERC of the other Building Items and the P&M ERC (where applicable) to enable the correct contract size adjustment to be made. ERC of Building Component + ERC of P&M = Total ERC to which contract size adjustment should be applied. The appropriate % adjustment should be made in accordance with the scale for contract size adjustment specified under section 6 of the RCG 2023 Guidance notes. The currency ERC rates are set at £4m (Four Million Pounds) @ 1st April 2021 (AVD) for the RCG 2023 Publication. | Costs exclude any tank cover. | Gross internal Volume (GIV) m3 | Class 4 Table 4 Tanks Note: Some metal tanks are under 400m3 and the bottom is concrete (not metal) and these are rateable (Class 4(d)). | Class 4(d) does not exceed 400 cubic metres and which is readily capable of being moved from one site and re-erected in its original state on another without substantial demolition of any surrounding structure. In reality most concrete metal tanks under 400 cubic metres will be non rateable. | Security lighting | - | - | See page 9 of 9 of document in Evidence tab | - | 10244 | 63M017 | m3 | - | 3 - INDUSTRIAL | David Grace | Jim Allen | #N/A | Option 2 | ERROR | 0% | 100 | 69.6019 | 0% | 0% | 69.6019 | 0% | AECOM | Mohammed Imran | VOA_GPN_GOV_UK\7254880 | 2021-12-03 | Low | - | Low | Costs provided by AECOM (industry experts) | - | - | NA | SPONS Civils | 2 | (BEAMS Note 2) Standard | See page 9 of 9 of document in Evidence tab | - | 2 | TRUE
5108 | 63M0F1 | 4181 | 63M0F1 | Sewage treatment works | Storm tanks | Rectangular sloped base | Reinforced concrete | Over 250.0m³ - 500.0m³ | Reinforced concrete rectangular tank with a shallow gradient floor. Used for the storage of storm water prior to its return for treatment through the works. Tanks normally set mostly below ground level. Each tank has an outlet sump, and this is included in the volume. There is normally an overflow chamber to allow for direct flow to the watercourse in extreme conditions. The cost of this chamber is not included in the overall GIV costing. The cost of the safety rail is included in the figures. | Location Adjustment Applicable (See Guidance Notes) - ERC = UK mean of 1.00 | (BEAMS Note 2) The ERC for this item should be added to all other rateable items on the hereditament (except land). Therefore the total of the ERC of the other Building Items and the P&M ERC (where applicable) to enable the correct contract size adjustment to be made. ERC of Building Component + ERC of P&M = Total ERC to which contract size adjustment should be applied. The appropriate % adjustment should be made in accordance with the scale for contract size adjustment specified under section 6 of the RCG 2023 Guidance notes. The currency ERC rates are set at £4m (Four Million Pounds) @ 1st April 2021 (AVD) for the RCG 2023 Publication. | For cost purposes the rate provided is in terms of Gross Internal Volume however for calculation of the volume of the tank for rating the volume is Gross External in accordance with Class 4 (d) (measured externally and excluding foundations, settings, supports, and anything which is not an integral part of the item) | Gross Internal Volume (GIV) m3 | Class 4 Table 4 Tank | Class 4(d) does not exceed 400 cubic Class 4(d) does not exceed 400 cubic metres and which is readily capable of being moved from one site and re-erected in its original state on another without substantial demolition of any surrounding structure. In reality most concrete tanks under 400 cubic metres either above ground or below will not be capable of moving and re-erecting in its original state and thus are rateable. | Security lighting, walkways, stairs, platforms. | - | - | See page 6 of 6 of document in Evidence tab | - | 10245 |  | m3 | - | 3 - INDUSTRIAL | David Grace | Jim Allen | 207.2006 | Option 2 | 256.8882 | 23.98% | 381 | 287.9462 | 38.97% | 12.09% | 287.9462 | 38.97% | AECOM | Mohammed Imran | VOA_GPN_GOV_UK\7254880 | 2021-10-15 | Low | - | Low | Costs provided by AECOM (industry experts) | - | - | NA | SPONS A&B | 2 | (BEAMS Note 2) Standard | See page 6 of 6 of document in Evidence tab | - | 2 | TRUE
5109 | 63M0F2 | 4184 | 63M0F2 | Sewage treatment works | Storm tanks | Rectangular sloped base | Reinforced concrete | Over 500.0m³ - 750.0m³ | Reinforced concrete rectangular tank with a shallow gradient floor. Used for the storage of storm water prior to its return for treatment through the works. Tanks normally set mostly below ground level. Each tank has an outlet sump, and this is included in the volume. There is normally an overflow chamber to allow for direct flow to the watercourse in extreme conditions. The cost of this chamber is not included in the overall GIV costing. The cost of the safety rail is included in the figures. | Location Adjustment Applicable (See Guidance Notes) - ERC = UK mean of 1.00 | (BEAMS Note 2) The ERC for this item should be added to all other rateable items on the hereditament (except land). Therefore the total of the ERC of the other Building Items and the P&M ERC (where applicable) to enable the correct contract size adjustment to be made. ERC of Building Component + ERC of P&M = Total ERC to which contract size adjustment should be applied. The appropriate % adjustment should be made in accordance with the scale for contract size adjustment specified under section 6 of the RCG 2023 Guidance notes. The currency ERC rates are set at £4m (Four Million Pounds) @ 1st April 2021 (AVD) for the RCG 2023 Publication. | For cost purposes the rate provided is in terms of Gross Internal Volume however for calculation of the volume of the tank for rating the volume is Gross External in accordance with Class 4 (d) (measured externally and excluding foundations, settings, supports, and anything which is not an integral part of the item) | Gross Internal Volume (GIV) m3 | Class 4 Table 4 Tank | Class 4(d) does not exceed 400 cubic Class 4(d) does not exceed 400 cubic metres and which is readily capable of being moved from one site and re-erected in its original state on another without substantial demolition of any surrounding structure. In reality most concrete tanks under 400 cubic metres either above ground or below will not be capable of moving and re-erecting in its original state and thus are rateable. | Security lighting, walkways, stairs, platforms. | - | - | See page 6 of 6 of document in Evidence tab | - | 10245 |  | m3 | - | 3 - INDUSTRIAL | David Grace | Jim Allen | 166.6422 | Option 2 | 206.6037 | 23.98% | 295 | 222.9505 | 33.79% | 7.912% | 222.9505 | 33.79% | AECOM | Mohammed Imran | VOA_GPN_GOV_UK\7254880 | 2021-10-15 | Low | - | Low | Costs provided by AECOM (industry experts) | - | - | NA | SPONS A&B | 2 | (BEAMS Note 2) Standard | See page 6 of 6 of document in Evidence tab | - | 2 | TRUE
5110 | 63M0F3 | 4185 | 63M0F3 | Sewage treatment works | Storm tanks | Rectangular sloped base | Reinforced concrete | Over 750.0m³ - 1,500.0m³ | Reinforced concrete rectangular tank with a shallow gradient floor. Used for the storage of storm water prior to its return for treatment through the works. Tanks normally set mostly below ground level. Each tank has an outlet sump, and this is included in the volume. There is normally an overflow chamber to allow for direct flow to the watercourse in extreme conditions. The cost of this chamber is not included in the overall GIV costing. The cost of the safety rail is included in the figures. | Location Adjustment Applicable (See Guidance Notes) - ERC = UK mean of 1.00 | (BEAMS Note 2) The ERC for this item should be added to all other rateable items on the hereditament (except land). Therefore the total of the ERC of the other Building Items and the P&M ERC (where applicable) to enable the correct contract size adjustment to be made. ERC of Building Component + ERC of P&M = Total ERC to which contract size adjustment should be applied. The appropriate % adjustment should be made in accordance with the scale for contract size adjustment specified under section 6 of the RCG 2023 Guidance notes. The currency ERC rates are set at £4m (Four Million Pounds) @ 1st April 2021 (AVD) for the RCG 2023 Publication. | For cost purposes the rate provided is in terms of Gross Internal Volume however for calculation of the volume of the tank for rating the volume is Gross External in accordance with Class 4 (d) (measured externally and excluding foundations, settings, supports, and anything which is not an integral part of the item) | Gross Internal Volume (GIV) m3 | Class 4 Table 4 Tank | Class 4(d) does not exceed 400 cubic Class 4(d) does not exceed 400 cubic metres and which is readily capable of being moved from one site and re-erected in its original state on another without substantial demolition of any surrounding structure. In reality most concrete tanks under 400 cubic metres either above ground or below will not be capable of moving and re-erecting in its original state and thus are rateable. | Security lighting, walkways, stairs, platforms. | - | - | See page 6 of 6 of document in Evidence tab | - | 10245 |  | m3 | - | 3 - INDUSTRIAL | David Grace | Jim Allen | 124.3204 | Option 2 | 154.1329 | 23.98% | 191 | 144.351 | 16.11% | -6.346% | 144.351 | 16.11% | AECOM | Mohammed Imran | VOA_GPN_GOV_UK\7254880 | 2021-10-15 | Low | - | Low | Costs provided by AECOM (industry experts) | - | - | NA | SPONS A&B | 2 | (BEAMS Note 2) Standard | See page 6 of 6 of document in Evidence tab | - | 2 | TRUE
5111 | 63M0F4 | 4186 | 63M0F4 | Sewage treatment works | Storm tanks | Rectangular sloped base | Reinforced concrete | Over 1,500.0m³ - 3,000.0m³ | Reinforced concrete rectangular tank with a shallow gradient floor. Used for the storage of storm water prior to its return for treatment through the works. Tanks normally set mostly below ground level. Each tank has an outlet sump, and this is included in the volume. There is normally an overflow chamber to allow for direct flow to the watercourse in extreme conditions. The cost of this chamber is not included in the overall GIV costing. The cost of the safety rail is included in the figures. | Location Adjustment Applicable (See Guidance Notes) - ERC = UK mean of 1.00 | (BEAMS Note 2) The ERC for this item should be added to all other rateable items on the hereditament (except land). Therefore the total of the ERC of the other Building Items and the P&M ERC (where applicable) to enable the correct contract size adjustment to be made. ERC of Building Component + ERC of P&M = Total ERC to which contract size adjustment should be applied. The appropriate % adjustment should be made in accordance with the scale for contract size adjustment specified under section 6 of the RCG 2023 Guidance notes. The currency ERC rates are set at £4m (Four Million Pounds) @ 1st April 2021 (AVD) for the RCG 2023 Publication. | For cost purposes the rate provided is in terms of Gross Internal Volume however for calculation of the volume of the tank for rating the volume is Gross External in accordance with Class 4 (d) (measured externally and excluding foundations, settings, supports, and anything which is not an integral part of the item) | Gross Internal Volume (GIV) m3 | Class 4 Table 4 Tank | Class 4(d) does not exceed 400 cubic Class 4(d) does not exceed 400 cubic metres and which is readily capable of being moved from one site and re-erected in its original state on another without substantial demolition of any surrounding structure. In reality most concrete tanks under 400 cubic metres either above ground or below will not be capable of moving and re-erecting in its original state and thus are rateable. | Security lighting, walkways, stairs, platforms. | - | - | See page 6 of 6 of document in Evidence tab | - | 10245 |  | m3 | - | 3 - INDUSTRIAL | David Grace | Jim Allen | 104.0412 | Option 2 | 128.9907 | 23.98% | 124 | 93.7148 | -9.925% | -27.35% | 93.7148 | -9.925% | AECOM | Mohammed Imran | VOA_GPN_GOV_UK\7254880 | 2021-10-15 | Low | - | Low | Costs provided by AECOM (industry experts) | - | - | NA | SPONS A&B | 2 | (BEAMS Note 2) Standard | See page 6 of 6 of document in Evidence tab | - | 2 | TRUE
5112 | 63M0F5 | 4187 | 63M0F5 | Sewage treatment works | Storm tanks | Rectangular sloped base | Reinforced concrete | Over 3,000.0m³ - 5,000.0m³ | Reinforced concrete rectangular tank with a shallow gradient floor. Used for the storage of storm water prior to its return for treatment through the works. Tanks normally set mostly below ground level. Each tank has an outlet sump, and this is included in the volume. There is normally an overflow chamber to allow for direct flow to the watercourse in extreme conditions. The cost of this chamber is not included in the overall GIV costing. The cost of the safety rail is included in the figures. | Location Adjustment Applicable (See Guidance Notes) - ERC = UK mean of 1.00 | (BEAMS Note 2) The ERC for this item should be added to all other rateable items on the hereditament (except land). Therefore the total of the ERC of the other Building Items and the P&M ERC (where applicable) to enable the correct contract size adjustment to be made. ERC of Building Component + ERC of P&M = Total ERC to which contract size adjustment should be applied. The appropriate % adjustment should be made in accordance with the scale for contract size adjustment specified under section 6 of the RCG 2023 Guidance notes. The currency ERC rates are set at £4m (Four Million Pounds) @ 1st April 2021 (AVD) for the RCG 2023 Publication. | For cost purposes the rate provided is in terms of Gross Internal Volume however for calculation of the volume of the tank for rating the volume is Gross External in accordance with Class 4 (d) (measured externally and excluding foundations, settings, supports, and anything which is not an integral part of the item) | Gross Internal Volume (GIV) m3 | Class 4 Table 4 Tank | Class 4(d) does not exceed 400 cubic Class 4(d) does not exceed 400 cubic metres and which is readily capable of being moved from one site and re-erected in its original state on another without substantial demolition of any surrounding structure. In reality most concrete tanks under 400 cubic metres either above ground or below will not be capable of moving and re-erecting in its original state and thus are rateable. | Security lighting, walkways, stairs, platforms. | - | - | See page 6 of 6 of document in Evidence tab | - | 10245 |  | m3 | - | 3 - INDUSTRIAL | David Grace | Jim Allen | 83.762 | Option 2 | 103.8484 | 23.98% | 90 | 68.0188 | -18.8% | -34.5% | 68.0188 | -18.8% | AECOM | Mohammed Imran | VOA_GPN_GOV_UK\7254880 | 2021-10-18 | Low | - | Low | Costs provided by AECOM (industry experts) | - | - | NA | SPONS A&B | 2 | (BEAMS Note 2) Standard | See page 6 of 6 of document in Evidence tab | - | 2 | TRUE
5113 | 63M0F6 | 4188 | 63M0F6 | Sewage treatment works | Storm tanks | Rectangular sloped base | Reinforced concrete | Over 5,000.0m³ | Reinforced concrete rectangular tank with a shallow gradient floor. Used for the storage of storm water prior to its return for treatment through the works. Tanks normally set mostly below ground level. Each tank has an outlet sump, and this is included in the volume. There is normally an overflow chamber to allow for direct flow to the watercourse in extreme conditions. The cost of this chamber is not included in the overall GIV costing. The cost of the safety rail is included in the figures. | Location Adjustment Applicable (See Guidance Notes) - ERC = UK mean of 1.00 | (BEAMS Note 2) The ERC for this item should be added to all other rateable items on the hereditament (except land). Therefore the total of the ERC of the other Building Items and the P&M ERC (where applicable) to enable the correct contract size adjustment to be made. ERC of Building Component + ERC of P&M = Total ERC to which contract size adjustment should be applied. The appropriate % adjustment should be made in accordance with the scale for contract size adjustment specified under section 6 of the RCG 2023 Guidance notes. The currency ERC rates are set at £4m (Four Million Pounds) @ 1st April 2021 (AVD) for the RCG 2023 Publication. | For cost purposes the rate provided is in terms of Gross Internal Volume however for calculation of the volume of the tank for rating the volume is Gross External in accordance with Class 4 (d) (measured externally and excluding foundations, settings, supports, and anything which is not an integral part of the item) | Gross Internal Volume (GIV) m3 | Class 4 Table 4 Tank | Class 4(d) does not exceed 400 cubic Class 4(d) does not exceed 400 cubic metres and which is readily capable of being moved from one site and re-erected in its original state on another without substantial demolition of any surrounding structure. In reality most concrete tanks under 400 cubic metres either above ground or below will not be capable of moving and re-erecting in its original state and thus are rateable. | Security lighting, walkways, stairs, platforms. | - | - | See page 6 of 6 of document in Evidence tab | - | 10245 |  | m3 | - | 3 - INDUSTRIAL | David Grace | Jim Allen | 62.601 | Option 2 | 77.613 | 23.98% | 84 | 63.4842 | 1.411% | -18.2% | 63.4842 | 1.411% | AECOM | Mohammed Imran | VOA_GPN_GOV_UK\7254880 | 2021-10-18 | Low | - | Low | Costs provided by AECOM (industry experts) | - | - | NA | SPONS A&B | 2 | (BEAMS Note 2) Standard | See page 6 of 6 of document in Evidence tab | - | 2 | TRUE
5114 | 63M0FS | 4189 | 63M0FS | Sewage treatment works | Storm tanks | Rectangular sloped base | Reinforced concrete | < 25.0m³ | Reinforced concrete rectangular tank with a shallow gradient floor. Used for the storage of storm water prior to its return for treatment through the works. Tanks normally set mostly below ground level. Each tank has an outlet sump, and this is included in the volume. There is normally an overflow chamber to allow for direct flow to the watercourse in extreme conditions. The cost of this chamber is not included in the overall GIV costing. The cost of the safety rail is included in the figures. | Location Adjustment Applicable (See Guidance Notes) - ERC = UK mean of 1.00 | (BEAMS Note 2) The ERC for this item should be added to all other rateable items on the hereditament (except land). Therefore the total of the ERC of the other Building Items and the P&M ERC (where applicable) to enable the correct contract size adjustment to be made. ERC of Building Component + ERC of P&M = Total ERC to which contract size adjustment should be applied. The appropriate % adjustment should be made in accordance with the scale for contract size adjustment specified under section 6 of the RCG 2023 Guidance notes. The currency ERC rates are set at £4m (Four Million Pounds) @ 1st April 2021 (AVD) for the RCG 2023 Publication. | For cost purposes the rate provided is in terms of Gross Internal Volume however for calculation of the volume of the tank for rating the volume is Gross External in accordance with Class 4 (d) (measured externally and excluding foundations, settings, supports, and anything which is not an integral part of the item) | Gross Internal Volume (GIV) m3 | Class 4 Table 4 Tank | Class 4(d) does not exceed 400 cubic Class 4(d) does not exceed 400 cubic metres and which is readily capable of being moved from one site and re-erected in its original state on another without substantial demolition of any surrounding structure. In reality most concrete tanks under 400 cubic metres either above ground or below will not be capable of moving and re-erecting in its original state and thus are rateable. | Security lighting, walkways, stairs, platforms. | - | - | See page 6 of 6 of document in Evidence tab | - | 10245 |  | m3 | - | 3 - INDUSTRIAL | David Grace | Jim Allen | 619.8384 | Option 2 | 768.4783 | 23.98% | 2490 | 1881.8531 | 203.6% | 144.9% | 1881.8531 | 203.6% | AECOM | Mohammed Imran | VOA_GPN_GOV_UK\7254880 | 2021-10-15 | Low | - | Low | Costs provided by AECOM (industry experts) | - | - | NA | SPONS A&B | 2 | (BEAMS Note 2) Standard | See page 6 of 6 of document in Evidence tab | - | 2 | TRUE
5115 | 63M0FT | 4190 | 63M0FT | Sewage treatment works | Storm tanks | Rectangular sloped base | Reinforced concrete | Over 25.0m³ - 30.0m³ | Reinforced concrete rectangular tank with a shallow gradient floor. Used for the storage of storm water prior to its return for treatment through the works. Tanks normally set mostly below ground level. Each tank has an outlet sump, and this is included in the volume. There is normally an overflow chamber to allow for direct flow to the watercourse in extreme conditions. The cost of this chamber is not included in the overall GIV costing. The cost of the safety rail is included in the figures. | Location Adjustment Applicable (See Guidance Notes) - ERC = UK mean of 1.00 | (BEAMS Note 2) The ERC for this item should be added to all other rateable items on the hereditament (except land). Therefore the total of the ERC of the other Building Items and the P&M ERC (where applicable) to enable the correct contract size adjustment to be made. ERC of Building Component + ERC of P&M = Total ERC to which contract size adjustment should be applied. The appropriate % adjustment should be made in accordance with the scale for contract size adjustment specified under section 6 of the RCG 2023 Guidance notes. The currency ERC rates are set at £4m (Four Million Pounds) @ 1st April 2021 (AVD) for the RCG 2023 Publication. | For cost purposes the rate provided is in terms of Gross Internal Volume however for calculation of the volume of the tank for rating the volume is Gross External in accordance with Class 4 (d) (measured externally and excluding foundations, settings, supports, and anything which is not an integral part of the item) | Gross Internal Volume (GIV) m3 | Class 4 Table 4 Tank | Class 4(d) does not exceed 400 cubic Class 4(d) does not exceed 400 cubic metres and which is readily capable of being moved from one site and re-erected in its original state on another without substantial demolition of any surrounding structure. In reality most concrete tanks under 400 cubic metres either above ground or below will not be capable of moving and re-erecting in its original state and thus are rateable. | Security lighting, walkways, stairs, platforms. | - | - | See page 6 of 6 of document in Evidence tab | - | 10245 |  | m3 | - | 3 - INDUSTRIAL | David Grace | Jim Allen | 568.6996 | Option 2 | 705.0761 | 23.98% | 2222 | 1679.3083 | 195.3% | 138.2% | 1679.3083 | 195.3% | AECOM | Mohammed Imran | VOA_GPN_GOV_UK\7254880 | 2021-10-15 | Low | - | Low | Costs provided by AECOM (industry experts) | - | - | NA | SPONS A&B | 2 | (BEAMS Note 2) Standard | See page 6 of 6 of document in Evidence tab | - | 2 | TRUE
5116 | 63M0FU | 4191 | 63M0FU | Sewage treatment works | Storm tanks | Rectangular sloped base | Reinforced concrete | Over 30.0m³ - 50.0m³ | Reinforced concrete rectangular tank with a shallow gradient floor. Used for the storage of storm water prior to its return for treatment through the works. Tanks normally set mostly below ground level. Each tank has an outlet sump, and this is included in the volume. There is normally an overflow chamber to allow for direct flow to the watercourse in extreme conditions. The cost of this chamber is not included in the overall GIV costing. The cost of the safety rail is included in the figures. | Location Adjustment Applicable (See Guidance Notes) - ERC = UK mean of 1.00 | (BEAMS Note 2) The ERC for this item should be added to all other rateable items on the hereditament (except land). Therefore the total of the ERC of the other Building Items and the P&M ERC (where applicable) to enable the correct contract size adjustment to be made. ERC of Building Component + ERC of P&M = Total ERC to which contract size adjustment should be applied. The appropriate % adjustment should be made in accordance with the scale for contract size adjustment specified under section 6 of the RCG 2023 Guidance notes. The currency ERC rates are set at £4m (Four Million Pounds) @ 1st April 2021 (AVD) for the RCG 2023 Publication. | For cost purposes the rate provided is in terms of Gross Internal Volume however for calculation of the volume of the tank for rating the volume is Gross External in accordance with Class 4 (d) (measured externally and excluding foundations, settings, supports, and anything which is not an integral part of the item) | Gross Internal Volume (GIV) m3 | Class 4 Table 4 Tank | Class 4(d) does not exceed 400 cubic Class 4(d) does not exceed 400 cubic metres and which is readily capable of being moved from one site and re-erected in its original state on another without substantial demolition of any surrounding structure. In reality most concrete tanks under 400 cubic metres either above ground or below will not be capable of moving and re-erecting in its original state and thus are rateable. | Security lighting, walkways, stairs, platforms. | - | - | See page 6 of 6 of document in Evidence tab | - | 10245 |  | m3 | - | 3 - INDUSTRIAL | David Grace | Jim Allen | 517.5607 | Option 2 | 641.6739 | 23.98% | 1613 | 1219.0478 | 135.5% | 89.98% | 1219.0478 | 135.5% | AECOM | Mohammed Imran | VOA_GPN_GOV_UK\7254880 | 2021-10-15 | Low | - | Low | Costs provided by AECOM (industry experts) | - | - | NA | SPONS A&B | 2 | (BEAMS Note 2) Standard | See page 6 of 6 of document in Evidence tab | - | 2 | TRUE
5117 | 63M0FV | 4192 | 63M0FV | Sewage treatment works | Storm tanks | Rectangular sloped base | Reinforced concrete | Over 50.0m³ - 62.0m³ | Reinforced concrete rectangular tank with a shallow gradient floor. Used for the storage of storm water prior to its return for treatment through the works. Tanks normally set mostly below ground level. Each tank has an outlet sump, and this is included in the volume. There is normally an overflow chamber to allow for direct flow to the watercourse in extreme conditions. The cost of this chamber is not included in the overall GIV costing. The cost of the safety rail is included in the figures. | Location Adjustment Applicable (See Guidance Notes) - ERC = UK mean of 1.00 | (BEAMS Note 2) The ERC for this item should be added to all other rateable items on the hereditament (except land). Therefore the total of the ERC of the other Building Items and the P&M ERC (where applicable) to enable the correct contract size adjustment to be made. ERC of Building Component + ERC of P&M = Total ERC to which contract size adjustment should be applied. The appropriate % adjustment should be made in accordance with the scale for contract size adjustment specified under section 6 of the RCG 2023 Guidance notes. The currency ERC rates are set at £4m (Four Million Pounds) @ 1st April 2021 (AVD) for the RCG 2023 Publication. | For cost purposes the rate provided is in terms of Gross Internal Volume however for calculation of the volume of the tank for rating the volume is Gross External in accordance with Class 4 (d) (measured externally and excluding foundations, settings, supports, and anything which is not an integral part of the item) | Gross Internal Volume (GIV) m3 | Class 4 Table 4 Tank | Class 4(d) does not exceed 400 cubic Class 4(d) does not exceed 400 cubic metres and which is readily capable of being moved from one site and re-erected in its original state on another without substantial demolition of any surrounding structure. In reality most concrete tanks under 400 cubic metres either above ground or below will not be capable of moving and re-erecting in its original state and thus are rateable. | Security lighting, walkways, stairs, platforms. | - | - | See page 6 of 6 of document in Evidence tab | - | 10245 |  | m3 | - | 3 - INDUSTRIAL | David Grace | Jim Allen | 466.4218 | Option 2 | 578.2717 | 23.98% | 1410 | 1065.6277 | 128.5% | 84.28% | 1065.6277 | 128.5% | AECOM | Mohammed Imran | VOA_GPN_GOV_UK\7254880 | 2021-10-15 | Low | - | Low | Costs provided by AECOM (industry experts) | - | - | NA | SPONS A&B | 2 | (BEAMS Note 2) Standard | See page 6 of 6 of document in Evidence tab | - | 2 | TRUE
5118 | 63M0FW | 4193 | 63M0FW | Sewage treatment works | Storm tanks | Rectangular sloped base | Reinforced concrete | Over 62.0m³ - 100.0m³ | Reinforced concrete rectangular tank with a shallow gradient floor. Used for the storage of storm water prior to its return for treatment through the works. Tanks normally set mostly below ground level. Each tank has an outlet sump, and this is included in the volume. There is normally an overflow chamber to allow for direct flow to the watercourse in extreme conditions. The cost of this chamber is not included in the overall GIV costing. The cost of the safety rail is included in the figures. | Location Adjustment Applicable (See Guidance Notes) - ERC = UK mean of 1.00 | (BEAMS Note 2) The ERC for this item should be added to all other rateable items on the hereditament (except land). Therefore the total of the ERC of the other Building Items and the P&M ERC (where applicable) to enable the correct contract size adjustment to be made. ERC of Building Component + ERC of P&M = Total ERC to which contract size adjustment should be applied. The appropriate % adjustment should be made in accordance with the scale for contract size adjustment specified under section 6 of the RCG 2023 Guidance notes. The currency ERC rates are set at £4m (Four Million Pounds) @ 1st April 2021 (AVD) for the RCG 2023 Publication. | For cost purposes the rate provided is in terms of Gross Internal Volume however for calculation of the volume of the tank for rating the volume is Gross External in accordance with Class 4 (d) (measured externally and excluding foundations, settings, supports, and anything which is not an integral part of the item) | Gross Internal Volume (GIV) m3 | Class 4 Table 4 Tank | Class 4(d) does not exceed 400 cubic Class 4(d) does not exceed 400 cubic metres and which is readily capable of being moved from one site and re-erected in its original state on another without substantial demolition of any surrounding structure. In reality most concrete tanks under 400 cubic metres either above ground or below will not be capable of moving and re-erecting in its original state and thus are rateable. | Security lighting, walkways, stairs, platforms. | - | - | See page 6 of 6 of document in Evidence tab | - | 10245 |  | m3 | - | 3 - INDUSTRIAL | David Grace | Jim Allen | 415.2829 | Option 2 | 514.8695 | 23.98% | 1045 | 789.7737 | 90.18% | 53.39% | 789.7737 | 90.18% | AECOM | Mohammed Imran | VOA_GPN_GOV_UK\7254880 | 2021-10-15 | Low | - | Low | Costs provided by AECOM (industry experts) | - | - | NA | SPONS A&B | 2 | (BEAMS Note 2) Standard | See page 6 of 6 of document in Evidence tab | - | 2 | TRUE
5119 | 63M0FX | 4194 | 63M0FX | Sewage treatment works | Storm tanks | Rectangular sloped base | Reinforced concrete | Over 100.0m³ - 250.0m³ | Reinforced concrete rectangular tank with a shallow gradient floor. Used for the storage of storm water prior to its return for treatment through the works. Tanks normally set mostly below ground level. Each tank has an outlet sump, and this is included in the volume. There is normally an overflow chamber to allow for direct flow to the watercourse in extreme conditions. The cost of this chamber is not included in the overall GIV costing. The cost of the safety rail is included in the figures. | Location Adjustment Applicable (See Guidance Notes) - ERC = UK mean of 1.00 | (BEAMS Note 2) The ERC for this item should be added to all other rateable items on the hereditament (except land). Therefore the total of the ERC of the other Building Items and the P&M ERC (where applicable) to enable the correct contract size adjustment to be made. ERC of Building Component + ERC of P&M = Total ERC to which contract size adjustment should be applied. The appropriate % adjustment should be made in accordance with the scale for contract size adjustment specified under section 6 of the RCG 2023 Guidance notes. The currency ERC rates are set at £4m (Four Million Pounds) @ 1st April 2021 (AVD) for the RCG 2023 Publication. | For cost purposes the rate provided is in terms of Gross Internal Volume however for calculation of the volume of the tank for rating the volume is Gross External in accordance with Class 4 (d) (measured externally and excluding foundations, settings, supports, and anything which is not an integral part of the item) | Gross Internal Volume (GIV) m3 | Class 4 Table 4 Tank | Class 4(d) does not exceed 400 cubic Class 4(d) does not exceed 400 cubic metres and which is readily capable of being moved from one site and re-erected in its original state on another without substantial demolition of any surrounding structure. In reality most concrete tanks under 400 cubic metres either above ground or below will not be capable of moving and re-erecting in its original state and thus are rateable. | Security lighting, walkways, stairs, platforms. | - | - | See page 6 of 6 of document in Evidence tab | - | 10245 |  | m3 | - | 3 - INDUSTRIAL | David Grace | Jim Allen | 310.3601 | Option 2 | 384.7857 | 23.98% | 874 | 660.538 | 112.8% | 71.66% | 660.538 | 112.8% | AECOM | Mohammed Imran | VOA_GPN_GOV_UK\7254880 | 2021-10-15 | Low | - | Low | Costs provided by AECOM (industry experts) | - | - | NA | SPONS A&B | 2 | (BEAMS Note 2) Standard | See page 6 of 6 of document in Evidence tab | - | 2 | TRUE
5120 | 63M0N1 | 6039 | 63M0N1 | Sewage treatment works | Tertiary treatment tank | Concrete rectangular | Over 250.0m³ - 750.0m³ | - | An additional treatment used on some works for the final polishing of effluent before disposal into watercourse. Reinforced concrete tank, part filled with media usually set below ground level. Wall 300 mm above ground with safety rail set in. Costs are for the tank only excluding any walkways, filtration media and mechanical plant, but are to include any safety rail. | Location Adjustment Applicable (See Guidance Notes) - ERC = UK mean of 1.00 | (BEAMS Note 2) The ERC for this item should be added to all other rateable items on the hereditament (except land). Therefore the total of the ERC of the other Building Items and the P&M ERC (where applicable) to enable the correct contract size adjustment to be made. ERC of Building Component + ERC of P&M = Total ERC to which contract size adjustment should be applied. The appropriate % adjustment should be made in accordance with the scale for contract size adjustment specified under section 6 of the RCG 2023 Guidance notes. The currency ERC rates are set at £4m (Four Million Pounds) @ 1st April 2021 (AVD) for the RCG 2023 Publication. | Costs are to exclude any dividing wall/s however the Contractor is required to provide a separate cost for dividing walls. Costs are to include the safety rail. | Gross Internal Volume (GIV) m3 | Class 4 Table 4 Tank | - | Security lighting | - | - | See page 6 of 6 of document in Evidence tab | - | 10251 |  | m3 | - | 3 - INDUSTRIAL | David Grace | Jim Allen | 242.4688 | Option 2 | 300.6138 | 23.98% | 119 | 89.936 | -62.91% | -70.08% | 89.936 | -62.91% | AECOM | Mohammed Imran | VOA_GPN_GOV_UK\7254880 | 2021-10-18 | Low | - | Low | Costs provided by AECOM (industry experts) | - | - | NA | SPONS A&B | 2 | (BEAMS Note 2) Standard | See page 6 of 6 of document in Evidence tab | - | 2 | TRUE
5121 | 63M0N2 | 6021 | 63M0N2 | Sewage treatment works | Tertiary treatment tank | Concrete rectangular | Over 750.0m³ | - | An additional treatment used on some works for the final polishing of effluent before disposal into watercourse. Reinforced concrete tank, part filled with media usually set below ground level. Wall 300 mm above ground with safety rail set in. Costs are for the tank only excluding any walkways, filtration media and mechanical plant, but are to include any safety rail. | Location Adjustment Applicable (See Guidance Notes) - ERC = UK mean of 1.00 | (BEAMS Note 2) The ERC for this item should be added to all other rateable items on the hereditament (except land). Therefore the total of the ERC of the other Building Items and the P&M ERC (where applicable) to enable the correct contract size adjustment to be made. ERC of Building Component + ERC of P&M = Total ERC to which contract size adjustment should be applied. The appropriate % adjustment should be made in accordance with the scale for contract size adjustment specified under section 6 of the RCG 2023 Guidance notes. The currency ERC rates are set at £4m (Four Million Pounds) @ 1st April 2021 (AVD) for the RCG 2023 Publication. | Costs are to exclude any dividing wall/s however the Contractor is required to provide a separate cost for dividing walls. Costs are to include the safety rail. | Gross Internal Volume (GIV) m3 | Class 4 Table 4 Tank | - | Security lighting | - | - | See page 6 of 6 of document in Evidence tab | - | 10251 |  | m3 | - | 3 - INDUSTRIAL | David Grace | Jim Allen | 202.7921 | Option 2 | 251.4225 | 23.98% | 102 | 77.088 | -61.99% | -69.34% | 77.088 | -61.99% | AECOM | Mohammed Imran | VOA_GPN_GOV_UK\7254880 | 2021-10-18 | Low | - | Low | Costs provided by AECOM (industry experts) | - | - | NA | SPONS A&B | 2 | (BEAMS Note 2) Standard | See page 6 of 6 of document in Evidence tab | - | 2 | TRUE
5122 | 63M0NS | 4199 | 63M0NS | Sewage treatment works | Tertiary treatment tank | Concrete rectangular | < 25.0m³ | - | An additional treatment used on some works for the final polishing of effluent before disposal into watercourse. Reinforced concrete tank, part filled with media usually set below ground level. Wall 300 mm above ground with safety rail set in. Costs are for the tank only excluding any walkways, filtration media and mechanical plant, but are to include any safety rail. | Location Adjustment Applicable (See Guidance Notes) - ERC = UK mean of 1.00 | (BEAMS Note 2) The ERC for this item should be added to all other rateable items on the hereditament (except land). Therefore the total of the ERC of the other Building Items and the P&M ERC (where applicable) to enable the correct contract size adjustment to be made. ERC of Building Component + ERC of P&M = Total ERC to which contract size adjustment should be applied. The appropriate % adjustment should be made in accordance with the scale for contract size adjustment specified under section 6 of the RCG 2023 Guidance notes. The currency ERC rates are set at £4m (Four Million Pounds) @ 1st April 2021 (AVD) for the RCG 2023 Publication. | Costs are to exclude any dividing wall/s however the Contractor is required to provide a separate cost for dividing walls. Costs are to include the safety rail. | Gross Internal Volume (GIV) m3 | Class 4 Table 4 Tank | - | Security lighting | - | - | See page 6 of 6 of document in Evidence tab | - | 10251 |  | m3 | - | 3 - INDUSTRIAL | David Grace | Jim Allen | 619.8384 | Option 2 | 768.4783 | 23.98% | 731 | 552.4637 | -10.87% | -28.11% | 552.4637 | -10.87% | AECOM | Mohammed Imran | VOA_GPN_GOV_UK\7254880 | 2021-10-18 | Low | - | Low | Costs provided by AECOM (industry experts) | - | - | NA | SPONS A&B | 2 | (BEAMS Note 2) Standard | See page 6 of 6 of document in Evidence tab | - | 2 | TRUE
5123 | 63M0NT | 6154 | 63M0NT | Sewage treatment works | Tertiary treatment tank | Concrete rectangular | Over 25.0m³ - 30.0m³ | - | An additional treatment used on some works for the final polishing of effluent before disposal into watercourse. Reinforced concrete tank, part filled with media usually set below ground level. Wall 300 mm above ground with safety rail set in. Costs are for the tank only excluding any walkways, filtration media and mechanical plant, but are to include any safety rail. | Location Adjustment Applicable (See Guidance Notes) - ERC = UK mean of 1.00 | (BEAMS Note 2) The ERC for this item should be added to all other rateable items on the hereditament (except land). Therefore the total of the ERC of the other Building Items and the P&M ERC (where applicable) to enable the correct contract size adjustment to be made. ERC of Building Component + ERC of P&M = Total ERC to which contract size adjustment should be applied. The appropriate % adjustment should be made in accordance with the scale for contract size adjustment specified under section 6 of the RCG 2023 Guidance notes. The currency ERC rates are set at £4m (Four Million Pounds) @ 1st April 2021 (AVD) for the RCG 2023 Publication. | Costs are to exclude any dividing wall/s however the Contractor is required to provide a separate cost for dividing walls. Costs are to include the safety rail. | Gross Internal Volume (GIV) m3 | Class 4 Table 4 Tank | - | Security lighting | - | - | See page 6 of 6 of document in Evidence tab | - | 10251 |  | m3 | - | 3 - INDUSTRIAL | David Grace | Jim Allen | 568.6996 | Option 2 | 705.0761 | 23.98% | 663 | 501.0717 | -11.89% | -28.93% | 501.0717 | -11.89% | AECOM | Mohammed Imran | VOA_GPN_GOV_UK\7254880 | 2021-10-18 | Low | - | Low | Costs provided by AECOM (industry experts) | - | - | NA | SPONS A&B | 2 | (BEAMS Note 2) Standard | See page 6 of 6 of document in Evidence tab | - | 2 | TRUE
5124 | 63M0NU | 4200 | 63M0NU | Sewage treatment works | Tertiary treatment tank | Concrete rectangular | Over 30.0m³ - 50.0m³ | - | An additional treatment used on some works for the final polishing of effluent before disposal into watercourse. Reinforced concrete tank, part filled with media usually set below ground level. Wall 300 mm above ground with safety rail set in. Costs are for the tank only excluding any walkways, filtration media and mechanical plant, but are to include any safety rail. | Location Adjustment Applicable (See Guidance Notes) - ERC = UK mean of 1.00 | (BEAMS Note 2) The ERC for this item should be added to all other rateable items on the hereditament (except land). Therefore the total of the ERC of the other Building Items and the P&M ERC (where applicable) to enable the correct contract size adjustment to be made. ERC of Building Component + ERC of P&M = Total ERC to which contract size adjustment should be applied. The appropriate % adjustment should be made in accordance with the scale for contract size adjustment specified under section 6 of the RCG 2023 Guidance notes. The currency ERC rates are set at £4m (Four Million Pounds) @ 1st April 2021 (AVD) for the RCG 2023 Publication. | Costs are to exclude any dividing wall/s however the Contractor is required to provide a separate cost for dividing walls. Costs are to include the safety rail. | Gross Internal Volume (GIV) m3 | Class 4 Table 4 Tank | - | Security lighting | - | - | See page 6 of 6 of document in Evidence tab | - | 10251 |  | m3 | - | 3 - INDUSTRIAL | David Grace | Jim Allen | 517.5607 | Option 2 | 641.6739 | 23.98% | 505 | 381.661 | -26.26% | -40.52% | 381.661 | -26.26% | AECOM | Mohammed Imran | VOA_GPN_GOV_UK\7254880 | 2021-10-18 | Low | - | Low | Costs provided by AECOM (industry experts) | - | - | NA | SPONS A&B | 2 | (BEAMS Note 2) Standard | See page 6 of 6 of document in Evidence tab | - | 2 | TRUE
5125 | 63M0NV | 4131 | 63M0NV | Sewage treatment works | Tertiary treatment tank | Concrete rectangular | Over 50.0m³ - 62.0m³ | - | An additional treatment used on some works for the final polishing of effluent before disposal into watercourse. Reinforced concrete tank, part filled with media usually set below ground level. Wall 300 mm above ground with safety rail set in. Costs are for the tank only excluding any walkways, filtration media and mechanical plant, but are to include any safety rail. | Location Adjustment Applicable (See Guidance Notes) - ERC = UK mean of 1.00 | (BEAMS Note 2) The ERC for this item should be added to all other rateable items on the hereditament (except land). Therefore the total of the ERC of the other Building Items and the P&M ERC (where applicable) to enable the correct contract size adjustment to be made. ERC of Building Component + ERC of P&M = Total ERC to which contract size adjustment should be applied. The appropriate % adjustment should be made in accordance with the scale for contract size adjustment specified under section 6 of the RCG 2023 Guidance notes. The currency ERC rates are set at £4m (Four Million Pounds) @ 1st April 2021 (AVD) for the RCG 2023 Publication. | Costs are to exclude any dividing wall/s however the Contractor is required to provide a separate cost for dividing walls. Costs are to include the safety rail. | Gross Internal Volume (GIV) m3 | Class 4 Table 4 Tank | - | Security lighting | - | - | See page 6 of 6 of document in Evidence tab | - | 10251 |  | m3 | - | 3 - INDUSTRIAL | David Grace | Jim Allen | 466.4218 | Option 2 | 578.2717 | 23.98% | 450 | 340.0939 | -27.08% | -41.19% | 340.0939 | -27.08% | AECOM | Mohammed Imran | VOA_GPN_GOV_UK\7254880 | 2021-10-18 | Low | - | Low | Costs provided by AECOM (industry experts) | - | - | NA | SPONS A&B | 2 | (BEAMS Note 2) Standard | See page 6 of 6 of document in Evidence tab | - | 2 | TRUE
5126 | 63M0NW | 4112 | 63M0NW | Sewage treatment works | Tertiary treatment tank | Concrete rectangular | Over 62.0m³ - 100.0m³ | - | An additional treatment used on some works for the final polishing of effluent before disposal into watercourse. Reinforced concrete tank, part filled with media usually set below ground level. Wall 300 mm above ground with safety rail set in. Costs are for the tank only excluding any walkways, filtration media and mechanical plant, but are to include any safety rail. | Location Adjustment Applicable (See Guidance Notes) - ERC = UK mean of 1.00 | (BEAMS Note 2) The ERC for this item should be added to all other rateable items on the hereditament (except land). Therefore the total of the ERC of the other Building Items and the P&M ERC (where applicable) to enable the correct contract size adjustment to be made. ERC of Building Component + ERC of P&M = Total ERC to which contract size adjustment should be applied. The appropriate % adjustment should be made in accordance with the scale for contract size adjustment specified under section 6 of the RCG 2023 Guidance notes. The currency ERC rates are set at £4m (Four Million Pounds) @ 1st April 2021 (AVD) for the RCG 2023 Publication. | Costs are to exclude any dividing wall/s however the Contractor is required to provide a separate cost for dividing walls. Costs are to include the safety rail. | Gross Internal Volume (GIV) m3 | Class 4 Table 4 Tank | - | Security lighting | - | - | See page 6 of 6 of document in Evidence tab | - | 10251 |  | m3 | - | 3 - INDUSTRIAL | David Grace | Jim Allen | 415.2829 | Option 2 | 514.8695 | 23.98% | 349 | 263.7617 | -36.49% | -48.77% | 263.7617 | -36.49% | AECOM | Mohammed Imran | VOA_GPN_GOV_UK\7254880 | 2021-10-18 | Low | - | Low | Costs provided by AECOM (industry experts) | - | - | NA | SPONS A&B | 2 | (BEAMS Note 2) Standard | See page 6 of 6 of document in Evidence tab | - | 2 | TRUE
5127 | 63M0NX | 4535 | 63M0NX | Sewage treatment works | Tertiary treatment tank | Concrete rectangular | Over 100.0m³ - 250.0m³ | - | An additional treatment used on some works for the final polishing of effluent before disposal into watercourse. Reinforced concrete tank, part filled with media usually set below ground level. Wall 300 mm above ground with safety rail set in. Costs are for the tank only excluding any walkways, filtration media and mechanical plant, but are to include any safety rail. | Location Adjustment Applicable (See Guidance Notes) - ERC = UK mean of 1.00 | (BEAMS Note 2) The ERC for this item should be added to all other rateable items on the hereditament (except land). Therefore the total of the ERC of the other Building Items and the P&M ERC (where applicable) to enable the correct contract size adjustment to be made. ERC of Building Component + ERC of P&M = Total ERC to which contract size adjustment should be applied. The appropriate % adjustment should be made in accordance with the scale for contract size adjustment specified under section 6 of the RCG 2023 Guidance notes. The currency ERC rates are set at £4m (Four Million Pounds) @ 1st April 2021 (AVD) for the RCG 2023 Publication. | Costs are to exclude any dividing wall/s however the Contractor is required to provide a separate cost for dividing walls. Costs are to include the safety rail. | Gross Internal Volume (GIV) m3 | Class 4 Table 4 Tank | - | Security lighting | - | - | See page 6 of 6 of document in Evidence tab | - | 10251 |  | m3 | - | 3 - INDUSTRIAL | David Grace | Jim Allen | 304.1881 | Option 2 | 377.1337 | 23.98% | 214 | 161.7336 | -46.83% | -57.12% | 161.7336 | -46.83% | AECOM | Mohammed Imran | VOA_GPN_GOV_UK\7254880 | 2021-10-18 | Low | - | Low | Costs provided by AECOM (industry experts) | - | - | NA | SPONS A&B | 2 | (BEAMS Note 2) Standard | See page 6 of 6 of document in Evidence tab | - | 2 | TRUE
5128 | 34001A | 9386 | 34001A | Shop fitting costs | Shop fitting | Shop fitting Costs | - | - | Shop fitting; including external signage, internal finishes and all fixtures and fittings based upon average costs for fitting out a convenience store. | Location Adjustment Applicable (See Guidance Notes) - ERC = UK mean of 1.00 | (BEAMS Note 2) The ERC for this item should be added to all other rateable items on the hereditament (except land). Therefore the total of the ERC of the other Building Items and the P&M ERC (where applicable) to enable the correct contract size adjustment to be made. ERC of Building Component + ERC of P&M = Total ERC to which contract size adjustment should be applied. The appropriate % adjustment should be made in accordance with the scale for contract size adjustment specified under section 6 of the RCG 2023 Guidance notes. The currency ERC rates are set at £4m (Four Million Pounds) @ 1st April 2021 (AVD) for the RCG 2023 Publication. | Building Cost Model: Convenience Food Stores 26 September 2013 | - | - | - | - | - | - | - | - | N/A |  | M2 | - | NA | NA | NA | #N/A | Option 1 | ERROR | 0% | 415.1055 | 310.1462 | 0% | 0% | 310.1462 | 0% | Indexed | NA | VOA_GPN_GOV_UK\7246041 | 2019-08-30 | Low | - | Medium | Risk taken from previous CG | - | - | NA | BCIS | NA | (BEAMS Note 2) The ERC for this item should be added to all other rateable items on the hereditament (except land). Therefore the total of the ERC of the other Building Items and the P&M ERC (where applicable) to enable the correct contract size adjustment to be made. ERC of Building Component + ERC of P&M = Total ERC to which contract size adjustment should be applied. The appropriate % adjustment should be made in accordance with the scale for contract size adjustment specified under section 6 of the RCG 2021 Guidance notes. The currency ERC rates are set at £4m (Four Million Pounds) @ 1st April 2019 (AVD) for the RCG 2021 Publication. | - | - | 2 | TRUE
5129 | STS032 | 8743 | STS032 | Shop fitting costs | Subject to scheme | - | - | - | - | Location Adjustment Applicable (See Guidance Notes) - ERC = UK mean of 1.00 | (BEAMS Note 2) The ERC for this item should be added to all other rateable items on the hereditament (except land). Therefore the total of the ERC of the other Building Items and the P&M ERC (where applicable) to enable the correct contract size adjustment to be made. ERC of Building Component + ERC of P&M = Total ERC to which contract size adjustment should be applied. The appropriate % adjustment should be made in accordance with the scale for contract size adjustment specified under section 6 of the RCG 2023 Guidance notes. The currency ERC rates are set at £4m (Four Million Pounds) @ 1st April 2021 (AVD) for the RCG 2023 Publication. | - | - | - | - | - | - | - | - | - | 77777 |  | STS | - | NA | NA | NA | #DIV/0! | Option 1 | ERROR | 0% | 0 | 0 | 0% | 0% | 0 | 0% | Indexed | NA | VOA_GPN_GOV_UK\7246041 | 2019-08-30 | Low | - | - | Risk taken from previous CG | - | - | NA | SPONS A&B | NA | (BEAMS Note 2) The ERC for this item should be added to all other rateable items on the hereditament (except land). Therefore the total of the ERC of the other Building Items and the P&M ERC (where applicable) to enable the correct contract size adjustment to be made. ERC of Building Component + ERC of P&M = Total ERC to which contract size adjustment should be applied. The appropriate % adjustment should be made in accordance with the scale for contract size adjustment specified under section 6 of the RCG 2021 Guidance notes. The currency ERC rates are set at £4m (Four Million Pounds) @ 1st April 2019 (AVD) for the RCG 2021 Publication. | - | - | 2 | TRUE
5130 | 61S01A | 9480 | 61S01A | Show homes | Marketing Suites | Modular units | Very high quality finishes | - | High quality standard units, (such as Premier Interlink (Waco UK) Ltd) finished to a high standard and typically used for prestigious offices, marketing suites and similar applications. Internal layouts can be designed to exact user requirements. They are delivered in volumetric format (i.e. fully factory assembled) and are placed in position on concrete pads or similar hard-standing. Constructed of insulated plastic-coated steel externally with vinyl-faced plasterboard walls and polyester-coated steel ceiling internally. Doors are insulated steel-faced and windows are PVC-u, double-glazed with low energy glass. The system uses complete modules to construct buildings with unlimited floor area; additional storeys may be added at any time (up to a maximum of four). Various optional extras are provided to suit individual requirements; these include various floor coverings, suspended ceilings, under-floor heating and air conditioning. | Location Adjustment Applicable (See Guidance Notes) - ERC = UK mean of 1.00 | (BEAMS Note 2) The ERC for this item should be added to all other rateable items on the hereditament (except land). Therefore the total of the ERC of the other Building Items and the P&M ERC (where applicable) to enable the correct contract size adjustment to be made. ERC of Building Component + ERC of P&M = Total ERC to which contract size adjustment should be applied. The appropriate % adjustment should be made in accordance with the scale for contract size adjustment specified under section 6 of the RCG 2023 Guidance notes. The currency ERC rates are set at £4m (Four Million Pounds) @ 1st April 2021 (AVD) for the RCG 2023 Publication. | - | Record Age and Area to GIA. External Walls to be measured as per elevation. | - | - | - | - | Additional Costs for external finishes to external walls; Wester Red Cedar Cladding £167/m2; Siberian Larch £155/m2; Render £111/m2; Brickslip System £192/m2; Rainscreen Panels £248/m2; Curtain Walling £619/m2. | - | - | 10309 |  | M2 | - | NA | NA | NA | #N/A | Option 2 | ERROR | 0% | 1560.9156 | 1227.6198 | 0% | 0% | 1227.6198 | 0% | Indexed | NA | VOA_GPN_GOV_UK\7246041 | 2019-08-30 | Low | - | Medium | Risk taken from previous CG | - | - | NA | Supplier/Manufacturer | NA | (BEAMS Note 2) The ERC for this item should be added to all other rateable items on the hereditament (except land). Therefore the total of the ERC of the other Building Items and the P&M ERC (where applicable) to enable the correct contract size adjustment to be made. ERC of Building Component + ERC of P&M = Total ERC to which contract size adjustment should be applied. The appropriate % adjustment should be made in accordance with the scale for contract size adjustment specified under section 6 of the RCG 2021 Guidance notes. The currency ERC rates are set at £4m (Four Million Pounds) @ 1st April 2019 (AVD) for the RCG 2021 Publication. | - | - | 2 | TRUE
5131 | 61S02A | 9481 | 61S02A | Show homes | Marketing Suites | Portable Building | Single Cabin | Standard Range Internally & Externally | Based on Portakabin Titan Range TN184. Standard finishes externally and internally. Four 1m3 pad foundations. | Location Adjustment Applicable (See Guidance Notes) - ERC = UK mean of 1.00 | (BEAMS Note 2) The ERC for this item should be added to all other rateable items on the hereditament (except land). Therefore the total of the ERC of the other Building Items and the P&M ERC (where applicable) to enable the correct contract size adjustment to be made. ERC of Building Component + ERC of P&M = Total ERC to which contract size adjustment should be applied. The appropriate % adjustment should be made in accordance with the scale for contract size adjustment specified under section 6 of the RCG 2023 Guidance notes. The currency ERC rates are set at £4m (Four Million Pounds) @ 1st April 2021 (AVD) for the RCG 2023 Publication. | - | Record Age and Area to GIA. External Walls to be measured as per elevation. | - | - | - | - | Additional Costs for external finishes to external walls; Wester Red Cedar Cladding £167/m2; Siberian Larch £155/m2; Render £111/m2; Brickslip System £192/m2; Rainscreen Panels £248/m2; Curtain Walling £619/m2. | - | - | 10309 |  | M2 | - | NA | NA | NA | #N/A | Option 2 | ERROR | 0% | 607.1752 | 477.5276 | 0% | 0% | 477.5276 | 0% | Indexed | NA | VOA_GPN_GOV_UK\7246041 | 2019-08-30 | Low | - | Medium | Risk taken from previous CG | - | - | NA | Supplier/Manufacturer | NA | (BEAMS Note 2) The ERC for this item should be added to all other rateable items on the hereditament (except land). Therefore the total of the ERC of the other Building Items and the P&M ERC (where applicable) to enable the correct contract size adjustment to be made. ERC of Building Component + ERC of P&M = Total ERC to which contract size adjustment should be applied. The appropriate % adjustment should be made in accordance with the scale for contract size adjustment specified under section 6 of the RCG 2021 Guidance notes. The currency ERC rates are set at £4m (Four Million Pounds) @ 1st April 2019 (AVD) for the RCG 2021 Publication. | - | - | 2 | TRUE
5132 | 43560A | 4528 | 43560A | Silo | Flat bottomed - maxi in | Galvanised steel with ribbed roof | Diam 7.31m | 350m³ | Commonly referred to as 'maxi bins'. Walls are constructed of galvanised curved corrugated steel sheets, lapped, double bolted and sealed with mastic at base. Incorporating an access door, the structure has a conical ribbed roof with central filler hatch and internal access ladder, side handrails and handrails at high level. | Location Adjustment Applicable (See Guidance Notes) - ERC = UK mean of 1.00 | (BEAMS Note 1) The ERC for this item should be added to the total of the ERC of the other P&M items on the site and the Buildings ERC (where applicable) to enable the correct contract size adjustment to be made. ERC of P&M Items + ERC of Building Component’s = Total ERC (net figure rateable items only) to which contract size adjustment should be applied The 2023 Generic Contractors Test Spreadsheet has this facility built into the programme - it is recommended you undertake all contractors test valuations using this spreadsheet. (Details on the application of contract size adjustments can be found in the RCG 2023 Guidance notes). Where RV is calculated using the comparative method (rental method) the contract size adjustment should be made as follows: Select - SCAT code box ""P and M as an addition” within the 2023 Generic Contractors Test Spreadsheet facility. Or Where the spreadsheet is not used take the: Reciprocal of statutory de-capitalisation rate (i.e. 5% reciprocal = 20) multiply by rateable value of the buildings (before any overall end allowances are made and after making a notional deduction for the land value) and add to the ERC of P&M. Use resultant figure to calculate contract size adjustment. (Guidance Notes - Section 6) | Based on the volume of the hopper. Costs are for a single hopper. Costs include supporting steelwork but exclude foundations. For a heavy duty roof add £260/m For galvanised steel add 10% to cost. | Holding volume of bin. external works | - | - | The plant and machinery listed in the description has been included in this costing. | - | - | Galvanised Steel flat Bottomed Silo. | - | 10045 |  | M3 | - | NA | NA | NA | 66.7828 | Option 2 | 72.5572 | 8.647% | 107.1506 | 107.3901 | 60.81% | 48.01% | 107.3901 | 60.81% | Indexed | NA | VOA_GPN_GOV_UK\7246041 | 2019-08-30 | Low | - | - | Risk taken from previous CG | - | - | NA | Steel | NA | (BEAMS Note 1) The ERC for this item should be added to the total of the ERC of the other P&M items on the site and the Buildings ERC (where applicable) to enable the correct contract size adjustment to be made. ERC of P&M Items + ERC of Building Component’s = Total ERC (net figure rateable items only) to which contract size adjustment should be applied The 2021 Generic Contractors Test Spreadsheet has this facility built into the programme - it is recommended you undertake all contractors test valuations using this spreadsheet. (Details on the application of contract size adjustments can be found in the RCG 2021 Guidance notes). Where RV is calculated using the comparative method (rental method) the contract size adjustment should be made as follows: Select - SCAT code box "P and M as an addition” within the 2021 Generic Contractors Test Spreadsheet facility. Or Where the spreadsheet is not used take the: Reciprocal of statutory de-capitalisation rate (i.e. 5% reciprocal = 20) multiply by rateable value of the buildings (before any overall end allowances are made and after making a notional deduction for the land value) and add to the ERC of P&M. Use resultant figure to calculate contract size adjustment. (Guidance Notes - Section 6) | Galvanised Steel flat Bottomed Silo. | - | 1 | TRUE
5133 | 43560C | 4529 | 43560C | Silo | Flat bottomed - maxi in | Galvanised steel with ribbed roof | Diam 7.31m | 600m³ | Generic terms maxi bins Walls constructed of galvanised curved corrugated steel sheets, lapped, double bolted and sealed with mastic at base - Incorporating access door, conical ribbed roof with central filler hatch and internal access ladder, side handrails and handrails at high level. | Location Adjustment Applicable (See Guidance Notes) - ERC = UK mean of 1.00 | (BEAMS Note 1) The ERC for this item should be added to the total of the ERC of the other P&M items on the site and the Buildings ERC (where applicable) to enable the correct contract size adjustment to be made. ERC of P&M Items + ERC of Building Component’s = Total ERC (net figure rateable items only) to which contract size adjustment should be applied The 2023 Generic Contractors Test Spreadsheet has this facility built into the programme - it is recommended you undertake all contractors test valuations using this spreadsheet. (Details on the application of contract size adjustments can be found in the RCG 2023 Guidance notes). Where RV is calculated using the comparative method (rental method) the contract size adjustment should be made as follows: Select - SCAT code box ""P and M as an addition” within the 2023 Generic Contractors Test Spreadsheet facility. Or Where the spreadsheet is not used take the: Reciprocal of statutory de-capitalisation rate (i.e. 5% reciprocal = 20) multiply by rateable value of the buildings (before any overall end allowances are made and after making a notional deduction for the land value) and add to the ERC of P&M. Use resultant figure to calculate contract size adjustment. (Guidance Notes - Section 6) | Based on the volume of the hopper. Costs are for a single hopper. Costs include supporting steelwork but exclude foundations. For a heavy duty roof add £260/m For galvanised steel add 10% to cost. | Holding volume of bin. external works | - | - | The plant and machinery listed in the description has been included in this costing. | - | - | Galvanised Steel flat Bottomed Silo. | - | 10045 |  | M3 | - | NA | NA | NA | 55.6523 | Option 2 | 60.4643 | 8.647% | 89.2921 | 89.4917 | 60.81% | 48.01% | 89.4917 | 60.81% | Indexed | NA | VOA_GPN_GOV_UK\7246041 | 2019-08-30 | Low | - | - | Risk taken from previous CG | - | - | NA | Steel | NA | (BEAMS Note 1) The ERC for this item should be added to the total of the ERC of the other P&M items on the site and the Buildings ERC (where applicable) to enable the correct contract size adjustment to be made. ERC of P&M Items + ERC of Building Component’s = Total ERC (net figure rateable items only) to which contract size adjustment should be applied The 2021 Generic Contractors Test Spreadsheet has this facility built into the programme - it is recommended you undertake all contractors test valuations using this spreadsheet. (Details on the application of contract size adjustments can be found in the RCG 2021 Guidance notes). Where RV is calculated using the comparative method (rental method) the contract size adjustment should be made as follows: Select - SCAT code box "P and M as an addition” within the 2021 Generic Contractors Test Spreadsheet facility. Or Where the spreadsheet is not used take the: Reciprocal of statutory de-capitalisation rate (i.e. 5% reciprocal = 20) multiply by rateable value of the buildings (before any overall end allowances are made and after making a notional deduction for the land value) and add to the ERC of P&M. Use resultant figure to calculate contract size adjustment. (Guidance Notes - Section 6) | Galvanised Steel flat Bottomed Silo. | - | 1 | TRUE
5134 | 43560D | 4530 | 43560D | Silo | Flat bottomed - maxi in | Galvanised steel with ribbed roof | Diam 7.31m | 765m³ | Generic terms maxi bins Walls constructed of galvanised curved corrugated steel sheets, lapped, double bolted and sealed with mastic at base - Incorporating access door, conical ribbed roof with central filler hatch and internal access ladder, side handrails and handrails at high level. | Location Adjustment Applicable (See Guidance Notes) - ERC = UK mean of 1.00 | (BEAMS Note 1) The ERC for this item should be added to the total of the ERC of the other P&M items on the site and the Buildings ERC (where applicable) to enable the correct contract size adjustment to be made. ERC of P&M Items + ERC of Building Component’s = Total ERC (net figure rateable items only) to which contract size adjustment should be applied The 2023 Generic Contractors Test Spreadsheet has this facility built into the programme - it is recommended you undertake all contractors test valuations using this spreadsheet. (Details on the application of contract size adjustments can be found in the RCG 2023 Guidance notes). Where RV is calculated using the comparative method (rental method) the contract size adjustment should be made as follows: Select - SCAT code box ""P and M as an addition” within the 2023 Generic Contractors Test Spreadsheet facility. Or Where the spreadsheet is not used take the: Reciprocal of statutory de-capitalisation rate (i.e. 5% reciprocal = 20) multiply by rateable value of the buildings (before any overall end allowances are made and after making a notional deduction for the land value) and add to the ERC of P&M. Use resultant figure to calculate contract size adjustment. (Guidance Notes - Section 6) | Based on the volume of the hopper. Costs are for a single hopper. Costs include supporting steelwork but exclude foundations. For a heavy duty roof add £260/m For galvanised steel add 10% to cost. | Holding volume of bin. external works | - | - | The plant and machinery listed in the description has been included in this costing. | - | - | Galvanised Steel flat Bottomed Silo. | - | 10045 |  | M3 | - | NA | NA | NA | 51.3713 | Option 2 | 55.8132 | 8.647% | 82.4235 | 82.6077 | 60.81% | 48.01% | 82.6077 | 60.81% | Indexed | NA | VOA_GPN_GOV_UK\7246041 | 2019-08-30 | Low | - | - | Risk taken from previous CG | - | - | NA | Steel | NA | (BEAMS Note 1) The ERC for this item should be added to the total of the ERC of the other P&M items on the site and the Buildings ERC (where applicable) to enable the correct contract size adjustment to be made. ERC of P&M Items + ERC of Building Component’s = Total ERC (net figure rateable items only) to which contract size adjustment should be applied The 2021 Generic Contractors Test Spreadsheet has this facility built into the programme - it is recommended you undertake all contractors test valuations using this spreadsheet. (Details on the application of contract size adjustments can be found in the RCG 2021 Guidance notes). Where RV is calculated using the comparative method (rental method) the contract size adjustment should be made as follows: Select - SCAT code box "P and M as an addition” within the 2021 Generic Contractors Test Spreadsheet facility. Or Where the spreadsheet is not used take the: Reciprocal of statutory de-capitalisation rate (i.e. 5% reciprocal = 20) multiply by rateable value of the buildings (before any overall end allowances are made and after making a notional deduction for the land value) and add to the ERC of P&M. Use resultant figure to calculate contract size adjustment. (Guidance Notes - Section 6) | Galvanised Steel flat Bottomed Silo. | - | 1 | TRUE
5135 | 43560E | 4531 | 43560E | Silo | Flat bottomed - maxi in | Galvanised steel with ribbed roof | Diam 9.14m | 600m³ | Generic terms maxi bins Walls constructed of galvanised curved corrugated steel sheets, lapped, double bolted and sealed with mastic at base - Incorporating access door, conical ribbed roof with central filler hatch and internal access ladder, side handrails and handrails at high level. | Location Adjustment Applicable (See Guidance Notes) - ERC = UK mean of 1.00 | (BEAMS Note 1) The ERC for this item should be added to the total of the ERC of the other P&M items on the site and the Buildings ERC (where applicable) to enable the correct contract size adjustment to be made. ERC of P&M Items + ERC of Building Component’s = Total ERC (net figure rateable items only) to which contract size adjustment should be applied The 2023 Generic Contractors Test Spreadsheet has this facility built into the programme - it is recommended you undertake all contractors test valuations using this spreadsheet. (Details on the application of contract size adjustments can be found in the RCG 2023 Guidance notes). Where RV is calculated using the comparative method (rental method) the contract size adjustment should be made as follows: Select - SCAT code box ""P and M as an addition” within the 2023 Generic Contractors Test Spreadsheet facility. Or Where the spreadsheet is not used take the: Reciprocal of statutory de-capitalisation rate (i.e. 5% reciprocal = 20) multiply by rateable value of the buildings (before any overall end allowances are made and after making a notional deduction for the land value) and add to the ERC of P&M. Use resultant figure to calculate contract size adjustment. (Guidance Notes - Section 6) | The costs are for single bins but as most installations will have several bins often linked with gantries / walkways with caged access ladders from ground level, these items will need to be added separately. Wheat = 0.77 tonnes/m3 Barley = 0.69 tonnes/m3 Prices include foundations and erection costs For quantities of 5 - 10 bins allow 10% discount These discounts also apply to catwalks and ladders | Holding volume of bin. external works | - | - | The plant and machinery listed in the description has been included in this costing. | - | - | Galvanised Steel flat Bottomed Silo. | - | 10045 |  | M3 | - | NA | NA | NA | 55.6523 | Option 2 | 60.4643 | 8.647% | 89.2921 | 89.4917 | 60.81% | 48.01% | 89.4917 | 60.81% | Indexed | NA | VOA_GPN_GOV_UK\7246041 | 2019-08-30 | Low | - | - | Risk taken from previous CG | - | - | NA | Steel | NA | (BEAMS Note 1) The ERC for this item should be added to the total of the ERC of the other P&M items on the site and the Buildings ERC (where applicable) to enable the correct contract size adjustment to be made. ERC of P&M Items + ERC of Building Component’s = Total ERC (net figure rateable items only) to which contract size adjustment should be applied The 2021 Generic Contractors Test Spreadsheet has this facility built into the programme - it is recommended you undertake all contractors test valuations using this spreadsheet. (Details on the application of contract size adjustments can be found in the RCG 2021 Guidance notes). Where RV is calculated using the comparative method (rental method) the contract size adjustment should be made as follows: Select - SCAT code box "P and M as an addition” within the 2021 Generic Contractors Test Spreadsheet facility. Or Where the spreadsheet is not used take the: Reciprocal of statutory de-capitalisation rate (i.e. 5% reciprocal = 20) multiply by rateable value of the buildings (before any overall end allowances are made and after making a notional deduction for the land value) and add to the ERC of P&M. Use resultant figure to calculate contract size adjustment. (Guidance Notes - Section 6) | Galvanised Steel flat Bottomed Silo. | - | 1 | TRUE
5136 | 43560F | 4532 | 43560F | Silo | Flat bottomed - maxi in | Galvanised steel with ribbed roof | Diam 9.14m | 900m³ | Generic terms maxi bins Walls constructed of galvanised curved corrugated steel sheets, lapped, double bolted and sealed with mastic at base - Incorporating access door, conical ribbed roof with central filler hatch and internal access ladder, side handrails and handrails at high level. | Location Adjustment Applicable (See Guidance Notes) - ERC = UK mean of 1.00 | (BEAMS Note 1) The ERC for this item should be added to the total of the ERC of the other P&M items on the site and the Buildings ERC (where applicable) to enable the correct contract size adjustment to be made. ERC of P&M Items + ERC of Building Component’s = Total ERC (net figure rateable items only) to which contract size adjustment should be applied The 2023 Generic Contractors Test Spreadsheet has this facility built into the programme - it is recommended you undertake all contractors test valuations using this spreadsheet. (Details on the application of contract size adjustments can be found in the RCG 2023 Guidance notes). Where RV is calculated using the comparative method (rental method) the contract size adjustment should be made as follows: Select - SCAT code box ""P and M as an addition” within the 2023 Generic Contractors Test Spreadsheet facility. Or Where the spreadsheet is not used take the: Reciprocal of statutory de-capitalisation rate (i.e. 5% reciprocal = 20) multiply by rateable value of the buildings (before any overall end allowances are made and after making a notional deduction for the land value) and add to the ERC of P&M. Use resultant figure to calculate contract size adjustment. (Guidance Notes - Section 6) | The costs are for single bins but as most installations will have several bins often linked with gantries / walkways with caged access ladders from ground level, these items will need to be added separately. Wheat = 0.77 tonnes/m3 Barley = 0.69 tonnes/m3 Prices include foundations and erection costs For quantities of 5 - 10 bins allow 10% discount These discounts also apply to catwalks and ladders | Holding volume of bin. external works | - | - | The plant and machinery listed in the description has been included in this costing. | - | - | Galvanised Steel flat Bottomed Silo. | - | 10045 |  | M3 | - | NA | NA | NA | 43.6656 | Option 2 | 47.4412 | 8.647% | 70.06 | 70.2166 | 60.81% | 48.01% | 70.2166 | 60.81% | Indexed | NA | VOA_GPN_GOV_UK\7246041 | 2019-08-30 | Low | - | - | Risk taken from previous CG | - | - | NA | Steel | NA | (BEAMS Note 1) The ERC for this item should be added to the total of the ERC of the other P&M items on the site and the Buildings ERC (where applicable) to enable the correct contract size adjustment to be made. ERC of P&M Items + ERC of Building Component’s = Total ERC (net figure rateable items only) to which contract size adjustment should be applied The 2021 Generic Contractors Test Spreadsheet has this facility built into the programme - it is recommended you undertake all contractors test valuations using this spreadsheet. (Details on the application of contract size adjustments can be found in the RCG 2021 Guidance notes). Where RV is calculated using the comparative method (rental method) the contract size adjustment should be made as follows: Select - SCAT code box "P and M as an addition” within the 2021 Generic Contractors Test Spreadsheet facility. Or Where the spreadsheet is not used take the: Reciprocal of statutory de-capitalisation rate (i.e. 5% reciprocal = 20) multiply by rateable value of the buildings (before any overall end allowances are made and after making a notional deduction for the land value) and add to the ERC of P&M. Use resultant figure to calculate contract size adjustment. (Guidance Notes - Section 6) | Galvanised Steel flat Bottomed Silo. | - | 1 | TRUE
5137 | 43560G | 4237 | 43560G | Silo | Flat bottomed - maxi in | Galvanised steel with ribbed roof | Diam 9.14m | 1200m³ | Generic terms maxi bins Walls constructed of galvanised curved corrugated steel sheets, lapped, double bolted and sealed with mastic at base - Incorporating access door, conical ribbed roof with central filler hatch and internal access ladder, side handrails and handrails at high level. | Location Adjustment Applicable (See Guidance Notes) - ERC = UK mean of 1.00 | (BEAMS Note 1) The ERC for this item should be added to the total of the ERC of the other P&M items on the site and the Buildings ERC (where applicable) to enable the correct contract size adjustment to be made. ERC of P&M Items + ERC of Building Component’s = Total ERC (net figure rateable items only) to which contract size adjustment should be applied The 2023 Generic Contractors Test Spreadsheet has this facility built into the programme - it is recommended you undertake all contractors test valuations using this spreadsheet. (Details on the application of contract size adjustments can be found in the RCG 2023 Guidance notes). Where RV is calculated using the comparative method (rental method) the contract size adjustment should be made as follows: Select - SCAT code box ""P and M as an addition” within the 2023 Generic Contractors Test Spreadsheet facility. Or Where the spreadsheet is not used take the: Reciprocal of statutory de-capitalisation rate (i.e. 5% reciprocal = 20) multiply by rateable value of the buildings (before any overall end allowances are made and after making a notional deduction for the land value) and add to the ERC of P&M. Use resultant figure to calculate contract size adjustment. (Guidance Notes - Section 6) | The costs are for single bins but as most installations will have several bins often linked with gantries / walkways with caged access ladders from ground level, these items will need to be added separately. Wheat = 0.77 tonnes/m3 Barley = 0.69 tonnes/m3 Prices include foundations and erection costs For quantities of 5 - 10 bins allow 10% discount These discounts also apply to catwalks and ladders | Holding volume of bin. external works | - | - | The plant and machinery listed in the description has been included in this costing. | - | - | Galvanised Steel flat Bottomed Silo. | - | 10045 |  | M3 | - | NA | NA | NA | 39.3847 | Option 2 | 42.7901 | 8.647% | 63.1914 | 63.3326 | 60.81% | 48.01% | 63.3326 | 60.81% | Indexed | NA | VOA_GPN_GOV_UK\7246041 | 2019-08-30 | Low | - | - | Risk taken from previous CG | - | - | NA | Steel | NA | (BEAMS Note 1) The ERC for this item should be added to the total of the ERC of the other P&M items on the site and the Buildings ERC (where applicable) to enable the correct contract size adjustment to be made. ERC of P&M Items + ERC of Building Component’s = Total ERC (net figure rateable items only) to which contract size adjustment should be applied The 2021 Generic Contractors Test Spreadsheet has this facility built into the programme - it is recommended you undertake all contractors test valuations using this spreadsheet. (Details on the application of contract size adjustments can be found in the RCG 2021 Guidance notes). Where RV is calculated using the comparative method (rental method) the contract size adjustment should be made as follows: Select - SCAT code box "P and M as an addition” within the 2021 Generic Contractors Test Spreadsheet facility. Or Where the spreadsheet is not used take the: Reciprocal of statutory de-capitalisation rate (i.e. 5% reciprocal = 20) multiply by rateable value of the buildings (before any overall end allowances are made and after making a notional deduction for the land value) and add to the ERC of P&M. Use resultant figure to calculate contract size adjustment. (Guidance Notes - Section 6) | Galvanised Steel flat Bottomed Silo. | - | 1 | TRUE
5138 | 43560H | 4238 | 43560H | Silo | Flat bottomed - maxi in | Galvanised steel with ribbed roof | Diam 10.97m | 580m³ | Generic terms maxi bins Walls constructed of galvanised curved corrugated steel sheets, lapped, double bolted and sealed with mastic at base - Incorporating access door, conical ribbed roof with central filler hatch and internal access ladder, side handrails and handrails at high level. | Location Adjustment Applicable (See Guidance Notes) - ERC = UK mean of 1.00 | (BEAMS Note 1) The ERC for this item should be added to the total of the ERC of the other P&M items on the site and the Buildings ERC (where applicable) to enable the correct contract size adjustment to be made. ERC of P&M Items + ERC of Building Component’s = Total ERC (net figure rateable items only) to which contract size adjustment should be applied The 2023 Generic Contractors Test Spreadsheet has this facility built into the programme - it is recommended you undertake all contractors test valuations using this spreadsheet. (Details on the application of contract size adjustments can be found in the RCG 2023 Guidance notes). Where RV is calculated using the comparative method (rental method) the contract size adjustment should be made as follows: Select - SCAT code box ""P and M as an addition” within the 2023 Generic Contractors Test Spreadsheet facility. Or Where the spreadsheet is not used take the: Reciprocal of statutory de-capitalisation rate (i.e. 5% reciprocal = 20) multiply by rateable value of the buildings (before any overall end allowances are made and after making a notional deduction for the land value) and add to the ERC of P&M. Use resultant figure to calculate contract size adjustment. (Guidance Notes - Section 6) | The costs are for single bins but as most installations will have several bins often linked with gantries / walkways with caged access ladders from ground level, these items will need to be added separately. Wheat = 0.77 tonnes/m3 Barley = 0.69 tonnes/m3 Prices include foundations and erection costs For quantities of 5 - 10 bins allow 10% discount These discounts also apply to catwalks and ladders | Holding volume of bin. external works | - | - | The plant and machinery listed in the description has been included in this costing. | - | - | Galvanised Steel flat Bottomed Silo. | - | 10045 |  | M3 | - | NA | NA | NA | 69.3513 | Option 2 | 75.3478 | 8.647% | 111.2717 | 111.5204 | 60.81% | 48.01% | 111.5204 | 60.81% | Indexed | NA | VOA_GPN_GOV_UK\7246041 | 2019-08-30 | Low | - | - | Risk taken from previous CG | - | - | NA | Steel | NA | (BEAMS Note 1) The ERC for this item should be added to the total of the ERC of the other P&M items on the site and the Buildings ERC (where applicable) to enable the correct contract size adjustment to be made. ERC of P&M Items + ERC of Building Component’s = Total ERC (net figure rateable items only) to which contract size adjustment should be applied The 2021 Generic Contractors Test Spreadsheet has this facility built into the programme - it is recommended you undertake all contractors test valuations using this spreadsheet. (Details on the application of contract size adjustments can be found in the RCG 2021 Guidance notes). Where RV is calculated using the comparative method (rental method) the contract size adjustment should be made as follows: Select - SCAT code box "P and M as an addition” within the 2021 Generic Contractors Test Spreadsheet facility. Or Where the spreadsheet is not used take the: Reciprocal of statutory de-capitalisation rate (i.e. 5% reciprocal = 20) multiply by rateable value of the buildings (before any overall end allowances are made and after making a notional deduction for the land value) and add to the ERC of P&M. Use resultant figure to calculate contract size adjustment. (Guidance Notes - Section 6) | Galvanised Steel flat Bottomed Silo. | - | 1 | TRUE
5139 | 43560J | 4239 | 43560J | Silo | Flat bottomed - maxi in | Galvanised steel with ribbed roof | Diam 10.97m | 1500m³ | Generic terms maxi bins Walls constructed of galvanised curved corrugated steel sheets, lapped, double bolted and sealed with mastic at base - Incorporating access door, conical ribbed roof with central filler hatch and internal access ladder, side handrails and handrails at high level. | Location Adjustment Applicable (See Guidance Notes) - ERC = UK mean of 1.00 | (BEAMS Note 1) The ERC for this item should be added to the total of the ERC of the other P&M items on the site and the Buildings ERC (where applicable) to enable the correct contract size adjustment to be made. ERC of P&M Items + ERC of Building Component’s = Total ERC (net figure rateable items only) to which contract size adjustment should be applied The 2023 Generic Contractors Test Spreadsheet has this facility built into the programme - it is recommended you undertake all contractors test valuations using this spreadsheet. (Details on the application of contract size adjustments can be found in the RCG 2023 Guidance notes). Where RV is calculated using the comparative method (rental method) the contract size adjustment should be made as follows: Select - SCAT code box ""P and M as an addition” within the 2023 Generic Contractors Test Spreadsheet facility. Or Where the spreadsheet is not used take the: Reciprocal of statutory de-capitalisation rate (i.e. 5% reciprocal = 20) multiply by rateable value of the buildings (before any overall end allowances are made and after making a notional deduction for the land value) and add to the ERC of P&M. Use resultant figure to calculate contract size adjustment. (Guidance Notes - Section 6) | The costs are for single bins but as most installations will have several bins often linked with gantries / walkways with caged access ladders from ground level, these items will need to be added separately. Wheat = 0.77 tonnes/m3 Barley = 0.69 tonnes/m3 Prices include foundations and erection costs For quantities of 5 - 10 bins allow 10% discount These discounts also apply to catwalks and ladders | Holding volume of bin. external works | - | - | The plant and machinery listed in the description has been included in this costing. | - | - | Galvanised Steel flat Bottomed Silo. | - | 10045 |  | M3 | - | NA | NA | NA | 38.5285 | Option 2 | 41.8599 | 8.647% | 61.8176 | 61.9558 | 60.81% | 48.01% | 61.9558 | 60.81% | Indexed | NA | VOA_GPN_GOV_UK\7246041 | 2019-08-30 | Low | - | - | Risk taken from previous CG | - | - | NA | Steel | NA | (BEAMS Note 1) The ERC for this item should be added to the total of the ERC of the other P&M items on the site and the Buildings ERC (where applicable) to enable the correct contract size adjustment to be made. ERC of P&M Items + ERC of Building Component’s = Total ERC (net figure rateable items only) to which contract size adjustment should be applied The 2021 Generic Contractors Test Spreadsheet has this facility built into the programme - it is recommended you undertake all contractors test valuations using this spreadsheet. (Details on the application of contract size adjustments can be found in the RCG 2021 Guidance notes). Where RV is calculated using the comparative method (rental method) the contract size adjustment should be made as follows: Select - SCAT code box "P and M as an addition” within the 2021 Generic Contractors Test Spreadsheet facility. Or Where the spreadsheet is not used take the: Reciprocal of statutory de-capitalisation rate (i.e. 5% reciprocal = 20) multiply by rateable value of the buildings (before any overall end allowances are made and after making a notional deduction for the land value) and add to the ERC of P&M. Use resultant figure to calculate contract size adjustment. (Guidance Notes - Section 6) | Galvanised Steel flat Bottomed Silo. | - | 1 | TRUE
5140 | 43560K | 4240 | 43560K | Silo | Flat bottomed - maxi in | Galvanised steel with ribbed roof | Diam 10.97m | 1725m³ | Generic terms maxi bins Walls constructed of galvanised curved corrugated steel sheets, lapped, double bolted and sealed with mastic at base - Incorporating access door, conical ribbed roof with central filler hatch and internal access ladder, side handrails and handrails at high level. | Location Adjustment Applicable (See Guidance Notes) - ERC = UK mean of 1.00 | (BEAMS Note 1) The ERC for this item should be added to the total of the ERC of the other P&M items on the site and the Buildings ERC (where applicable) to enable the correct contract size adjustment to be made. ERC of P&M Items + ERC of Building Component’s = Total ERC (net figure rateable items only) to which contract size adjustment should be applied The 2023 Generic Contractors Test Spreadsheet has this facility built into the programme - it is recommended you undertake all contractors test valuations using this spreadsheet. (Details on the application of contract size adjustments can be found in the RCG 2023 Guidance notes). Where RV is calculated using the comparative method (rental method) the contract size adjustment should be made as follows: Select - SCAT code box ""P and M as an addition” within the 2023 Generic Contractors Test Spreadsheet facility. Or Where the spreadsheet is not used take the: Reciprocal of statutory de-capitalisation rate (i.e. 5% reciprocal = 20) multiply by rateable value of the buildings (before any overall end allowances are made and after making a notional deduction for the land value) and add to the ERC of P&M. Use resultant figure to calculate contract size adjustment. (Guidance Notes - Section 6) | The costs are for single bins but as most installations will have several bins often linked with gantries / walkways with caged access ladders from ground level, these items will need to be added separately. Wheat = 0.77 tonnes/m3 Barley = 0.69 tonnes/m3 Prices include foundations and erection costs For quantities of 5 - 10 bins allow 10% discount These discounts also apply to catwalks and ladders | Holding volume of bin. external works | - | - | The plant and machinery listed in the description has been included in this costing. | - | - | Galvanised Steel flat Bottomed Silo. | - | 10045 |  | M3 | - | NA | NA | NA | 36.8161 | Option 2 | 39.9995 | 8.647% | 59.0702 | 59.2022 | 60.81% | 48.01% | 59.2022 | 60.81% | Indexed | NA | VOA_GPN_GOV_UK\7246041 | 2019-08-30 | Low | - | - | Risk taken from previous CG | - | - | NA | Steel | NA | (BEAMS Note 1) The ERC for this item should be added to the total of the ERC of the other P&M items on the site and the Buildings ERC (where applicable) to enable the correct contract size adjustment to be made. ERC of P&M Items + ERC of Building Component’s = Total ERC (net figure rateable items only) to which contract size adjustment should be applied The 2021 Generic Contractors Test Spreadsheet has this facility built into the programme - it is recommended you undertake all contractors test valuations using this spreadsheet. (Details on the application of contract size adjustments can be found in the RCG 2021 Guidance notes). Where RV is calculated using the comparative method (rental method) the contract size adjustment should be made as follows: Select - SCAT code box "P and M as an addition” within the 2021 Generic Contractors Test Spreadsheet facility. Or Where the spreadsheet is not used take the: Reciprocal of statutory de-capitalisation rate (i.e. 5% reciprocal = 20) multiply by rateable value of the buildings (before any overall end allowances are made and after making a notional deduction for the land value) and add to the ERC of P&M. Use resultant figure to calculate contract size adjustment. (Guidance Notes - Section 6) | Galvanised Steel flat Bottomed Silo. | - | 1 | TRUE
5141 | 43560L | 4241 | 43560L | Silo | Flat bottomed - maxi in | Galvanised steel with ribbed roof | Diam 14.63m | 1025m³ | Generic terms maxi bins Walls constructed of galvanised curved corrugated steel sheets, lapped, double bolted and sealed with mastic at base - Incorporating access door, conical ribbed roof with central filler hatch and internal access ladder, side handrails and handrails at high level. | Location Adjustment Applicable (See Guidance Notes) - ERC = UK mean of 1.00 | (BEAMS Note 1) The ERC for this item should be added to the total of the ERC of the other P&M items on the site and the Buildings ERC (where applicable) to enable the correct contract size adjustment to be made. ERC of P&M Items + ERC of Building Component’s = Total ERC (net figure rateable items only) to which contract size adjustment should be applied The 2023 Generic Contractors Test Spreadsheet has this facility built into the programme - it is recommended you undertake all contractors test valuations using this spreadsheet. (Details on the application of contract size adjustments can be found in the RCG 2023 Guidance notes). Where RV is calculated using the comparative method (rental method) the contract size adjustment should be made as follows: Select - SCAT code box ""P and M as an addition” within the 2023 Generic Contractors Test Spreadsheet facility. Or Where the spreadsheet is not used take the: Reciprocal of statutory de-capitalisation rate (i.e. 5% reciprocal = 20) multiply by rateable value of the buildings (before any overall end allowances are made and after making a notional deduction for the land value) and add to the ERC of P&M. Use resultant figure to calculate contract size adjustment. (Guidance Notes - Section 6) | The costs are for single bins but as most installations will have several bins often linked with gantries / walkways with caged access ladders from ground level, these items will need to be added separately. Wheat = 0.77 tonnes/m3 Barley = 0.69 tonnes/m3 Prices include foundations and erection costs For quantities of 5 - 10 bins allow 10% discount These discounts also apply to catwalks and ladders | Holding volume of bin. external works | - | - | The plant and machinery listed in the description has been included in this costing. | - | - | Galvanised Steel flat Bottomed Silo. | - | 10045 |  | M3 | - | NA | NA | NA | 59.9332 | Option 2 | 65.1154 | 8.647% | 96.1608 | 96.3757 | 60.81% | 48.01% | 96.3757 | 60.81% | Indexed | NA | VOA_GPN_GOV_UK\7246041 | 2019-08-30 | Low | - | - | Risk taken from previous CG | - | - | NA | Steel | NA | (BEAMS Note 1) The ERC for this item should be added to the total of the ERC of the other P&M items on the site and the Buildings ERC (where applicable) to enable the correct contract size adjustment to be made. ERC of P&M Items + ERC of Building Component’s = Total ERC (net figure rateable items only) to which contract size adjustment should be applied The 2021 Generic Contractors Test Spreadsheet has this facility built into the programme - it is recommended you undertake all contractors test valuations using this spreadsheet. (Details on the application of contract size adjustments can be found in the RCG 2021 Guidance notes). Where RV is calculated using the comparative method (rental method) the contract size adjustment should be made as follows: Select - SCAT code box "P and M as an addition” within the 2021 Generic Contractors Test Spreadsheet facility. Or Where the spreadsheet is not used take the: Reciprocal of statutory de-capitalisation rate (i.e. 5% reciprocal = 20) multiply by rateable value of the buildings (before any overall end allowances are made and after making a notional deduction for the land value) and add to the ERC of P&M. Use resultant figure to calculate contract size adjustment. (Guidance Notes - Section 6) | Galvanised Steel flat Bottomed Silo. | - | 1 | TRUE
5142 | 43560M | 4242 | 43560M | Silo | Flat bottomed - maxi in | Galvanised steel with ribbed roof | Diam 14.63m | 1400m³ | Generic terms maxi bins Walls constructed of galvanised curved corrugated steel sheets, lapped, double bolted and sealed with mastic at base - Incorporating access door, conical ribbed roof with central filler hatch and internal access ladder, side handrails and handrails at high level. | Location Adjustment Applicable (See Guidance Notes) - ERC = UK mean of 1.00 | (BEAMS Note 1) The ERC for this item should be added to the total of the ERC of the other P&M items on the site and the Buildings ERC (where applicable) to enable the correct contract size adjustment to be made. ERC of P&M Items + ERC of Building Component’s = Total ERC (net figure rateable items only) to which contract size adjustment should be applied The 2023 Generic Contractors Test Spreadsheet has this facility built into the programme - it is recommended you undertake all contractors test valuations using this spreadsheet. (Details on the application of contract size adjustments can be found in the RCG 2023 Guidance notes). Where RV is calculated using the comparative method (rental method) the contract size adjustment should be made as follows: Select - SCAT code box ""P and M as an addition” within the 2023 Generic Contractors Test Spreadsheet facility. Or Where the spreadsheet is not used take the: Reciprocal of statutory de-capitalisation rate (i.e. 5% reciprocal = 20) multiply by rateable value of the buildings (before any overall end allowances are made and after making a notional deduction for the land value) and add to the ERC of P&M. Use resultant figure to calculate contract size adjustment. (Guidance Notes - Section 6) | The costs are for single bins but as most installations will have several bins often linked with gantries / walkways with caged access ladders from ground level, these items will need to be added separately. Wheat = 0.77 tonnes/m3 Barley = 0.69 tonnes/m3 Prices include foundations and erection costs For quantities of 5 - 10 bins allow 10% discount These discounts also apply to catwalks and ladders | Holding volume of bin. external works | - | - | The plant and machinery listed in the description has been included in this costing. | - | - | Galvanised Steel flat Bottomed Silo. | - | 10045 |  | M3 | - | NA | NA | NA | 46.2342 | Option 2 | 50.2319 | 8.647% | 74.1812 | 74.347 | 60.81% | 48.01% | 74.347 | 60.81% | Indexed | NA | VOA_GPN_GOV_UK\7246041 | 2019-08-30 | Low | - | - | Risk taken from previous CG | - | - | NA | Steel | NA | (BEAMS Note 1) The ERC for this item should be added to the total of the ERC of the other P&M items on the site and the Buildings ERC (where applicable) to enable the correct contract size adjustment to be made. ERC of P&M Items + ERC of Building Component’s = Total ERC (net figure rateable items only) to which contract size adjustment should be applied The 2021 Generic Contractors Test Spreadsheet has this facility built into the programme - it is recommended you undertake all contractors test valuations using this spreadsheet. (Details on the application of contract size adjustments can be found in the RCG 2021 Guidance notes). Where RV is calculated using the comparative method (rental method) the contract size adjustment should be made as follows: Select - SCAT code box "P and M as an addition” within the 2021 Generic Contractors Test Spreadsheet facility. Or Where the spreadsheet is not used take the: Reciprocal of statutory de-capitalisation rate (i.e. 5% reciprocal = 20) multiply by rateable value of the buildings (before any overall end allowances are made and after making a notional deduction for the land value) and add to the ERC of P&M. Use resultant figure to calculate contract size adjustment. (Guidance Notes - Section 6) | Galvanised Steel flat Bottomed Silo. | - | 1 | TRUE
5143 | 43560N | 4243 | 43560N | Silo | Flat bottomed - maxi in | Galvanised steel with ribbed roof | Diam 14.63m | 2940m³ | Generic terms maxi bins Walls constructed of galvanised curved corrugated steel sheets, lapped, double bolted and sealed with mastic at base - Incorporating access door, conical ribbed roof with central filler hatch and internal access ladder, side handrails and handrails at high level. | Location Adjustment Applicable (See Guidance Notes) - ERC = UK mean of 1.00 | (BEAMS Note 1) The ERC for this item should be added to the total of the ERC of the other P&M items on the site and the Buildings ERC (where applicable) to enable the correct contract size adjustment to be made. ERC of P&M Items + ERC of Building Component’s = Total ERC (net figure rateable items only) to which contract size adjustment should be applied The 2023 Generic Contractors Test Spreadsheet has this facility built into the programme - it is recommended you undertake all contractors test valuations using this spreadsheet. (Details on the application of contract size adjustments can be found in the RCG 2023 Guidance notes). Where RV is calculated using the comparative method (rental method) the contract size adjustment should be made as follows: Select - SCAT code box ""P and M as an addition” within the 2023 Generic Contractors Test Spreadsheet facility. Or Where the spreadsheet is not used take the: Reciprocal of statutory de-capitalisation rate (i.e. 5% reciprocal = 20) multiply by rateable value of the buildings (before any overall end allowances are made and after making a notional deduction for the land value) and add to the ERC of P&M. Use resultant figure to calculate contract size adjustment. (Guidance Notes - Section 6) | The costs are for single bins but as most installations will have several bins often linked with gantries / walkways with caged access ladders from ground level, these items will need to be added separately. Wheat = 0.77 tonnes/m3 Barley = 0.69 tonnes/m3 Prices include foundations and erection costs For quantities of 5 - 10 bins allow 10% discount These discounts also apply to catwalks and ladders | Holding volume of bin. external works | - | - | The plant and machinery listed in the description has been included in this costing. | - | - | Galvanised Steel flat Bottomed Silo. | - | 10045 |  | M3 | - | NA | NA | NA | 29.9666 | Option 2 | 32.5577 | 8.647% | 48.0804 | 48.1878 | 60.81% | 48.01% | 48.1878 | 60.81% | Indexed | NA | VOA_GPN_GOV_UK\7246041 | 2019-08-30 | Low | - | - | Risk taken from previous CG | - | - | NA | Steel | NA | (BEAMS Note 1) The ERC for this item should be added to the total of the ERC of the other P&M items on the site and the Buildings ERC (where applicable) to enable the correct contract size adjustment to be made. ERC of P&M Items + ERC of Building Component’s = Total ERC (net figure rateable items only) to which contract size adjustment should be applied The 2021 Generic Contractors Test Spreadsheet has this facility built into the programme - it is recommended you undertake all contractors test valuations using this spreadsheet. (Details on the application of contract size adjustments can be found in the RCG 2021 Guidance notes). Where RV is calculated using the comparative method (rental method) the contract size adjustment should be made as follows: Select - SCAT code box "P and M as an addition” within the 2021 Generic Contractors Test Spreadsheet facility. Or Where the spreadsheet is not used take the: Reciprocal of statutory de-capitalisation rate (i.e. 5% reciprocal = 20) multiply by rateable value of the buildings (before any overall end allowances are made and after making a notional deduction for the land value) and add to the ERC of P&M. Use resultant figure to calculate contract size adjustment. (Guidance Notes - Section 6) | Galvanised Steel flat Bottomed Silo. | - | 1 | TRUE
5144 | 43560P | 4244 | 43560P | Silo | Flat bottomed - maxi in | Galvanised steel with ribbed roof | Diam 16.46m | 2750m³ | Generic terms maxi bins Walls constructed of galvanised curved corrugated steel sheets, lapped, double bolted and sealed with mastic at base - Incorporating access door, conical ribbed roof with central filler hatch and internal access ladder, side handrails and handrails at high level. | Location Adjustment Applicable (See Guidance Notes) - ERC = UK mean of 1.00 | (BEAMS Note 1) The ERC for this item should be added to the total of the ERC of the other P&M items on the site and the Buildings ERC (where applicable) to enable the correct contract size adjustment to be made. ERC of P&M Items + ERC of Building Component’s = Total ERC (net figure rateable items only) to which contract size adjustment should be applied The 2023 Generic Contractors Test Spreadsheet has this facility built into the programme - it is recommended you undertake all contractors test valuations using this spreadsheet. (Details on the application of contract size adjustments can be found in the RCG 2023 Guidance notes). Where RV is calculated using the comparative method (rental method) the contract size adjustment should be made as follows: Select - SCAT code box ""P and M as an addition” within the 2023 Generic Contractors Test Spreadsheet facility. Or Where the spreadsheet is not used take the: Reciprocal of statutory de-capitalisation rate (i.e. 5% reciprocal = 20) multiply by rateable value of the buildings (before any overall end allowances are made and after making a notional deduction for the land value) and add to the ERC of P&M. Use resultant figure to calculate contract size adjustment. (Guidance Notes - Section 6) | The costs are for single bins but as most installations will have several bins often linked with gantries / walkways with caged access ladders from ground level, these items will need to be added separately. Wheat = 0.77 tonnes/m3 Barley = 0.69 tonnes/m3 Prices include foundations and erection costs For quantities of 5 - 10 bins allow 10% discount These discounts also apply to catwalks and ladders | Holding volume of bin. external works | - | - | The plant and machinery listed in the description has been included in this costing. | - | - | Galvanised Steel flat Bottomed Silo. | - | 10045 |  | M3 | - | NA | NA | NA | 34.2476 | Option 2 | 37.2088 | 8.647% | 54.949 | 55.0718 | 60.81% | 48.01% | 55.0718 | 60.81% | Indexed | NA | VOA_GPN_GOV_UK\7246041 | 2019-08-30 | Low | - | - | Risk taken from previous CG | - | - | NA | Steel | NA | (BEAMS Note 1) The ERC for this item should be added to the total of the ERC of the other P&M items on the site and the Buildings ERC (where applicable) to enable the correct contract size adjustment to be made. ERC of P&M Items + ERC of Building Component’s = Total ERC (net figure rateable items only) to which contract size adjustment should be applied The 2021 Generic Contractors Test Spreadsheet has this facility built into the programme - it is recommended you undertake all contractors test valuations using this spreadsheet. (Details on the application of contract size adjustments can be found in the RCG 2021 Guidance notes). Where RV is calculated using the comparative method (rental method) the contract size adjustment should be made as follows: Select - SCAT code box "P and M as an addition” within the 2021 Generic Contractors Test Spreadsheet facility. Or Where the spreadsheet is not used take the: Reciprocal of statutory de-capitalisation rate (i.e. 5% reciprocal = 20) multiply by rateable value of the buildings (before any overall end allowances are made and after making a notional deduction for the land value) and add to the ERC of P&M. Use resultant figure to calculate contract size adjustment. (Guidance Notes - Section 6) | Galvanised Steel flat Bottomed Silo. | - | 1 | TRUE
5145 | 43560Q | 4245 | 43560Q | Silo | Flat bottomed - maxi in | Galvanised steel with ribbed roof | Diam 16.46m | 2500m³ | Generic terms maxi bins Walls constructed of galvanised curved corrugated steel sheets, lapped, double bolted and sealed with mastic at base - Incorporating access door, conical ribbed roof with central filler hatch and internal access ladder, side handrails and handrails at high level. | Location Adjustment Applicable (See Guidance Notes) - ERC = UK mean of 1.00 | (BEAMS Note 1) The ERC for this item should be added to the total of the ERC of the other P&M items on the site and the Buildings ERC (where applicable) to enable the correct contract size adjustment to be made. ERC of P&M Items + ERC of Building Component’s = Total ERC (net figure rateable items only) to which contract size adjustment should be applied The 2023 Generic Contractors Test Spreadsheet has this facility built into the programme - it is recommended you undertake all contractors test valuations using this spreadsheet. (Details on the application of contract size adjustments can be found in the RCG 2023 Guidance notes). Where RV is calculated using the comparative method (rental method) the contract size adjustment should be made as follows: Select - SCAT code box ""P and M as an addition” within the 2023 Generic Contractors Test Spreadsheet facility. Or Where the spreadsheet is not used take the: Reciprocal of statutory de-capitalisation rate (i.e. 5% reciprocal = 20) multiply by rateable value of the buildings (before any overall end allowances are made and after making a notional deduction for the land value) and add to the ERC of P&M. Use resultant figure to calculate contract size adjustment. (Guidance Notes - Section 6) | The costs are for single bins but as most installations will have several bins often linked with gantries / walkways with caged access ladders from ground level, these items will need to be added separately. Wheat = 0.77 tonnes/m3 Barley = 0.69 tonnes/m3 Prices include foundations and erection costs For quantities of 5 - 10 bins allow 10% discount These discounts also apply to catwalks and ladders | Holding volume of bin. external works | - | - | The plant and machinery listed in the description has been included in this costing. | - | - | Galvanised Steel flat Bottomed Silo. | - | 10045 |  | M3 | - | NA | NA | NA | 29.9666 | Option 2 | 32.5577 | 8.647% | 48.0804 | 48.1878 | 60.81% | 48.01% | 48.1878 | 60.81% | Indexed | NA | VOA_GPN_GOV_UK\7246041 | 2019-08-30 | Low | - | - | Risk taken from previous CG | - | - | NA | Steel | NA | (BEAMS Note 1) The ERC for this item should be added to the total of the ERC of the other P&M items on the site and the Buildings ERC (where applicable) to enable the correct contract size adjustment to be made. ERC of P&M Items + ERC of Building Component’s = Total ERC (net figure rateable items only) to which contract size adjustment should be applied The 2021 Generic Contractors Test Spreadsheet has this facility built into the programme - it is recommended you undertake all contractors test valuations using this spreadsheet. (Details on the application of contract size adjustments can be found in the RCG 2021 Guidance notes). Where RV is calculated using the comparative method (rental method) the contract size adjustment should be made as follows: Select - SCAT code box "P and M as an addition” within the 2021 Generic Contractors Test Spreadsheet facility. Or Where the spreadsheet is not used take the: Reciprocal of statutory de-capitalisation rate (i.e. 5% reciprocal = 20) multiply by rateable value of the buildings (before any overall end allowances are made and after making a notional deduction for the land value) and add to the ERC of P&M. Use resultant figure to calculate contract size adjustment. (Guidance Notes - Section 6) | Galvanised Steel flat Bottomed Silo. | - | 1 | TRUE
5146 | 43560R | 4246 | 43560R | Silo | Flat bottomed - maxi in | Galvanised steel with ribbed roof | Diam 18.28m | 2200m³ | Generic terms maxi bins Walls constructed of galvanised curved corrugated steel sheets, lapped, double bolted and sealed with mastic at base - Incorporating access door, conical ribbed roof with central filler hatch and internal access ladder, side handrails and handrails at high level. | Location Adjustment Applicable (See Guidance Notes) - ERC = UK mean of 1.00 | (BEAMS Note 1) The ERC for this item should be added to the total of the ERC of the other P&M items on the site and the Buildings ERC (where applicable) to enable the correct contract size adjustment to be made. ERC of P&M Items + ERC of Building Component’s = Total ERC (net figure rateable items only) to which contract size adjustment should be applied The 2023 Generic Contractors Test Spreadsheet has this facility built into the programme - it is recommended you undertake all contractors test valuations using this spreadsheet. (Details on the application of contract size adjustments can be found in the RCG 2023 Guidance notes). Where RV is calculated using the comparative method (rental method) the contract size adjustment should be made as follows: Select - SCAT code box ""P and M as an addition” within the 2023 Generic Contractors Test Spreadsheet facility. Or Where the spreadsheet is not used take the: Reciprocal of statutory de-capitalisation rate (i.e. 5% reciprocal = 20) multiply by rateable value of the buildings (before any overall end allowances are made and after making a notional deduction for the land value) and add to the ERC of P&M. Use resultant figure to calculate contract size adjustment. (Guidance Notes - Section 6) | The costs are for single bins but as most installations will have several bins often linked with gantries / walkways with caged access ladders from ground level, these items will need to be added separately. Wheat = 0.77 tonnes/m3 Barley = 0.69 tonnes/m3 Prices include foundations and erection costs For quantities of 5 - 10 bins allow 10% discount These discounts also apply to catwalks and ladders | Holding volume of bin. external works | - | - | The plant and machinery listed in the description has been included in this costing. | - | - | Galvanised Steel flat Bottomed Silo. | - | 10045 |  | M3 | - | NA | NA | NA | 41.0971 | Option 2 | 44.6506 | 8.647% | 65.9388 | 66.0862 | 60.81% | 48.01% | 66.0862 | 60.81% | Indexed | NA | VOA_GPN_GOV_UK\7246041 | 2019-08-30 | Low | - | - | Risk taken from previous CG | - | - | NA | Steel | NA | (BEAMS Note 1) The ERC for this item should be added to the total of the ERC of the other P&M items on the site and the Buildings ERC (where applicable) to enable the correct contract size adjustment to be made. ERC of P&M Items + ERC of Building Component’s = Total ERC (net figure rateable items only) to which contract size adjustment should be applied The 2021 Generic Contractors Test Spreadsheet has this facility built into the programme - it is recommended you undertake all contractors test valuations using this spreadsheet. (Details on the application of contract size adjustments can be found in the RCG 2021 Guidance notes). Where RV is calculated using the comparative method (rental method) the contract size adjustment should be made as follows: Select - SCAT code box "P and M as an addition” within the 2021 Generic Contractors Test Spreadsheet facility. Or Where the spreadsheet is not used take the: Reciprocal of statutory de-capitalisation rate (i.e. 5% reciprocal = 20) multiply by rateable value of the buildings (before any overall end allowances are made and after making a notional deduction for the land value) and add to the ERC of P&M. Use resultant figure to calculate contract size adjustment. (Guidance Notes - Section 6) | Galvanised Steel flat Bottomed Silo. | - | 1 | TRUE
5147 | 43560S | 4247 | 43560S | Silo | Flat bottomed - maxi in | Galvanised steel with ribbed roof | Diam 18.28m | 4000m³ | Generic terms maxi bins Walls constructed of galvanised curved corrugated steel sheets, lapped, double bolted and sealed with mastic at base - Incorporating access door, conical ribbed roof with central filler hatch and internal access ladder, side handrails and handrails at high level. | Location Adjustment Applicable (See Guidance Notes) - ERC = UK mean of 1.00 | (BEAMS Note 1) The ERC for this item should be added to the total of the ERC of the other P&M items on the site and the Buildings ERC (where applicable) to enable the correct contract size adjustment to be made. ERC of P&M Items + ERC of Building Component’s = Total ERC (net figure rateable items only) to which contract size adjustment should be applied The 2023 Generic Contractors Test Spreadsheet has this facility built into the programme - it is recommended you undertake all contractors test valuations using this spreadsheet. (Details on the application of contract size adjustments can be found in the RCG 2023 Guidance notes). Where RV is calculated using the comparative method (rental method) the contract size adjustment should be made as follows: Select - SCAT code box ""P and M as an addition” within the 2023 Generic Contractors Test Spreadsheet facility. Or Where the spreadsheet is not used take the: Reciprocal of statutory de-capitalisation rate (i.e. 5% reciprocal = 20) multiply by rateable value of the buildings (before any overall end allowances are made and after making a notional deduction for the land value) and add to the ERC of P&M. Use resultant figure to calculate contract size adjustment. (Guidance Notes - Section 6) | The costs are for single bins but as most installations will have several bins often linked with gantries / walkways with caged access ladders from ground level, these items will need to be added separately. Wheat = 0.77 tonnes/m3 Barley = 0.69 tonnes/m3 Prices include foundations and erection costs For quantities of 5 - 10 bins allow 10% discount These discounts also apply to catwalks and ladders | Holding volume of bin. external works | - | - | The plant and machinery listed in the description has been included in this costing. | - | - | Galvanised Steel flat Bottomed Silo. | - | 10045 |  | M3 | - | NA | NA | NA | 29.9666 | Option 2 | 32.5577 | 8.647% | 48.0804 | 48.1878 | 60.81% | 48.01% | 48.1878 | 60.81% | Indexed | NA | VOA_GPN_GOV_UK\7246041 | 2019-08-30 | Low | - | - | Risk taken from previous CG | - | - | NA | Steel | NA | (BEAMS Note 1) The ERC for this item should be added to the total of the ERC of the other P&M items on the site and the Buildings ERC (where applicable) to enable the correct contract size adjustment to be made. ERC of P&M Items + ERC of Building Component’s = Total ERC (net figure rateable items only) to which contract size adjustment should be applied The 2021 Generic Contractors Test Spreadsheet has this facility built into the programme - it is recommended you undertake all contractors test valuations using this spreadsheet. (Details on the application of contract size adjustments can be found in the RCG 2021 Guidance notes). Where RV is calculated using the comparative method (rental method) the contract size adjustment should be made as follows: Select - SCAT code box "P and M as an addition” within the 2021 Generic Contractors Test Spreadsheet facility. Or Where the spreadsheet is not used take the: Reciprocal of statutory de-capitalisation rate (i.e. 5% reciprocal = 20) multiply by rateable value of the buildings (before any overall end allowances are made and after making a notional deduction for the land value) and add to the ERC of P&M. Use resultant figure to calculate contract size adjustment. (Guidance Notes - Section 6) | Galvanised Steel flat Bottomed Silo. | - | 1 | TRUE
5148 | 43560V | 4257 | 43560V | Silo | Flat bottomed - maxi in | Galvanised steel with ribbed roof | Diam 18.28m | 5600m³ | Generic terms maxi bins Walls constructed of galvanised curved corrugated steel sheets, lapped, double bolted and sealed with mastic at base - Incorporating access door, conical ribbed roof with central filler hatch and internal access ladder, side handrails and handrails at high level. | Location Adjustment Applicable (See Guidance Notes) - ERC = UK mean of 1.00 | (BEAMS Note 1) The ERC for this item should be added to the total of the ERC of the other P&M items on the site and the Buildings ERC (where applicable) to enable the correct contract size adjustment to be made. ERC of P&M Items + ERC of Building Component’s = Total ERC (net figure rateable items only) to which contract size adjustment should be applied The 2023 Generic Contractors Test Spreadsheet has this facility built into the programme - it is recommended you undertake all contractors test valuations using this spreadsheet. (Details on the application of contract size adjustments can be found in the RCG 2023 Guidance notes). Where RV is calculated using the comparative method (rental method) the contract size adjustment should be made as follows: Select - SCAT code box ""P and M as an addition” within the 2023 Generic Contractors Test Spreadsheet facility. Or Where the spreadsheet is not used take the: Reciprocal of statutory de-capitalisation rate (i.e. 5% reciprocal = 20) multiply by rateable value of the buildings (before any overall end allowances are made and after making a notional deduction for the land value) and add to the ERC of P&M. Use resultant figure to calculate contract size adjustment. (Guidance Notes - Section 6) | The costs are for single bins but as most installations will have several bins often linked with gantries / walkways with caged access ladders from ground level, these items will need to be added separately. Wheat = 0.77 tonnes/m3 Barley = 0.69 tonnes/m3 Prices include foundations and erection costs For quantities of 5 - 10 bins allow 10% discount These discounts also apply to catwalks and ladders | Holding volume of bin. external works | - | - | The plant and machinery listed in the description has been included in this costing. | - | - | Galvanised Steel flat Bottomed Silo. | - | 10045 |  | M3 | - | NA | NA | NA | 28.2542 | Option 2 | 30.6973 | 8.647% | 45.3329 | 45.4343 | 60.81% | 48.01% | 45.4343 | 60.81% | Indexed | NA | VOA_GPN_GOV_UK\7246041 | 2019-08-30 | Low | - | - | Risk taken from previous CG | - | - | NA | Steel | NA | (BEAMS Note 1) The ERC for this item should be added to the total of the ERC of the other P&M items on the site and the Buildings ERC (where applicable) to enable the correct contract size adjustment to be made. ERC of P&M Items + ERC of Building Component’s = Total ERC (net figure rateable items only) to which contract size adjustment should be applied The 2021 Generic Contractors Test Spreadsheet has this facility built into the programme - it is recommended you undertake all contractors test valuations using this spreadsheet. (Details on the application of contract size adjustments can be found in the RCG 2021 Guidance notes). Where RV is calculated using the comparative method (rental method) the contract size adjustment should be made as follows: Select - SCAT code box "P and M as an addition” within the 2021 Generic Contractors Test Spreadsheet facility. Or Where the spreadsheet is not used take the: Reciprocal of statutory de-capitalisation rate (i.e. 5% reciprocal = 20) multiply by rateable value of the buildings (before any overall end allowances are made and after making a notional deduction for the land value) and add to the ERC of P&M. Use resultant figure to calculate contract size adjustment. (Guidance Notes - Section 6) | Galvanised Steel flat Bottomed Silo. | - | 1 | TRUE
5149 | 43580M | 4258 | 43580M | Silo | Hopper bottomed | Galvanised steel with ribbed roof | Diam 7.31m | 169m³ | Walls constructed of galvanised curved corrugated steel sheets, lapped, double and bolted - Incorporating access door, conical ribbed roof with central filler hatch and internal access ladder, side handrails and handrails at high level. Hopper cone may be 40, 45 or 60. The hopper is raised above a concrete slab with steel columns attached to a curved ring beam. The columns are usually diagonally braced. | Location Adjustment Applicable (See Guidance Notes) - ERC = UK mean of 1.00 | (BEAMS Note 1) The ERC for this item should be added to the total of the ERC of the other P&M items on the site and the Buildings ERC (where applicable) to enable the correct contract size adjustment to be made. ERC of P&M Items + ERC of Building Component’s = Total ERC (net figure rateable items only) to which contract size adjustment should be applied The 2023 Generic Contractors Test Spreadsheet has this facility built into the programme - it is recommended you undertake all contractors test valuations using this spreadsheet. (Details on the application of contract size adjustments can be found in the RCG 2023 Guidance notes). Where RV is calculated using the comparative method (rental method) the contract size adjustment should be made as follows: Select - SCAT code box ""P and M as an addition” within the 2023 Generic Contractors Test Spreadsheet facility. Or Where the spreadsheet is not used take the: Reciprocal of statutory de-capitalisation rate (i.e. 5% reciprocal = 20) multiply by rateable value of the buildings (before any overall end allowances are made and after making a notional deduction for the land value) and add to the ERC of P&M. Use resultant figure to calculate contract size adjustment. (Guidance Notes - Section 6) | Rates include for concrete base slab, steelwork supports ,roof and cone outlet. The costs are for single bins but as most installations will have several bins often linked with gantries / walkways with caged access ladders from ground level, these items will need to be added separately. On very high bins outside sheeting may be taken to ground level Wheat = 0.77 tonnes/m3 Barley = 0.69 tonnes/m3 Prices include foundations and erection costs For quantities of 5 - 10 bins allow 10% discount For quantities of 10 or more bins allow 15% discount These discounts also apply to catwalks and ladders used in conjunction with silos. | Holding volume of hopper. external works | Silo rateable under Class B, Table 4, - not rateable if Class 4 (e) limitation applies i.e. does not exceed 400m3 and is readily capable of being moved | - | The plant and machinery listed in the description has been included in this costing. | - | - | Containers - Silos, Galvanised Steel - Hopper Bottomed | - | 10046 |  | M3 | - | NA | NA | NA | 152.4017 | Option 2 | 165.5792 | 8.647% | 244.5231 | 245.0696 | 60.81% | 48.01% | 245.0696 | 60.81% | Indexed | NA | VOA_GPN_GOV_UK\7246041 | 2019-08-30 | Low | - | - | Risk taken from previous CG | - | - | NA | Steel | NA | (BEAMS Note 1) The ERC for this item should be added to the total of the ERC of the other P&M items on the site and the Buildings ERC (where applicable) to enable the correct contract size adjustment to be made. ERC of P&M Items + ERC of Building Component’s = Total ERC (net figure rateable items only) to which contract size adjustment should be applied The 2021 Generic Contractors Test Spreadsheet has this facility built into the programme - it is recommended you undertake all contractors test valuations using this spreadsheet. (Details on the application of contract size adjustments can be found in the RCG 2021 Guidance notes). Where RV is calculated using the comparative method (rental method) the contract size adjustment should be made as follows: Select - SCAT code box "P and M as an addition” within the 2021 Generic Contractors Test Spreadsheet facility. Or Where the spreadsheet is not used take the: Reciprocal of statutory de-capitalisation rate (i.e. 5% reciprocal = 20) multiply by rateable value of the buildings (before any overall end allowances are made and after making a notional deduction for the land value) and add to the ERC of P&M. Use resultant figure to calculate contract size adjustment. (Guidance Notes - Section 6) | Containers - Silos, Galvanised Steel - Hopper Bottomed | - | 1 | TRUE
5150 | 43580N | 4259 | 43580N | Silo | Hopper bottomed | Galvanised steel with ribbed roof | Diam 7.31m | 234m³ | Walls constructed of galvanised curved corrugated steel sheets, lapped, double and bolted - Incorporating access door, conical ribbed roof with central filler hatch and internal access ladder, side handrails and handrails at high level. Hopper cone may be 40, 45 or 60. The hopper is raised above a concrete slab with steel columns attached to a curved ring beam. The columns are usually diagonally braced. | Location Adjustment Applicable (See Guidance Notes) - ERC = UK mean of 1.00 | (BEAMS Note 1) The ERC for this item should be added to the total of the ERC of the other P&M items on the site and the Buildings ERC (where applicable) to enable the correct contract size adjustment to be made. ERC of P&M Items + ERC of Building Component’s = Total ERC (net figure rateable items only) to which contract size adjustment should be applied The 2023 Generic Contractors Test Spreadsheet has this facility built into the programme - it is recommended you undertake all contractors test valuations using this spreadsheet. (Details on the application of contract size adjustments can be found in the RCG 2023 Guidance notes). Where RV is calculated using the comparative method (rental method) the contract size adjustment should be made as follows: Select - SCAT code box ""P and M as an addition” within the 2023 Generic Contractors Test Spreadsheet facility. Or Where the spreadsheet is not used take the: Reciprocal of statutory de-capitalisation rate (i.e. 5% reciprocal = 20) multiply by rateable value of the buildings (before any overall end allowances are made and after making a notional deduction for the land value) and add to the ERC of P&M. Use resultant figure to calculate contract size adjustment. (Guidance Notes - Section 6) | Rates include for concrete base slab, steelwork supports ,roof and cone outlet. The costs are for single bins but as most installations will have several bins often linked with gantries / walkways with caged access ladders from ground level, these items will need to be added separately. On very high bins outside sheeting may be taken to ground level Wheat = 0.77 tonnes/m3 Barley = 0.69 tonnes/m3 Prices include foundations and erection costs For quantities of 5 - 10 bins allow 10% discount For quantities of 10 or more bins allow 15% discount These discounts also apply to catwalks and ladders used in conjunction with silos. | Holding volume of hopper. external works | Silo rateable under Class B, Table 4, - not rateable if Class 4 (e) limitation applies i.e. does not exceed 400m3 and is readily capable of being moved | - | The plant and machinery listed in the description has been included in this costing. | - | - | Containers - Silos, Galvanised Steel - Hopper Bottomed | - | 10046 |  | M3 | - | NA | NA | NA | 113.8732 | Option 2 | 123.7193 | 8.647% | 182.7055 | 183.1138 | 60.81% | 48.01% | 183.1138 | 60.81% | Indexed | NA | VOA_GPN_GOV_UK\7246041 | 2019-08-30 | Low | - | - | Risk taken from previous CG | - | - | NA | Steel | NA | (BEAMS Note 1) The ERC for this item should be added to the total of the ERC of the other P&M items on the site and the Buildings ERC (where applicable) to enable the correct contract size adjustment to be made. ERC of P&M Items + ERC of Building Component’s = Total ERC (net figure rateable items only) to which contract size adjustment should be applied The 2021 Generic Contractors Test Spreadsheet has this facility built into the programme - it is recommended you undertake all contractors test valuations using this spreadsheet. (Details on the application of contract size adjustments can be found in the RCG 2021 Guidance notes). Where RV is calculated using the comparative method (rental method) the contract size adjustment should be made as follows: Select - SCAT code box "P and M as an addition” within the 2021 Generic Contractors Test Spreadsheet facility. Or Where the spreadsheet is not used take the: Reciprocal of statutory de-capitalisation rate (i.e. 5% reciprocal = 20) multiply by rateable value of the buildings (before any overall end allowances are made and after making a notional deduction for the land value) and add to the ERC of P&M. Use resultant figure to calculate contract size adjustment. (Guidance Notes - Section 6) | Containers - Silos, Galvanised Steel - Hopper Bottomed | - | 1 | TRUE
5151 | 43580P | 4260 | 43580P | Silo | Hopper bottomed | Galvanised steel with ribbed roof | Diam 7.31m | 362m³ | Walls constructed of galvanised curved corrugated steel sheets, lapped, double and bolted - Incorporating access door, conical ribbed roof with central filler hatch and internal access ladder, side handrails and handrails at high level. Hopper cone may be 40, 45 or 60. The hopper is raised above a concrete slab with steel columns attached to a curved ring beam. The columns are usually diagonally braced. | Location Adjustment Applicable (See Guidance Notes) - ERC = UK mean of 1.00 | (BEAMS Note 1) The ERC for this item should be added to the total of the ERC of the other P&M items on the site and the Buildings ERC (where applicable) to enable the correct contract size adjustment to be made. ERC of P&M Items + ERC of Building Component’s = Total ERC (net figure rateable items only) to which contract size adjustment should be applied The 2023 Generic Contractors Test Spreadsheet has this facility built into the programme - it is recommended you undertake all contractors test valuations using this spreadsheet. (Details on the application of contract size adjustments can be found in the RCG 2023 Guidance notes). Where RV is calculated using the comparative method (rental method) the contract size adjustment should be made as follows: Select - SCAT code box ""P and M as an addition” within the 2023 Generic Contractors Test Spreadsheet facility. Or Where the spreadsheet is not used take the: Reciprocal of statutory de-capitalisation rate (i.e. 5% reciprocal = 20) multiply by rateable value of the buildings (before any overall end allowances are made and after making a notional deduction for the land value) and add to the ERC of P&M. Use resultant figure to calculate contract size adjustment. (Guidance Notes - Section 6) | Rates include for concrete base slab, steelwork supports ,roof and cone outlet. The costs are for single bins but as most installations will have several bins often linked with gantries / walkways with caged access ladders from ground level, these items will need to be added separately. On very high bins outside sheeting may be taken to ground level Wheat = 0.77 tonnes/m3 Barley = 0.69 tonnes/m3 Prices include foundations and erection costs For quantities of 5 - 10 bins allow 10% discount For quantities of 10 or more bins allow 15% discount These discounts also apply to catwalks and ladders used in conjunction with silos. | Holding volume of hopper. external works | Silo rateable under Class B, Table 4, - not rateable if Class 4 (e) limitation applies i.e. does not exceed 400m3 and is readily capable of being moved | - | The plant and machinery listed in the description has been included in this costing. | - | - | Containers - Silos, Galvanised Steel - Hopper Bottomed | - | 10046 |  | M3 | - | NA | NA | NA | 91.6122 | Option 2 | 99.5335 | 8.647% | 146.9886 | 147.3171 | 60.81% | 48.01% | 147.3171 | 60.81% | Indexed | NA | VOA_GPN_GOV_UK\7246041 | 2019-08-30 | Low | - | - | Risk taken from previous CG | - | - | NA | Steel | NA | (BEAMS Note 1) The ERC for this item should be added to the total of the ERC of the other P&M items on the site and the Buildings ERC (where applicable) to enable the correct contract size adjustment to be made. ERC of P&M Items + ERC of Building Component’s = Total ERC (net figure rateable items only) to which contract size adjustment should be applied The 2021 Generic Contractors Test Spreadsheet has this facility built into the programme - it is recommended you undertake all contractors test valuations using this spreadsheet. (Details on the application of contract size adjustments can be found in the RCG 2021 Guidance notes). Where RV is calculated using the comparative method (rental method) the contract size adjustment should be made as follows: Select - SCAT code box "P and M as an addition” within the 2021 Generic Contractors Test Spreadsheet facility. Or Where the spreadsheet is not used take the: Reciprocal of statutory de-capitalisation rate (i.e. 5% reciprocal = 20) multiply by rateable value of the buildings (before any overall end allowances are made and after making a notional deduction for the land value) and add to the ERC of P&M. Use resultant figure to calculate contract size adjustment. (Guidance Notes - Section 6) | Containers - Silos, Galvanised Steel - Hopper Bottomed | - | 1 | TRUE
5152 | 43580R | 4261 | 43580R | Silo | Hopper bottomed | Galvanised steel with ribbed roof | Diam 7.31m | 588m³ | Walls constructed of galvanised curved corrugated steel sheets, lapped, double and bolted - Incorporating access door, conical ribbed roof with central filler hatch and internal access ladder, side handrails and handrails at high level. Hopper cone may be 40, 45 or 60. The hopper is raised above a concrete slab with steel columns attached to a curved ring beam. The columns are usually diagonally braced. | Location Adjustment Applicable (See Guidance Notes) - ERC = UK mean of 1.00 | (BEAMS Note 1) The ERC for this item should be added to the total of the ERC of the other P&M items on the site and the Buildings ERC (where applicable) to enable the correct contract size adjustment to be made. ERC of P&M Items + ERC of Building Component’s = Total ERC (net figure rateable items only) to which contract size adjustment should be applied The 2023 Generic Contractors Test Spreadsheet has this facility built into the programme - it is recommended you undertake all contractors test valuations using this spreadsheet. (Details on the application of contract size adjustments can be found in the RCG 2023 Guidance notes). Where RV is calculated using the comparative method (rental method) the contract size adjustment should be made as follows: Select - SCAT code box ""P and M as an addition” within the 2023 Generic Contractors Test Spreadsheet facility. Or Where the spreadsheet is not used take the: Reciprocal of statutory de-capitalisation rate (i.e. 5% reciprocal = 20) multiply by rateable value of the buildings (before any overall end allowances are made and after making a notional deduction for the land value) and add to the ERC of P&M. Use resultant figure to calculate contract size adjustment. (Guidance Notes - Section 6) | Rates include for concrete base slab, steelwork supports ,roof and cone outlet. The costs are for single bins but as most installations will have several bins often linked with gantries / walkways with caged access ladders from ground level, these items will need to be added separately. On very high bins outside sheeting may be taken to ground level Wheat = 0.77 tonnes/m3 Barley = 0.69 tonnes/m3 Prices include foundations and erection costs For quantities of 5 - 10 bins allow 10% discount For quantities of 10 or more bins allow 15% discount These discounts also apply to catwalks and ladders used in conjunction with silos. | Holding volume of hopper. external works | Silo rateable under Class B, Table 4, - not rateable if Class 4 (e) limitation applies i.e. does not exceed 400m3 and is readily capable of being moved | - | The plant and machinery listed in the description has been included in this costing. | - | - | Containers - Silos, Galvanised Steel - Hopper Bottomed | - | 10046 |  | M3 | - | NA | NA | NA | 77.057 | Option 2 | 83.7198 | 8.647% | 123.6353 | 123.9116 | 60.81% | 48.01% | 123.9116 | 60.81% | Indexed | NA | VOA_GPN_GOV_UK\7246041 | 2019-08-30 | Low | - | - | Risk taken from previous CG | - | - | NA | Steel | NA | (BEAMS Note 1) The ERC for this item should be added to the total of the ERC of the other P&M items on the site and the Buildings ERC (where applicable) to enable the correct contract size adjustment to be made. ERC of P&M Items + ERC of Building Component’s = Total ERC (net figure rateable items only) to which contract size adjustment should be applied The 2021 Generic Contractors Test Spreadsheet has this facility built into the programme - it is recommended you undertake all contractors test valuations using this spreadsheet. (Details on the application of contract size adjustments can be found in the RCG 2021 Guidance notes). Where RV is calculated using the comparative method (rental method) the contract size adjustment should be made as follows: Select - SCAT code box "P and M as an addition” within the 2021 Generic Contractors Test Spreadsheet facility. Or Where the spreadsheet is not used take the: Reciprocal of statutory de-capitalisation rate (i.e. 5% reciprocal = 20) multiply by rateable value of the buildings (before any overall end allowances are made and after making a notional deduction for the land value) and add to the ERC of P&M. Use resultant figure to calculate contract size adjustment. (Guidance Notes - Section 6) | Containers - Silos, Galvanised Steel - Hopper Bottomed | - | 1 | TRUE
5153 | 43580S | 4262 | 43580S | Silo | Hopper bottomed | Galvanised steel with ribbed roof | Diam 7.31m | 686m³ | Walls constructed of galvanised curved corrugated steel sheets, lapped, double and bolted - Incorporating access door, conical ribbed roof with central filler hatch and internal access ladder, side handrails and handrails at high level. Hopper cone may be 40, 45 or 60. The hopper is raised above a concrete slab with steel columns attached to a curved ring beam. The columns are usually diagonally braced. | Location Adjustment Applicable (See Guidance Notes) - ERC = UK mean of 1.00 | (BEAMS Note 1) The ERC for this item should be added to the total of the ERC of the other P&M items on the site and the Buildings ERC (where applicable) to enable the correct contract size adjustment to be made. ERC of P&M Items + ERC of Building Component’s = Total ERC (net figure rateable items only) to which contract size adjustment should be applied The 2023 Generic Contractors Test Spreadsheet has this facility built into the programme - it is recommended you undertake all contractors test valuations using this spreadsheet. (Details on the application of contract size adjustments can be found in the RCG 2023 Guidance notes). Where RV is calculated using the comparative method (rental method) the contract size adjustment should be made as follows: Select - SCAT code box ""P and M as an addition” within the 2023 Generic Contractors Test Spreadsheet facility. Or Where the spreadsheet is not used take the: Reciprocal of statutory de-capitalisation rate (i.e. 5% reciprocal = 20) multiply by rateable value of the buildings (before any overall end allowances are made and after making a notional deduction for the land value) and add to the ERC of P&M. Use resultant figure to calculate contract size adjustment. (Guidance Notes - Section 6) | Rates include for concrete base slab, steelwork supports ,roof and cone outlet. The costs are for single bins but as most installations will have several bins often linked with gantries / walkways with caged access ladders from ground level, these items will need to be added separately. On very high bins outside sheeting may be taken to ground level Wheat = 0.77 tonnes/m3 Barley = 0.69 tonnes/m3 Prices include foundations and erection costs For quantities of 5 - 10 bins allow 10% discount For quantities of 10 or more bins allow 15% discount These discounts also apply to catwalks and ladders used in conjunction with silos. | Holding volume of hopper. external works | Silo rateable under Class B, Table 4, - not rateable if Class 4 (e) limitation applies i.e. does not exceed 400m3 and is readily capable of being moved | - | The plant and machinery listed in the description has been included in this costing. | - | - | Containers - Silos, Galvanised Steel - Hopper Bottomed | - | 10046 |  | M3 | - | NA | NA | NA | 70.2075 | Option 2 | 76.278 | 8.647% | 112.6455 | 112.8972 | 60.81% | 48.01% | 112.8972 | 60.81% | Indexed | NA | VOA_GPN_GOV_UK\7246041 | 2019-08-30 | Low | - | - | Risk taken from previous CG | - | - | NA | Steel | NA | (BEAMS Note 1) The ERC for this item should be added to the total of the ERC of the other P&M items on the site and the Buildings ERC (where applicable) to enable the correct contract size adjustment to be made. ERC of P&M Items + ERC of Building Component’s = Total ERC (net figure rateable items only) to which contract size adjustment should be applied The 2021 Generic Contractors Test Spreadsheet has this facility built into the programme - it is recommended you undertake all contractors test valuations using this spreadsheet. (Details on the application of contract size adjustments can be found in the RCG 2021 Guidance notes). Where RV is calculated using the comparative method (rental method) the contract size adjustment should be made as follows: Select - SCAT code box "P and M as an addition” within the 2021 Generic Contractors Test Spreadsheet facility. Or Where the spreadsheet is not used take the: Reciprocal of statutory de-capitalisation rate (i.e. 5% reciprocal = 20) multiply by rateable value of the buildings (before any overall end allowances are made and after making a notional deduction for the land value) and add to the ERC of P&M. Use resultant figure to calculate contract size adjustment. (Guidance Notes - Section 6) | Containers - Silos, Galvanised Steel - Hopper Bottomed | - | 1 | TRUE
5154 | 43580T | 4263 | 43580T | Silo | Hopper bottomed | Galvanised steel with ribbed roof | Diam 9.14m | 645m³ | Walls constructed of galvanised curved corrugated steel sheets, lapped, double and bolted - Incorporating access door, conical ribbed roof with central filler hatch and internal access ladder, side handrails and handrails at high level. Hopper cone may be 40, 45 or 60. The hopper is raised above a concrete slab with steel columns attached to a curved ring beam. The columns are usually diagonally braced. | Location Adjustment Applicable (See Guidance Notes) - ERC = UK mean of 1.00 | (BEAMS Note 1) The ERC for this item should be added to the total of the ERC of the other P&M items on the site and the Buildings ERC (where applicable) to enable the correct contract size adjustment to be made. ERC of P&M Items + ERC of Building Component’s = Total ERC (net figure rateable items only) to which contract size adjustment should be applied The 2023 Generic Contractors Test Spreadsheet has this facility built into the programme - it is recommended you undertake all contractors test valuations using this spreadsheet. (Details on the application of contract size adjustments can be found in the RCG 2023 Guidance notes). Where RV is calculated using the comparative method (rental method) the contract size adjustment should be made as follows: Select - SCAT code box ""P and M as an addition” within the 2023 Generic Contractors Test Spreadsheet facility. Or Where the spreadsheet is not used take the: Reciprocal of statutory de-capitalisation rate (i.e. 5% reciprocal = 20) multiply by rateable value of the buildings (before any overall end allowances are made and after making a notional deduction for the land value) and add to the ERC of P&M. Use resultant figure to calculate contract size adjustment. (Guidance Notes - Section 6) | Rates include for concrete base slab, steelwork supports ,roof and cone outlet. The costs are for single bins but as most installations will have several bins often linked with gantries / walkways with caged access ladders from ground level, these items will need to be added separately. On very high bins outside sheeting may be taken to ground level Wheat = 0.77 tonnes/m3 Barley = 0.69 tonnes/m3 Prices include foundations and erection costs For quantities of 5 - 10 bins allow 10% discount For quantities of 10 or more bins allow 15% discount These discounts also apply to catwalks and ladders used in conjunction with silos. | Holding volume of hopper. external works | Silo rateable under Class B, Table 4, - not rateable if Class 4 (e) limitation applies i.e. does not exceed 400m3 and is readily capable of being moved | - | The plant and machinery listed in the description has been included in this costing. | - | - | Containers - Silos, Galvanised Steel - Hopper Bottomed | - | 10046 |  | M3 | - | NA | NA | NA | 101.0303 | Option 2 | 109.766 | 8.647% | 162.0996 | 162.4619 | 60.81% | 48.01% | 162.4619 | 60.81% | Indexed | NA | VOA_GPN_GOV_UK\7246041 | 2019-08-30 | Low | - | - | Risk taken from previous CG | - | - | NA | Steel | NA | (BEAMS Note 1) The ERC for this item should be added to the total of the ERC of the other P&M items on the site and the Buildings ERC (where applicable) to enable the correct contract size adjustment to be made. ERC of P&M Items + ERC of Building Component’s = Total ERC (net figure rateable items only) to which contract size adjustment should be applied The 2021 Generic Contractors Test Spreadsheet has this facility built into the programme - it is recommended you undertake all contractors test valuations using this spreadsheet. (Details on the application of contract size adjustments can be found in the RCG 2021 Guidance notes). Where RV is calculated using the comparative method (rental method) the contract size adjustment should be made as follows: Select - SCAT code box "P and M as an addition” within the 2021 Generic Contractors Test Spreadsheet facility. Or Where the spreadsheet is not used take the: Reciprocal of statutory de-capitalisation rate (i.e. 5% reciprocal = 20) multiply by rateable value of the buildings (before any overall end allowances are made and after making a notional deduction for the land value) and add to the ERC of P&M. Use resultant figure to calculate contract size adjustment. (Guidance Notes - Section 6) | Containers - Silos, Galvanised Steel - Hopper Bottomed | - | 1 | TRUE
5155 | 43580V | 4264 | 43580V | Silo | Hopper bottomed | Galvanised steel with ribbed roof | Diam 9.14m | 898m³ | Walls constructed of galvanised curved corrugated steel sheets, lapped, double and bolted - Incorporating access door, conical ribbed roof with central filler hatch and internal access ladder, side handrails and handrails at high level. Hopper cone may be 40, 45 or 60. The hopper is raised above a concrete slab with steel columns attached to a curved ring beam. The columns are usually diagonally braced. | Location Adjustment Applicable (See Guidance Notes) - ERC = UK mean of 1.00 | (BEAMS Note 1) The ERC for this item should be added to the total of the ERC of the other P&M items on the site and the Buildings ERC (where applicable) to enable the correct contract size adjustment to be made. ERC of P&M Items + ERC of Building Component’s = Total ERC (net figure rateable items only) to which contract size adjustment should be applied The 2023 Generic Contractors Test Spreadsheet has this facility built into the programme - it is recommended you undertake all contractors test valuations using this spreadsheet. (Details on the application of contract size adjustments can be found in the RCG 2023 Guidance notes). Where RV is calculated using the comparative method (rental method) the contract size adjustment should be made as follows: Select - SCAT code box ""P and M as an addition” within the 2023 Generic Contractors Test Spreadsheet facility. Or Where the spreadsheet is not used take the: Reciprocal of statutory de-capitalisation rate (i.e. 5% reciprocal = 20) multiply by rateable value of the buildings (before any overall end allowances are made and after making a notional deduction for the land value) and add to the ERC of P&M. Use resultant figure to calculate contract size adjustment. (Guidance Notes - Section 6) | Rates include for concrete base slab, steelwork supports ,roof and cone outlet. The costs are for single bins but as most installations will have several bins often linked with gantries / walkways with caged access ladders from ground level, these items will need to be added separately. On very high bins outside sheeting may be taken to ground level Wheat = 0.77 tonnes/m3 Barley = 0.69 tonnes/m3 Prices include foundations and erection costs For quantities of 5 - 10 bins allow 10% discount For quantities of 10 or more bins allow 15% discount These discounts also apply to catwalks and ladders used in conjunction with silos. | Holding volume of hopper. external works | Silo rateable under Class B, Table 4, - not rateable if Class 4 (e) limitation applies i.e. does not exceed 400m3 and is readily capable of being moved | - | The plant and machinery listed in the description has been included in this costing. | - | - | Containers - Silos, Galvanised Steel - Hopper Bottomed | - | 10046 |  | M3 | - | NA | NA | NA | 82.1942 | Option 2 | 89.3011 | 8.647% | 131.8776 | 132.1724 | 60.81% | 48.01% | 132.1724 | 60.81% | Indexed | NA | VOA_GPN_GOV_UK\7246041 | 2019-08-30 | Low | - | - | Risk taken from previous CG | - | - | NA | Steel | NA | (BEAMS Note 1) The ERC for this item should be added to the total of the ERC of the other P&M items on the site and the Buildings ERC (where applicable) to enable the correct contract size adjustment to be made. ERC of P&M Items + ERC of Building Component’s = Total ERC (net figure rateable items only) to which contract size adjustment should be applied The 2021 Generic Contractors Test Spreadsheet has this facility built into the programme - it is recommended you undertake all contractors test valuations using this spreadsheet. (Details on the application of contract size adjustments can be found in the RCG 2021 Guidance notes). Where RV is calculated using the comparative method (rental method) the contract size adjustment should be made as follows: Select - SCAT code box "P and M as an addition” within the 2021 Generic Contractors Test Spreadsheet facility. Or Where the spreadsheet is not used take the: Reciprocal of statutory de-capitalisation rate (i.e. 5% reciprocal = 20) multiply by rateable value of the buildings (before any overall end allowances are made and after making a notional deduction for the land value) and add to the ERC of P&M. Use resultant figure to calculate contract size adjustment. (Guidance Notes - Section 6) | Containers - Silos, Galvanised Steel - Hopper Bottomed | - | 1 | TRUE
5156 | 43580W | 4265 | 43580W | Silo | Hopper bottomed | Galvanised steel with ribbed roof | Diam 9.14m | 1201m³ | Walls constructed of galvanised curved corrugated steel sheets, lapped, double and bolted - Incorporating access door, conical ribbed roof with central filler hatch and internal access ladder, side handrails and handrails at high level. Hopper cone may be 40, 45 or 60. The hopper is raised above a concrete slab with steel columns attached to a curved ring beam. The columns are usually diagonally braced. | Location Adjustment Applicable (See Guidance Notes) - ERC = UK mean of 1.00 | (BEAMS Note 1) The ERC for this item should be added to the total of the ERC of the other P&M items on the site and the Buildings ERC (where applicable) to enable the correct contract size adjustment to be made. ERC of P&M Items + ERC of Building Component’s = Total ERC (net figure rateable items only) to which contract size adjustment should be applied The 2023 Generic Contractors Test Spreadsheet has this facility built into the programme - it is recommended you undertake all contractors test valuations using this spreadsheet. (Details on the application of contract size adjustments can be found in the RCG 2023 Guidance notes). Where RV is calculated using the comparative method (rental method) the contract size adjustment should be made as follows: Select - SCAT code box ""P and M as an addition” within the 2023 Generic Contractors Test Spreadsheet facility. Or Where the spreadsheet is not used take the: Reciprocal of statutory de-capitalisation rate (i.e. 5% reciprocal = 20) multiply by rateable value of the buildings (before any overall end allowances are made and after making a notional deduction for the land value) and add to the ERC of P&M. Use resultant figure to calculate contract size adjustment. (Guidance Notes - Section 6) | Rates include for concrete base slab, steelwork supports ,roof and cone outlet. The costs are for single bins but as most installations will have several bins often linked with gantries / walkways with caged access ladders from ground level, these items will need to be added separately. On very high bins outside sheeting may be taken to ground level Wheat = 0.77 tonnes/m3 Barley = 0.69 tonnes/m3 Prices include foundations and erection costs For quantities of 5 - 10 bins allow 10% discount For quantities of 10 or more bins allow 15% discount These discounts also apply to catwalks and ladders used in conjunction with silos. | Holding volume of hopper. external works | Silo rateable under Class B, Table 4, - not rateable if Class 4 (e) limitation applies i.e. does not exceed 400m3 and is readily capable of being moved | - | The plant and machinery listed in the description has been included in this costing. | - | - | Containers - Silos, Galvanised Steel - Hopper Bottomed | - | 10046 |  | M3 | - | NA | NA | NA | 69.3513 | Option 2 | 75.3478 | 8.647% | 111.2717 | 111.5204 | 60.81% | 48.01% | 111.5204 | 60.81% | Indexed | NA | VOA_GPN_GOV_UK\7246041 | 2019-08-30 | Low | - | - | Risk taken from previous CG | - | - | NA | Steel | NA | (BEAMS Note 1) The ERC for this item should be added to the total of the ERC of the other P&M items on the site and the Buildings ERC (where applicable) to enable the correct contract size adjustment to be made. ERC of P&M Items + ERC of Building Component’s = Total ERC (net figure rateable items only) to which contract size adjustment should be applied The 2021 Generic Contractors Test Spreadsheet has this facility built into the programme - it is recommended you undertake all contractors test valuations using this spreadsheet. (Details on the application of contract size adjustments can be found in the RCG 2021 Guidance notes). Where RV is calculated using the comparative method (rental method) the contract size adjustment should be made as follows: Select - SCAT code box "P and M as an addition” within the 2021 Generic Contractors Test Spreadsheet facility. Or Where the spreadsheet is not used take the: Reciprocal of statutory de-capitalisation rate (i.e. 5% reciprocal = 20) multiply by rateable value of the buildings (before any overall end allowances are made and after making a notional deduction for the land value) and add to the ERC of P&M. Use resultant figure to calculate contract size adjustment. (Guidance Notes - Section 6) | Containers - Silos, Galvanised Steel - Hopper Bottomed | - | 1 | TRUE
5157 | 43580X | 4266 | 43580X | Silo | Hopper bottomed | Galvanised steel with ribbed roof | Diam 10.97m | 602m³ | Walls constructed of galvanised curved corrugated steel sheets, lapped, double and bolted - Incorporating access door, conical ribbed roof with central filler hatch and internal access ladder, side handrails and handrails at high level. Hopper cone may be 40, 45 or 60. The hopper is raised above a concrete slab with steel columns attached to a curved ring beam. The columns are usually diagonally braced. | Location Adjustment Applicable (See Guidance Notes) - ERC = UK mean of 1.00 | (BEAMS Note 1) The ERC for this item should be added to the total of the ERC of the other P&M items on the site and the Buildings ERC (where applicable) to enable the correct contract size adjustment to be made. ERC of P&M Items + ERC of Building Component’s = Total ERC (net figure rateable items only) to which contract size adjustment should be applied The 2023 Generic Contractors Test Spreadsheet has this facility built into the programme - it is recommended you undertake all contractors test valuations using this spreadsheet. (Details on the application of contract size adjustments can be found in the RCG 2023 Guidance notes). Where RV is calculated using the comparative method (rental method) the contract size adjustment should be made as follows: Select - SCAT code box ""P and M as an addition” within the 2023 Generic Contractors Test Spreadsheet facility. Or Where the spreadsheet is not used take the: Reciprocal of statutory de-capitalisation rate (i.e. 5% reciprocal = 20) multiply by rateable value of the buildings (before any overall end allowances are made and after making a notional deduction for the land value) and add to the ERC of P&M. Use resultant figure to calculate contract size adjustment. (Guidance Notes - Section 6) | Rates include for concrete base slab, steelwork supports ,roof and cone outlet. The costs are for single bins but as most installations will have several bins often linked with gantries / walkways with caged access ladders from ground level, these items will need to be added separately. On very high bins outside sheeting may be taken to ground level Wheat = 0.77 tonnes/m3 Barley = 0.69 tonnes/m3 Prices include foundations and erection costs For quantities of 5 - 10 bins allow 10% discount For quantities of 10 or more bins allow 15% discount These discounts also apply to catwalks and ladders used in conjunction with silos. | Holding volume of hopper. external works | Silo rateable under Class B, Table 4, - not rateable if Class 4 (e) limitation applies i.e. does not exceed 400m3 and is readily capable of being moved | - | The plant and machinery listed in the description has been included in this costing. | - | - | Containers - Silos, Galvanised Steel - Hopper Bottomed | - | 10046 |  | M3 | - | NA | NA | NA | 128.4284 | Option 2 | 139.533 | 8.647% | 206.0588 | 206.5193 | 60.81% | 48.01% | 206.5193 | 60.81% | Indexed | NA | VOA_GPN_GOV_UK\7246041 | 2019-08-30 | Low | - | - | Risk taken from previous CG | - | - | NA | Steel | NA | (BEAMS Note 1) The ERC for this item should be added to the total of the ERC of the other P&M items on the site and the Buildings ERC (where applicable) to enable the correct contract size adjustment to be made. ERC of P&M Items + ERC of Building Component’s = Total ERC (net figure rateable items only) to which contract size adjustment should be applied The 2021 Generic Contractors Test Spreadsheet has this facility built into the programme - it is recommended you undertake all contractors test valuations using this spreadsheet. (Details on the application of contract size adjustments can be found in the RCG 2021 Guidance notes). Where RV is calculated using the comparative method (rental method) the contract size adjustment should be made as follows: Select - SCAT code box "P and M as an addition” within the 2021 Generic Contractors Test Spreadsheet facility. Or Where the spreadsheet is not used take the: Reciprocal of statutory de-capitalisation rate (i.e. 5% reciprocal = 20) multiply by rateable value of the buildings (before any overall end allowances are made and after making a notional deduction for the land value) and add to the ERC of P&M. Use resultant figure to calculate contract size adjustment. (Guidance Notes - Section 6) | Containers - Silos, Galvanised Steel - Hopper Bottomed | - | 1 | TRUE
5158 | 43580Y | 4267 | 43580Y | Silo | Hopper bottomed | Galvanised steel with ribbed roof | Diam 10.97m | 1500m³ | Walls constructed of galvanised curved corrugated steel sheets, lapped, double and bolted - Incorporating access door, conical ribbed roof with central filler hatch and internal access ladder, side handrails and handrails at high level. Hopper cone may be 40, 45 or 60. The hopper is raised above a concrete slab with steel columns attached to a curved ring beam. The columns are usually diagonally braced. | Location Adjustment Applicable (See Guidance Notes) - ERC = UK mean of 1.00 | (BEAMS Note 1) The ERC for this item should be added to the total of the ERC of the other P&M items on the site and the Buildings ERC (where applicable) to enable the correct contract size adjustment to be made. ERC of P&M Items + ERC of Building Component’s = Total ERC (net figure rateable items only) to which contract size adjustment should be applied The 2023 Generic Contractors Test Spreadsheet has this facility built into the programme - it is recommended you undertake all contractors test valuations using this spreadsheet. (Details on the application of contract size adjustments can be found in the RCG 2023 Guidance notes). Where RV is calculated using the comparative method (rental method) the contract size adjustment should be made as follows: Select - SCAT code box ""P and M as an addition” within the 2023 Generic Contractors Test Spreadsheet facility. Or Where the spreadsheet is not used take the: Reciprocal of statutory de-capitalisation rate (i.e. 5% reciprocal = 20) multiply by rateable value of the buildings (before any overall end allowances are made and after making a notional deduction for the land value) and add to the ERC of P&M. Use resultant figure to calculate contract size adjustment. (Guidance Notes - Section 6) | Rates include for concrete base slab, steelwork supports ,roof and cone outlet. The costs are for single bins but as most installations will have several bins often linked with gantries / walkways with caged access ladders from ground level, these items will need to be added separately. On very high bins outside sheeting may be taken to ground level Wheat = 0.77 tonnes/m3 Barley = 0.69 tonnes/m3 Prices include foundations and erection costs For quantities of 5 - 10 bins allow 10% discount For quantities of 10 or more bins allow 15% discount These discounts also apply to catwalks and ladders used in conjunction with silos. | Holding volume of hopper. external works | Silo rateable under Class B, Table 4, - not rateable if Class 4 (e) limitation applies i.e. does not exceed 400m3 and is readily capable of being moved | - | The plant and machinery listed in the description has been included in this costing. | - | - | Containers - Silos, Galvanised Steel - Hopper Bottomed | - | 10046 |  | M3 | - | NA | NA | NA | 66.7828 | Option 2 | 72.5572 | 8.647% | 107.1506 | 107.3901 | 60.81% | 48.01% | 107.3901 | 60.81% | Indexed | NA | VOA_GPN_GOV_UK\7246041 | 2019-08-30 | Low | - | - | Risk taken from previous CG | - | - | NA | Steel | NA | (BEAMS Note 1) The ERC for this item should be added to the total of the ERC of the other P&M items on the site and the Buildings ERC (where applicable) to enable the correct contract size adjustment to be made. ERC of P&M Items + ERC of Building Component’s = Total ERC (net figure rateable items only) to which contract size adjustment should be applied The 2021 Generic Contractors Test Spreadsheet has this facility built into the programme - it is recommended you undertake all contractors test valuations using this spreadsheet. (Details on the application of contract size adjustments can be found in the RCG 2021 Guidance notes). Where RV is calculated using the comparative method (rental method) the contract size adjustment should be made as follows: Select - SCAT code box "P and M as an addition” within the 2021 Generic Contractors Test Spreadsheet facility. Or Where the spreadsheet is not used take the: Reciprocal of statutory de-capitalisation rate (i.e. 5% reciprocal = 20) multiply by rateable value of the buildings (before any overall end allowances are made and after making a notional deduction for the land value) and add to the ERC of P&M. Use resultant figure to calculate contract size adjustment. (Guidance Notes - Section 6) | Containers - Silos, Galvanised Steel - Hopper Bottomed | - | 1 | TRUE
5159 | 43580Z | 4268 | 43580Z | Silo | Hopper bottomed | Galvanised steel with ribbed roof | Diam 10.97m | 1725m³ | Walls constructed of galvanised curved corrugated steel sheets, lapped, double and bolted - Incorporating access door, conical ribbed roof with central filler hatch and internal access ladder, side handrails and handrails at high level. Hopper cone may be 40, 45 or 60. The hopper is raised above a concrete slab with steel columns attached to a curved ring beam. The columns are usually diagonally braced. | Location Adjustment Applicable (See Guidance Notes) - ERC = UK mean of 1.00 | (BEAMS Note 1) The ERC for this item should be added to the total of the ERC of the other P&M items on the site and the Buildings ERC (where applicable) to enable the correct contract size adjustment to be made. ERC of P&M Items + ERC of Building Component’s = Total ERC (net figure rateable items only) to which contract size adjustment should be applied The 2023 Generic Contractors Test Spreadsheet has this facility built into the programme - it is recommended you undertake all contractors test valuations using this spreadsheet. (Details on the application of contract size adjustments can be found in the RCG 2023 Guidance notes). Where RV is calculated using the comparative method (rental method) the contract size adjustment should be made as follows: Select - SCAT code box ""P and M as an addition” within the 2023 Generic Contractors Test Spreadsheet facility. Or Where the spreadsheet is not used take the: Reciprocal of statutory de-capitalisation rate (i.e. 5% reciprocal = 20) multiply by rateable value of the buildings (before any overall end allowances are made and after making a notional deduction for the land value) and add to the ERC of P&M. Use resultant figure to calculate contract size adjustment. (Guidance Notes - Section 6) | Rates include for concrete base slab, steelwork supports ,roof and cone outlet. The costs are for single bins but as most installations will have several bins often linked with gantries / walkways with caged access ladders from ground level, these items will need to be added separately. On very high bins outside sheeting may be taken to ground level Wheat = 0.77 tonnes/m3 Barley = 0.69 tonnes/m3 Prices include foundations and erection costs For quantities of 5 - 10 bins allow 10% discount For quantities of 10 or more bins allow 15% discount These discounts also apply to catwalks and ladders used in conjunction with silos. | Holding volume of hopper. external works | Silo rateable under Class B, Table 4, - not rateable if Class 4 (e) limitation applies i.e. does not exceed 400m3 and is readily capable of being moved | - | The plant and machinery listed in the description has been included in this costing. | - | - | Containers - Silos, Galvanised Steel - Hopper Bottomed | - | 10046 |  | M3 | - | NA | NA | NA | 61.6456 | Option 2 | 66.9758 | 8.647% | 98.9082 | 99.1293 | 60.81% | 48.01% | 99.1293 | 60.81% | Indexed | NA | VOA_GPN_GOV_UK\7246041 | 2019-08-30 | Low | - | - | Risk taken from previous CG | - | - | NA | Steel | NA | (BEAMS Note 1) The ERC for this item should be added to the total of the ERC of the other P&M items on the site and the Buildings ERC (where applicable) to enable the correct contract size adjustment to be made. ERC of P&M Items + ERC of Building Component’s = Total ERC (net figure rateable items only) to which contract size adjustment should be applied The 2021 Generic Contractors Test Spreadsheet has this facility built into the programme - it is recommended you undertake all contractors test valuations using this spreadsheet. (Details on the application of contract size adjustments can be found in the RCG 2021 Guidance notes). Where RV is calculated using the comparative method (rental method) the contract size adjustment should be made as follows: Select - SCAT code box "P and M as an addition” within the 2021 Generic Contractors Test Spreadsheet facility. Or Where the spreadsheet is not used take the: Reciprocal of statutory de-capitalisation rate (i.e. 5% reciprocal = 20) multiply by rateable value of the buildings (before any overall end allowances are made and after making a notional deduction for the land value) and add to the ERC of P&M. Use resultant figure to calculate contract size adjustment. (Guidance Notes - Section 6) | Containers - Silos, Galvanised Steel - Hopper Bottomed | - | 1 | TRUE
5160 | 43520A | 4488 | 43520A | Silo | Hopper Bottomed less than 6m diam | Steel plate | 2mm | 50m³ | A circular hopper bottomed structure of sheet steel plate of varying thickness, including support steelwork. | Location Adjustment Applicable (See Guidance Notes) - ERC = UK mean of 1.00 | (BEAMS Note 2) The ERC for this item should be added to all other rateable items on the hereditament (except land). Therefore the total of the ERC of the other Building Items and the P&M ERC (where applicable) to enable the correct contract size adjustment to be made. ERC of Building Component + ERC of P&M = Total ERC to which contract size adjustment should be applied. The appropriate % adjustment should be made in accordance with the scale for contract size adjustment specified under section 6 of the RCG 2023 Guidance notes. The currency ERC rates are set at £4m (Four Million Pounds) @ 1st April 2021 (AVD) for the RCG 2023 Publication. | Based on the volume of the hopper. Costs are for a single hopper. Costs include supporting steelwork but exclude foundations. For a heavy duty roof add £260/m For galvanised steel add 10% to cost. | Diameter, GIV and Age Also details of foundations and piling where applicable. | - | - | - | - | Add for gantries, walkways and conveyors | Typical steel hopper bottomed silo for cement, fuel ash or similar materials | - | 10047 |  | M3 | - | NA | NA | NA | 153.2579 | Option 2 | 166.5094 | 8.647% | 245.8968 | 246.4464 | 60.81% | 48.01% | 246.4464 | 60.81% | Indexed | NA | VOA_GPN_GOV_UK\7246041 | 2019-08-30 | Low | - | - | Risk taken from previous CG | - | - | NA | Steel | NA | (BEAMS Note 2) The ERC for this item should be added to all other rateable items on the hereditament (except land). Therefore the total of the ERC of the other Building Items and the P&M ERC (where applicable) to enable the correct contract size adjustment to be made. ERC of Building Component + ERC of P&M = Total ERC to which contract size adjustment should be applied. The appropriate % adjustment should be made in accordance with the scale for contract size adjustment specified under section 6 of the RCG 2021 Guidance notes. The currency ERC rates are set at £4m (Four Million Pounds) @ 1st April 2019 (AVD) for the RCG 2021 Publication. | Typical steel hopper bottomed silo for cement, fuel ash or similar materials | - | 2 | TRUE
5161 | 43520D | 4489 | 43520D | Silo | Hopper Bottomed less than 6m diam | Steel plate | 2mm | 100m³ | A circular hopper bottomed structure of sheet steel plate of varying thickness, including support steelwork. | Location Adjustment Applicable (See Guidance Notes) - ERC = UK mean of 1.00 | (BEAMS Note 2) The ERC for this item should be added to all other rateable items on the hereditament (except land). Therefore the total of the ERC of the other Building Items and the P&M ERC (where applicable) to enable the correct contract size adjustment to be made. ERC of Building Component + ERC of P&M = Total ERC to which contract size adjustment should be applied. The appropriate % adjustment should be made in accordance with the scale for contract size adjustment specified under section 6 of the RCG 2023 Guidance notes. The currency ERC rates are set at £4m (Four Million Pounds) @ 1st April 2021 (AVD) for the RCG 2023 Publication. | Based on the volume of the hopper. Costs are for a single hopper. Costs include supporting steelwork but exclude foundations. For a heavy duty roof add £260/m For galvanised steel add 10% to cost. | Diameter, GIV and Age Also details of foundations and piling where applicable. | - | - | - | - | Add for gantries, walkways and conveyors | Typical steel hopper bottomed silo for cement, fuel ash or similar materials | - | 10047 |  | M3 | - | NA | NA | NA | 126.716 | Option 2 | 137.6726 | 8.647% | 203.3113 | 203.7657 | 60.81% | 48.01% | 203.7657 | 60.81% | Indexed | NA | VOA_GPN_GOV_UK\7246041 | 2019-08-30 | Low | - | - | Risk taken from previous CG | - | - | NA | Steel | NA | (BEAMS Note 2) The ERC for this item should be added to all other rateable items on the hereditament (except land). Therefore the total of the ERC of the other Building Items and the P&M ERC (where applicable) to enable the correct contract size adjustment to be made. ERC of Building Component + ERC of P&M = Total ERC to which contract size adjustment should be applied. The appropriate % adjustment should be made in accordance with the scale for contract size adjustment specified under section 6 of the RCG 2021 Guidance notes. The currency ERC rates are set at £4m (Four Million Pounds) @ 1st April 2019 (AVD) for the RCG 2021 Publication. | Typical steel hopper bottomed silo for cement, fuel ash or similar materials | - | 2 | TRUE
5162 | 43520G | 4490 | 43520G | Silo | Hopper Bottomed less than 6m diam | Steel plate | 2mm | 150m³ | A circular hopper bottomed structure of sheet steel plate of varying thickness, including support steelwork. | Location Adjustment Applicable (See Guidance Notes) - ERC = UK mean of 1.00 | (BEAMS Note 2) The ERC for this item should be added to all other rateable items on the hereditament (except land). Therefore the total of the ERC of the other Building Items and the P&M ERC (where applicable) to enable the correct contract size adjustment to be made. ERC of Building Component + ERC of P&M = Total ERC to which contract size adjustment should be applied. The appropriate % adjustment should be made in accordance with the scale for contract size adjustment specified under section 6 of the RCG 2023 Guidance notes. The currency ERC rates are set at £4m (Four Million Pounds) @ 1st April 2021 (AVD) for the RCG 2023 Publication. | Based on the volume of the hopper. Costs are for a single hopper. Costs include supporting steelwork but exclude foundations. For a heavy duty roof add £260/m For galvanised steel add 10% to cost. | Diameter, GIV and Age Also details of foundations and piling where applicable. | - | - | - | - | Add for gantries, walkways and conveyors | Typical steel hopper bottomed silo for cement, fuel ash or similar materials | - | 10047 |  | M3 | - | NA | NA | NA | 111.3046 | Option 2 | 120.9286 | 8.647% | 178.5843 | 178.9834 | 60.81% | 48.01% | 178.9834 | 60.81% | Indexed | NA | VOA_GPN_GOV_UK\7246041 | 2019-08-30 | Low | - | - | Risk taken from previous CG | - | - | NA | Steel | NA | (BEAMS Note 2) The ERC for this item should be added to all other rateable items on the hereditament (except land). Therefore the total of the ERC of the other Building Items and the P&M ERC (where applicable) to enable the correct contract size adjustment to be made. ERC of Building Component + ERC of P&M = Total ERC to which contract size adjustment should be applied. The appropriate % adjustment should be made in accordance with the scale for contract size adjustment specified under section 6 of the RCG 2021 Guidance notes. The currency ERC rates are set at £4m (Four Million Pounds) @ 1st April 2019 (AVD) for the RCG 2021 Publication. | Typical steel hopper bottomed silo for cement, fuel ash or similar materials | - | 2 | TRUE
5163 | 43520L | 4491 | 43520L | Silo | Hopper Bottomed less than 6m diam | Steel plate | 2mm | 200m³ | A circular hopper bottomed structure of sheet steel plate of varying thickness, including support steelwork. | Location Adjustment Applicable (See Guidance Notes) - ERC = UK mean of 1.00 | (BEAMS Note 2) The ERC for this item should be added to all other rateable items on the hereditament (except land). Therefore the total of the ERC of the other Building Items and the P&M ERC (where applicable) to enable the correct contract size adjustment to be made. ERC of Building Component + ERC of P&M = Total ERC to which contract size adjustment should be applied. The appropriate % adjustment should be made in accordance with the scale for contract size adjustment specified under section 6 of the RCG 2023 Guidance notes. The currency ERC rates are set at £4m (Four Million Pounds) @ 1st April 2021 (AVD) for the RCG 2023 Publication. | Based on the volume of the hopper. Costs are for a single hopper. Costs include supporting steelwork but exclude foundations. For a heavy duty roof add £260/m For galvanised steel add 10% to cost. | Diameter, GIV and Age Also details of foundations and piling where applicable. | - | - | - | - | Add for gantries, walkways and conveyors | Typical steel hopper bottomed silo for cement, fuel ash or similar materials | - | 10047 |  | M3 | - | NA | NA | NA | 106.1675 | Option 2 | 115.3473 | 8.647% | 170.3419 | 170.7226 | 60.81% | 48.01% | 170.7226 | 60.81% | Indexed | NA | VOA_GPN_GOV_UK\7246041 | 2019-08-30 | Low | - | - | Risk taken from previous CG | - | - | NA | Steel | NA | (BEAMS Note 2) The ERC for this item should be added to all other rateable items on the hereditament (except land). Therefore the total of the ERC of the other Building Items and the P&M ERC (where applicable) to enable the correct contract size adjustment to be made. ERC of Building Component + ERC of P&M = Total ERC to which contract size adjustment should be applied. The appropriate % adjustment should be made in accordance with the scale for contract size adjustment specified under section 6 of the RCG 2021 Guidance notes. The currency ERC rates are set at £4m (Four Million Pounds) @ 1st April 2019 (AVD) for the RCG 2021 Publication. | Typical steel hopper bottomed silo for cement, fuel ash or similar materials | - | 2 | TRUE
5164 | 43520P | 4492 | 43520P | Silo | Hopper Bottomed less than 6m diam | Steel plate | 2mm | 250m³ | A circular hopper bottomed structure of sheet steel plate of varying thickness, including support steelwork. | Location Adjustment Applicable (See Guidance Notes) - ERC = UK mean of 1.00 | (BEAMS Note 2) The ERC for this item should be added to all other rateable items on the hereditament (except land). Therefore the total of the ERC of the other Building Items and the P&M ERC (where applicable) to enable the correct contract size adjustment to be made. ERC of Building Component + ERC of P&M = Total ERC to which contract size adjustment should be applied. The appropriate % adjustment should be made in accordance with the scale for contract size adjustment specified under section 6 of the RCG 2023 Guidance notes. The currency ERC rates are set at £4m (Four Million Pounds) @ 1st April 2021 (AVD) for the RCG 2023 Publication. | Based on the volume of the hopper. Costs are for a single hopper. Costs include supporting steelwork but exclude foundations. For a heavy duty roof add £260/m For galvanised steel add 10% to cost. | Diameter, GIV and Age Also details of foundations and piling where applicable. | - | - | - | - | Add for gantries, walkways and conveyors | Typical steel hopper bottomed silo for cement, fuel ash or similar materials | - | 10047 |  | M3 | - | NA | NA | NA | 96.7494 | Option 2 | 105.1149 | 8.647% | 155.231 | 155.5779 | 60.81% | 48.01% | 155.5779 | 60.81% | Indexed | NA | VOA_GPN_GOV_UK\7246041 | 2019-08-30 | Low | - | - | Risk taken from previous CG | - | - | NA | Steel | NA | (BEAMS Note 2) The ERC for this item should be added to all other rateable items on the hereditament (except land). Therefore the total of the ERC of the other Building Items and the P&M ERC (where applicable) to enable the correct contract size adjustment to be made. ERC of Building Component + ERC of P&M = Total ERC to which contract size adjustment should be applied. The appropriate % adjustment should be made in accordance with the scale for contract size adjustment specified under section 6 of the RCG 2021 Guidance notes. The currency ERC rates are set at £4m (Four Million Pounds) @ 1st April 2019 (AVD) for the RCG 2021 Publication. | Typical steel hopper bottomed silo for cement, fuel ash or similar materials | - | 2 | TRUE
5165 | 43521A | 4493 | 43521A | Silo | Hopper Bottomed less than 6m diam | Steel plate | 4mm | 50m³ | A circular hopper bottomed structure of sheet steel plate of varying thickness, including support steelwork. | Location Adjustment Applicable (See Guidance Notes) - ERC = UK mean of 1.00 | (BEAMS Note 2) The ERC for this item should be added to all other rateable items on the hereditament (except land). Therefore the total of the ERC of the other Building Items and the P&M ERC (where applicable) to enable the correct contract size adjustment to be made. ERC of Building Component + ERC of P&M = Total ERC to which contract size adjustment should be applied. The appropriate % adjustment should be made in accordance with the scale for contract size adjustment specified under section 6 of the RCG 2023 Guidance notes. The currency ERC rates are set at £4m (Four Million Pounds) @ 1st April 2021 (AVD) for the RCG 2023 Publication. | Based on the volume of the hopper. Costs are for a single hopper. Costs include supporting steelwork but exclude foundations. For a heavy duty roof add £260/m For galvanised steel add 10% to cost. | Diameter, GIV and Age Also details of foundations and piling where applicable. | - | - | - | - | Add for gantries, walkways and conveyors | Typical steel hopper bottomed silo for cement, fuel ash or similar materials | - | 10047 |  | M3 | - | NA | NA | NA | 190.074 | Option 2 | 206.5088 | 8.647% | 304.967 | 305.6486 | 60.81% | 48.01% | 305.6486 | 60.81% | Indexed | NA | VOA_GPN_GOV_UK\7246041 | 2019-08-30 | Low | - | - | Risk taken from previous CG | - | - | NA | Steel | NA | (BEAMS Note 2) The ERC for this item should be added to all other rateable items on the hereditament (except land). Therefore the total of the ERC of the other Building Items and the P&M ERC (where applicable) to enable the correct contract size adjustment to be made. ERC of Building Component + ERC of P&M = Total ERC to which contract size adjustment should be applied. The appropriate % adjustment should be made in accordance with the scale for contract size adjustment specified under section 6 of the RCG 2021 Guidance notes. The currency ERC rates are set at £4m (Four Million Pounds) @ 1st April 2019 (AVD) for the RCG 2021 Publication. | Typical steel hopper bottomed silo for cement, fuel ash or similar materials | - | 2 | TRUE
5166 | 43521D | 4494 | 43521D | Silo | Hopper Bottomed less than 6m diam | Steel plate | 4mm | 100m³ | A circular hopper bottomed structure of sheet steel plate of varying thickness, including support steelwork. | Location Adjustment Applicable (See Guidance Notes) - ERC = UK mean of 1.00 | (BEAMS Note 2) The ERC for this item should be added to all other rateable items on the hereditament (except land). Therefore the total of the ERC of the other Building Items and the P&M ERC (where applicable) to enable the correct contract size adjustment to be made. ERC of Building Component + ERC of P&M = Total ERC to which contract size adjustment should be applied. The appropriate % adjustment should be made in accordance with the scale for contract size adjustment specified under section 6 of the RCG 2023 Guidance notes. The currency ERC rates are set at £4m (Four Million Pounds) @ 1st April 2021 (AVD) for the RCG 2023 Publication. | Based on the volume of the hopper. Costs are for a single hopper. Costs include supporting steelwork but exclude foundations. For a heavy duty roof add £260/m For galvanised steel add 10% to cost. | Diameter, GIV and Age Also details of foundations and piling where applicable. | - | - | - | - | Add for gantries, walkways and conveyors | Typical steel hopper bottomed silo for cement, fuel ash or similar materials | - | 10047 |  | M3 | - | NA | NA | NA | 159.2512 | Option 2 | 173.0209 | 8.647% | 255.5129 | 256.084 | 60.81% | 48.01% | 256.084 | 60.81% | Indexed | NA | VOA_GPN_GOV_UK\7246041 | 2019-08-30 | Low | - | - | Risk taken from previous CG | - | - | NA | Steel | NA | (BEAMS Note 2) The ERC for this item should be added to all other rateable items on the hereditament (except land). Therefore the total of the ERC of the other Building Items and the P&M ERC (where applicable) to enable the correct contract size adjustment to be made. ERC of Building Component + ERC of P&M = Total ERC to which contract size adjustment should be applied. The appropriate % adjustment should be made in accordance with the scale for contract size adjustment specified under section 6 of the RCG 2021 Guidance notes. The currency ERC rates are set at £4m (Four Million Pounds) @ 1st April 2019 (AVD) for the RCG 2021 Publication. | Typical steel hopper bottomed silo for cement, fuel ash or similar materials | - | 2 | TRUE
5167 | 43521G | 4447 | 43521G | Silo | Hopper Bottomed less than 6m diam | Steel plate | 4mm | 150m³ | A circular hopper bottomed structure of sheet steel plate of varying thickness, including support steelwork. | Location Adjustment Applicable (See Guidance Notes) - ERC = UK mean of 1.00 | (BEAMS Note 2) The ERC for this item should be added to all other rateable items on the hereditament (except land). Therefore the total of the ERC of the other Building Items and the P&M ERC (where applicable) to enable the correct contract size adjustment to be made. ERC of Building Component + ERC of P&M = Total ERC to which contract size adjustment should be applied. The appropriate % adjustment should be made in accordance with the scale for contract size adjustment specified under section 6 of the RCG 2023 Guidance notes. The currency ERC rates are set at £4m (Four Million Pounds) @ 1st April 2021 (AVD) for the RCG 2023 Publication. | Based on the volume of the hopper. Costs are for a single hopper. Costs include supporting steelwork but exclude foundations. For a heavy duty roof add £260/m For galvanised steel add 10% to cost. | Diameter, GIV and Age Also details of foundations and piling where applicable. | - | - | - | - | Add for gantries, walkways and conveyors | Typical steel hopper bottomed silo for cement, fuel ash or similar materials | - | 10047 |  | M3 | - | NA | NA | NA | 142.1274 | Option 2 | 154.4165 | 8.647% | 228.0384 | 228.5481 | 60.81% | 48.01% | 228.5481 | 60.81% | Indexed | NA | VOA_GPN_GOV_UK\7246041 | 2019-08-30 | Low | - | - | Risk taken from previous CG | - | - | NA | Steel | NA | (BEAMS Note 2) The ERC for this item should be added to all other rateable items on the hereditament (except land). Therefore the total of the ERC of the other Building Items and the P&M ERC (where applicable) to enable the correct contract size adjustment to be made. ERC of Building Component + ERC of P&M = Total ERC to which contract size adjustment should be applied. The appropriate % adjustment should be made in accordance with the scale for contract size adjustment specified under section 6 of the RCG 2021 Guidance notes. The currency ERC rates are set at £4m (Four Million Pounds) @ 1st April 2019 (AVD) for the RCG 2021 Publication. | Typical steel hopper bottomed silo for cement, fuel ash or similar materials | - | 2 | TRUE
5168 | 43521L | 4448 | 43521L | Silo | Hopper Bottomed less than 6m diam | Steel plate | 4mm | 200m³ | A circular hopper bottomed structure of sheet steel plate of varying thickness, including support steelwork. | Location Adjustment Applicable (See Guidance Notes) - ERC = UK mean of 1.00 | (BEAMS Note 2) The ERC for this item should be added to all other rateable items on the hereditament (except land). Therefore the total of the ERC of the other Building Items and the P&M ERC (where applicable) to enable the correct contract size adjustment to be made. ERC of Building Component + ERC of P&M = Total ERC to which contract size adjustment should be applied. The appropriate % adjustment should be made in accordance with the scale for contract size adjustment specified under section 6 of the RCG 2023 Guidance notes. The currency ERC rates are set at £4m (Four Million Pounds) @ 1st April 2021 (AVD) for the RCG 2023 Publication. | Based on the volume of the hopper. Costs are for a single hopper. Costs include supporting steelwork but exclude foundations. For a heavy duty roof add £260/m For galvanised steel add 10% to cost. | Diameter, GIV and Age Also details of foundations and piling where applicable. | - | - | - | - | Add for gantries, walkways and conveyors | Typical steel hopper bottomed silo for cement, fuel ash or similar materials | - | 10047 |  | M3 | - | NA | NA | NA | 132.7093 | Option 2 | 144.1841 | 8.647% | 212.9274 | 213.4033 | 60.81% | 48.01% | 213.4033 | 60.81% | Indexed | NA | VOA_GPN_GOV_UK\7246041 | 2019-08-30 | Low | - | - | Risk taken from previous CG | - | - | NA | Steel | NA | (BEAMS Note 2) The ERC for this item should be added to all other rateable items on the hereditament (except land). Therefore the total of the ERC of the other Building Items and the P&M ERC (where applicable) to enable the correct contract size adjustment to be made. ERC of Building Component + ERC of P&M = Total ERC to which contract size adjustment should be applied. The appropriate % adjustment should be made in accordance with the scale for contract size adjustment specified under section 6 of the RCG 2021 Guidance notes. The currency ERC rates are set at £4m (Four Million Pounds) @ 1st April 2019 (AVD) for the RCG 2021 Publication. | Typical steel hopper bottomed silo for cement, fuel ash or similar materials | - | 2 | TRUE
5169 | 43521P | 4449 | 43521P | Silo | Hopper Bottomed less than 6m diam | Steel plate | 4mm | 250m³ | A circular hopper bottomed structure of sheet steel plate of varying thickness, including support steelwork. | Location Adjustment Applicable (See Guidance Notes) - ERC = UK mean of 1.00 | (BEAMS Note 2) The ERC for this item should be added to all other rateable items on the hereditament (except land). Therefore the total of the ERC of the other Building Items and the P&M ERC (where applicable) to enable the correct contract size adjustment to be made. ERC of Building Component + ERC of P&M = Total ERC to which contract size adjustment should be applied. The appropriate % adjustment should be made in accordance with the scale for contract size adjustment specified under section 6 of the RCG 2023 Guidance notes. The currency ERC rates are set at £4m (Four Million Pounds) @ 1st April 2021 (AVD) for the RCG 2023 Publication. | Based on the volume of the hopper. Costs are for a single hopper. Costs include supporting steelwork but exclude foundations. For a heavy duty roof add £260/m For galvanised steel add 10% to cost. | Diameter, GIV and Age Also details of foundations and piling where applicable. | - | - | - | - | Add for gantries, walkways and conveyors | Typical steel hopper bottomed silo for cement, fuel ash or similar materials | - | 10047 |  | M3 | - | NA | NA | NA | 121.5789 | Option 2 | 132.0912 | 8.647% | 195.069 | 195.505 | 60.81% | 48.01% | 195.505 | 60.81% | Indexed | NA | VOA_GPN_GOV_UK\7246041 | 2019-08-30 | Low | - | - | Risk taken from previous CG | - | - | NA | Steel | NA | (BEAMS Note 2) The ERC for this item should be added to all other rateable items on the hereditament (except land). Therefore the total of the ERC of the other Building Items and the P&M ERC (where applicable) to enable the correct contract size adjustment to be made. ERC of Building Component + ERC of P&M = Total ERC to which contract size adjustment should be applied. The appropriate % adjustment should be made in accordance with the scale for contract size adjustment specified under section 6 of the RCG 2021 Guidance notes. The currency ERC rates are set at £4m (Four Million Pounds) @ 1st April 2019 (AVD) for the RCG 2021 Publication. | Typical steel hopper bottomed silo for cement, fuel ash or similar materials | - | 2 | TRUE
5170 | 43522A | 4450 | 43522A | Silo | Hopper Bottomed less than 6m diam | Steel plate | 6mm | 50m³ | A circular hopper bottomed structure of sheet steel plate of varying thickness, including support steelwork. | Location Adjustment Applicable (See Guidance Notes) - ERC = UK mean of 1.00 | (BEAMS Note 2) The ERC for this item should be added to all other rateable items on the hereditament (except land). Therefore the total of the ERC of the other Building Items and the P&M ERC (where applicable) to enable the correct contract size adjustment to be made. ERC of Building Component + ERC of P&M = Total ERC to which contract size adjustment should be applied. The appropriate % adjustment should be made in accordance with the scale for contract size adjustment specified under section 6 of the RCG 2023 Guidance notes. The currency ERC rates are set at £4m (Four Million Pounds) @ 1st April 2021 (AVD) for the RCG 2023 Publication. | Based on the volume of the hopper. Costs are for a single hopper. Costs include supporting steelwork but exclude foundations. For a heavy duty roof add £260/m For galvanised steel add 10% to cost. | Diameter, GIV and Age Also details of foundations and piling where applicable. | - | - | - | - | Add for gantries, walkways and conveyors | Typical steel hopper bottomed silo for cement, fuel ash or similar materials | - | 10047 |  | M3 | - | NA | NA | NA | 244.0139 | Option 2 | 265.1127 | 8.647% | 391.5117 | 392.3867 | 60.81% | 48.01% | 392.3867 | 60.81% | Indexed | NA | VOA_GPN_GOV_UK\7246041 | 2019-08-30 | Low | - | - | Risk taken from previous CG | - | - | NA | Steel | NA | (BEAMS Note 2) The ERC for this item should be added to all other rateable items on the hereditament (except land). Therefore the total of the ERC of the other Building Items and the P&M ERC (where applicable) to enable the correct contract size adjustment to be made. ERC of Building Component + ERC of P&M = Total ERC to which contract size adjustment should be applied. The appropriate % adjustment should be made in accordance with the scale for contract size adjustment specified under section 6 of the RCG 2021 Guidance notes. The currency ERC rates are set at £4m (Four Million Pounds) @ 1st April 2019 (AVD) for the RCG 2021 Publication. | Typical steel hopper bottomed silo for cement, fuel ash or similar materials | - | 2 | TRUE
5171 | 43522D | 4451 | 43522D | Silo | Hopper Bottomed less than 6m diam | Steel plate | 6mm | 100m³ | A circular hopper bottomed structure of sheet steel plate of varying thickness, including support steelwork. | Location Adjustment Applicable (See Guidance Notes) - ERC = UK mean of 1.00 | (BEAMS Note 2) The ERC for this item should be added to all other rateable items on the hereditament (except land). Therefore the total of the ERC of the other Building Items and the P&M ERC (where applicable) to enable the correct contract size adjustment to be made. ERC of Building Component + ERC of P&M = Total ERC to which contract size adjustment should be applied. The appropriate % adjustment should be made in accordance with the scale for contract size adjustment specified under section 6 of the RCG 2023 Guidance notes. The currency ERC rates are set at £4m (Four Million Pounds) @ 1st April 2021 (AVD) for the RCG 2023 Publication. | Based on the volume of the hopper. Costs are for a single hopper. Costs include supporting steelwork but exclude foundations. For a heavy duty roof add £260/m For galvanised steel add 10% to cost. | Diameter, GIV and Age Also details of foundations and piling where applicable. | - | - | - | - | Add for gantries, walkways and conveyors | Typical steel hopper bottomed silo for cement, fuel ash or similar materials | - | 10047 |  | M3 | - | NA | NA | NA | 201.2044 | Option 2 | 218.6017 | 8.647% | 322.8254 | 323.5469 | 60.81% | 48.01% | 323.5469 | 60.81% | Indexed | NA | VOA_GPN_GOV_UK\7246041 | 2019-08-30 | Low | - | - | Risk taken from previous CG | - | - | NA | Steel | NA | (BEAMS Note 2) The ERC for this item should be added to all other rateable items on the hereditament (except land). Therefore the total of the ERC of the other Building Items and the P&M ERC (where applicable) to enable the correct contract size adjustment to be made. ERC of Building Component + ERC of P&M = Total ERC to which contract size adjustment should be applied. The appropriate % adjustment should be made in accordance with the scale for contract size adjustment specified under section 6 of the RCG 2021 Guidance notes. The currency ERC rates are set at £4m (Four Million Pounds) @ 1st April 2019 (AVD) for the RCG 2021 Publication. | Typical steel hopper bottomed silo for cement, fuel ash or similar materials | - | 2 | TRUE
5172 | 43522G | 4498 | 43522G | Silo | Hopper Bottomed less than 6m diam | Steel plate | 6mm | 150m³ | A circular hopper bottomed structure of sheet steel plate of varying thickness, including support steelwork. | Location Adjustment Applicable (See Guidance Notes) - ERC = UK mean of 1.00 | (BEAMS Note 2) The ERC for this item should be added to all other rateable items on the hereditament (except land). Therefore the total of the ERC of the other Building Items and the P&M ERC (where applicable) to enable the correct contract size adjustment to be made. ERC of Building Component + ERC of P&M = Total ERC to which contract size adjustment should be applied. The appropriate % adjustment should be made in accordance with the scale for contract size adjustment specified under section 6 of the RCG 2023 Guidance notes. The currency ERC rates are set at £4m (Four Million Pounds) @ 1st April 2021 (AVD) for the RCG 2023 Publication. | Based on the volume of the hopper. Costs are for a single hopper. Costs include supporting steelwork but exclude foundations. For a heavy duty roof add £260/m For galvanised steel add 10% to cost. | Diameter, GIV and Age Also details of foundations and piling where applicable. | - | - | - | - | Add for gantries, walkways and conveyors | Typical steel hopper bottomed silo for cement, fuel ash or similar materials | - | 10047 |  | M3 | - | NA | NA | NA | 180.6559 | Option 2 | 196.2764 | 8.647% | 289.856 | 290.5039 | 60.81% | 48.01% | 290.5039 | 60.81% | Indexed | NA | VOA_GPN_GOV_UK\7246041 | 2019-08-30 | Low | - | - | Risk taken from previous CG | - | - | NA | Steel | NA | (BEAMS Note 2) The ERC for this item should be added to all other rateable items on the hereditament (except land). Therefore the total of the ERC of the other Building Items and the P&M ERC (where applicable) to enable the correct contract size adjustment to be made. ERC of Building Component + ERC of P&M = Total ERC to which contract size adjustment should be applied. The appropriate % adjustment should be made in accordance with the scale for contract size adjustment specified under section 6 of the RCG 2021 Guidance notes. The currency ERC rates are set at £4m (Four Million Pounds) @ 1st April 2019 (AVD) for the RCG 2021 Publication. | Typical steel hopper bottomed silo for cement, fuel ash or similar materials | - | 2 | TRUE
5173 | 43522L | 4499 | 43522L | Silo | Hopper Bottomed less than 6m diam | Steel plate | 6mm | 200m³ | A circular hopper bottomed structure of sheet steel plate of varying thickness, including support steelwork. | Location Adjustment Applicable (See Guidance Notes) - ERC = UK mean of 1.00 | (BEAMS Note 2) The ERC for this item should be added to all other rateable items on the hereditament (except land). Therefore the total of the ERC of the other Building Items and the P&M ERC (where applicable) to enable the correct contract size adjustment to be made. ERC of Building Component + ERC of P&M = Total ERC to which contract size adjustment should be applied. The appropriate % adjustment should be made in accordance with the scale for contract size adjustment specified under section 6 of the RCG 2023 Guidance notes. The currency ERC rates are set at £4m (Four Million Pounds) @ 1st April 2021 (AVD) for the RCG 2023 Publication. | Based on the volume of the hopper. Costs are for a single hopper. Costs include supporting steelwork but exclude foundations. For a heavy duty roof add £260/m For galvanised steel add 10% to cost. | Diameter, GIV and Age Also details of foundations and piling where applicable. | - | - | - | - | Add for gantries, walkways and conveyors | Typical steel hopper bottomed silo for cement, fuel ash or similar materials | - | 10047 |  | M3 | - | NA | NA | NA | 169.5254 | Option 2 | 184.1836 | 8.647% | 271.9976 | 272.6055 | 60.81% | 48.01% | 272.6055 | 60.81% | Indexed | NA | VOA_GPN_GOV_UK\7246041 | 2019-08-30 | Low | - | - | Risk taken from previous CG | - | - | NA | Steel | NA | (BEAMS Note 2) The ERC for this item should be added to all other rateable items on the hereditament (except land). Therefore the total of the ERC of the other Building Items and the P&M ERC (where applicable) to enable the correct contract size adjustment to be made. ERC of Building Component + ERC of P&M = Total ERC to which contract size adjustment should be applied. The appropriate % adjustment should be made in accordance with the scale for contract size adjustment specified under section 6 of the RCG 2021 Guidance notes. The currency ERC rates are set at £4m (Four Million Pounds) @ 1st April 2019 (AVD) for the RCG 2021 Publication. | Typical steel hopper bottomed silo for cement, fuel ash or similar materials | - | 2 | TRUE
5174 | 43522P | 4500 | 43522P | Silo | Hopper Bottomed less than 6m diam | Steel plate | 6mm | 250m³ | A circular hopper bottomed structure of sheet steel plate of varying thickness, including support steelwork. | Location Adjustment Applicable (See Guidance Notes) - ERC = UK mean of 1.00 | (BEAMS Note 2) The ERC for this item should be added to all other rateable items on the hereditament (except land). Therefore the total of the ERC of the other Building Items and the P&M ERC (where applicable) to enable the correct contract size adjustment to be made. ERC of Building Component + ERC of P&M = Total ERC to which contract size adjustment should be applied. The appropriate % adjustment should be made in accordance with the scale for contract size adjustment specified under section 6 of the RCG 2023 Guidance notes. The currency ERC rates are set at £4m (Four Million Pounds) @ 1st April 2021 (AVD) for the RCG 2023 Publication. | Based on the volume of the hopper. Costs are for a single hopper. Costs include supporting steelwork but exclude foundations. For a heavy duty roof add £260/m For galvanised steel add 10% to cost. | Diameter, GIV and Age Also details of foundations and piling where applicable. | - | - | - | - | Add for gantries, walkways and conveyors | Typical steel hopper bottomed silo for cement, fuel ash or similar materials | - | 10047 |  | M3 | - | NA | NA | NA | 159.2512 | Option 2 | 173.0209 | 8.647% | 255.5129 | 256.084 | 60.81% | 48.01% | 256.084 | 60.81% | Indexed | NA | VOA_GPN_GOV_UK\7246041 | 2019-08-30 | Low | - | - | Risk taken from previous CG | - | - | NA | Steel | NA | (BEAMS Note 2) The ERC for this item should be added to all other rateable items on the hereditament (except land). Therefore the total of the ERC of the other Building Items and the P&M ERC (where applicable) to enable the correct contract size adjustment to be made. ERC of Building Component + ERC of P&M = Total ERC to which contract size adjustment should be applied. The appropriate % adjustment should be made in accordance with the scale for contract size adjustment specified under section 6 of the RCG 2021 Guidance notes. The currency ERC rates are set at £4m (Four Million Pounds) @ 1st April 2019 (AVD) for the RCG 2021 Publication. | Typical steel hopper bottomed silo for cement, fuel ash or similar materials | - | 2 | TRUE
5175 | 43523A | 4501 | 43523A | Silo | Hopper Bottomed more than 6m diam | Steel plate | 2mm | 200m³ | A circular hopper bottomed structure of sheet steel plate of varying thickness, including support steelwork. | Location Adjustment Applicable (See Guidance Notes) - ERC = UK mean of 1.00 | (BEAMS Note 2) The ERC for this item should be added to all other rateable items on the hereditament (except land). Therefore the total of the ERC of the other Building Items and the P&M ERC (where applicable) to enable the correct contract size adjustment to be made. ERC of Building Component + ERC of P&M = Total ERC to which contract size adjustment should be applied. The appropriate % adjustment should be made in accordance with the scale for contract size adjustment specified under section 6 of the RCG 2023 Guidance notes. The currency ERC rates are set at £4m (Four Million Pounds) @ 1st April 2021 (AVD) for the RCG 2023 Publication. | Based on the volume of the hopper. Costs are for a single hopper. Costs include supporting steelwork but exclude foundations. For a heavy duty roof add £260/m For galvanised steel add 10% to cost. | Diameter, GIV and Age Also details of foundations and piling where applicable. | - | - | - | - | Add for gantries, walkways and conveyors | Typical steel hopper bottomed silo for cement, fuel ash or similar materials | - | 10047 |  | M3 | - | NA | NA | NA | 137.8464 | Option 2 | 149.7654 | 8.647% | 221.1698 | 221.6641 | 60.81% | 48.01% | 221.6641 | 60.81% | Indexed | NA | VOA_GPN_GOV_UK\7246041 | 2019-08-30 | Low | - | - | Risk taken from previous CG | - | - | NA | Steel | NA | (BEAMS Note 2) The ERC for this item should be added to all other rateable items on the hereditament (except land). Therefore the total of the ERC of the other Building Items and the P&M ERC (where applicable) to enable the correct contract size adjustment to be made. ERC of Building Component + ERC of P&M = Total ERC to which contract size adjustment should be applied. The appropriate % adjustment should be made in accordance with the scale for contract size adjustment specified under section 6 of the RCG 2021 Guidance notes. The currency ERC rates are set at £4m (Four Million Pounds) @ 1st April 2019 (AVD) for the RCG 2021 Publication. | Typical steel hopper bottomed silo for cement, fuel ash or similar materials | - | 2 | TRUE
5176 | 43523D | 4502 | 43523D | Silo | Hopper Bottomed more than 6m diam | Steel plate | 2mm | 250m³ | A circular hopper bottomed structure of sheet steel plate of varying thickness, including support steelwork. | Location Adjustment Applicable (See Guidance Notes) - ERC = UK mean of 1.00 | (BEAMS Note 2) The ERC for this item should be added to all other rateable items on the hereditament (except land). Therefore the total of the ERC of the other Building Items and the P&M ERC (where applicable) to enable the correct contract size adjustment to be made. ERC of Building Component + ERC of P&M = Total ERC to which contract size adjustment should be applied. The appropriate % adjustment should be made in accordance with the scale for contract size adjustment specified under section 6 of the RCG 2023 Guidance notes. The currency ERC rates are set at £4m (Four Million Pounds) @ 1st April 2021 (AVD) for the RCG 2023 Publication. | Based on the volume of the hopper. Costs are for a single hopper. Costs include supporting steelwork but exclude foundations. For a heavy duty roof add £260/m For galvanised steel add 10% to cost. | Diameter, GIV and Age Also details of foundations and piling where applicable. | - | - | - | - | Add for gantries, walkways and conveyors | Typical steel hopper bottomed silo for cement, fuel ash or similar materials | - | 10047 |  | M3 | - | NA | NA | NA | 137.8464 | Option 2 | 149.7654 | 8.647% | 221.1698 | 221.6641 | 60.81% | 48.01% | 221.6641 | 60.81% | Indexed | NA | VOA_GPN_GOV_UK\7246041 | 2019-08-30 | Low | - | - | Risk taken from previous CG | - | - | NA | Steel | NA | (BEAMS Note 2) The ERC for this item should be added to all other rateable items on the hereditament (except land). Therefore the total of the ERC of the other Building Items and the P&M ERC (where applicable) to enable the correct contract size adjustment to be made. ERC of Building Component + ERC of P&M = Total ERC to which contract size adjustment should be applied. The appropriate % adjustment should be made in accordance with the scale for contract size adjustment specified under section 6 of the RCG 2021 Guidance notes. The currency ERC rates are set at £4m (Four Million Pounds) @ 1st April 2019 (AVD) for the RCG 2021 Publication. | Typical steel hopper bottomed silo for cement, fuel ash or similar materials | - | 2 | TRUE
5177 | 43523G | 4503 | 43523G | Silo | Hopper Bottomed more than 6m diam | Steel plate | 2mm | 300m³ | A circular hopper bottomed structure of sheet steel plate of varying thickness, including support steelwork. | Location Adjustment Applicable (See Guidance Notes) - ERC = UK mean of 1.00 | (BEAMS Note 2) The ERC for this item should be added to all other rateable items on the hereditament (except land). Therefore the total of the ERC of the other Building Items and the P&M ERC (where applicable) to enable the correct contract size adjustment to be made. ERC of Building Component + ERC of P&M = Total ERC to which contract size adjustment should be applied. The appropriate % adjustment should be made in accordance with the scale for contract size adjustment specified under section 6 of the RCG 2023 Guidance notes. The currency ERC rates are set at £4m (Four Million Pounds) @ 1st April 2021 (AVD) for the RCG 2023 Publication. | Based on the volume of the hopper. Costs are for a single hopper. Costs include supporting steelwork but exclude foundations. For a heavy duty roof add £260/m For galvanised steel add 10% to cost. | Diameter, GIV and Age Also details of foundations and piling where applicable. | - | - | - | - | Add for gantries, walkways and conveyors | Typical steel hopper bottomed silo for cement, fuel ash or similar materials | - | 10047 |  | M3 | - | NA | NA | NA | 126.716 | Option 2 | 137.6726 | 8.647% | 203.3113 | 203.7657 | 60.81% | 48.01% | 203.7657 | 60.81% | Indexed | NA | VOA_GPN_GOV_UK\7246041 | 2019-08-30 | Low | - | - | Risk taken from previous CG | - | - | NA | Steel | NA | (BEAMS Note 2) The ERC for this item should be added to all other rateable items on the hereditament (except land). Therefore the total of the ERC of the other Building Items and the P&M ERC (where applicable) to enable the correct contract size adjustment to be made. ERC of Building Component + ERC of P&M = Total ERC to which contract size adjustment should be applied. The appropriate % adjustment should be made in accordance with the scale for contract size adjustment specified under section 6 of the RCG 2021 Guidance notes. The currency ERC rates are set at £4m (Four Million Pounds) @ 1st April 2019 (AVD) for the RCG 2021 Publication. | Typical steel hopper bottomed silo for cement, fuel ash or similar materials | - | 2 | TRUE
5178 | 43524A | 4504 | 43524A | Silo | Hopper Bottomed more than 6m diam | Steel plate | 4mm | 200m³ | A circular hopper bottomed structure of sheet steel plate of varying thickness, including support steelwork. | Location Adjustment Applicable (See Guidance Notes) - ERC = UK mean of 1.00 | (BEAMS Note 2) The ERC for this item should be added to all other rateable items on the hereditament (except land). Therefore the total of the ERC of the other Building Items and the P&M ERC (where applicable) to enable the correct contract size adjustment to be made. ERC of Building Component + ERC of P&M = Total ERC to which contract size adjustment should be applied. The appropriate % adjustment should be made in accordance with the scale for contract size adjustment specified under section 6 of the RCG 2023 Guidance notes. The currency ERC rates are set at £4m (Four Million Pounds) @ 1st April 2021 (AVD) for the RCG 2023 Publication. | Based on the volume of the hopper. Costs are for a single hopper. Costs include supporting steelwork but exclude foundations. For a heavy duty roof add £260/m For galvanised steel add 10% to cost. | Diameter, GIV and Age Also details of foundations and piling where applicable. | - | - | - | - | Add for gantries, walkways and conveyors | Typical steel hopper bottomed silo for cement, fuel ash or similar materials | - | 10047 |  | M3 | - | NA | NA | NA | 174.6626 | Option 2 | 189.7649 | 8.647% | 280.24 | 280.8663 | 60.81% | 48.01% | 280.8663 | 60.81% | Indexed | NA | VOA_GPN_GOV_UK\7246041 | 2019-08-30 | Low | - | - | Risk taken from previous CG | - | - | NA | Steel | NA | (BEAMS Note 2) The ERC for this item should be added to all other rateable items on the hereditament (except land). Therefore the total of the ERC of the other Building Items and the P&M ERC (where applicable) to enable the correct contract size adjustment to be made. ERC of Building Component + ERC of P&M = Total ERC to which contract size adjustment should be applied. The appropriate % adjustment should be made in accordance with the scale for contract size adjustment specified under section 6 of the RCG 2021 Guidance notes. The currency ERC rates are set at £4m (Four Million Pounds) @ 1st April 2019 (AVD) for the RCG 2021 Publication. | Typical steel hopper bottomed silo for cement, fuel ash or similar materials | - | 2 | TRUE
5179 | 43524C | 4505 | 43524C | Silo | Hopper Bottomed more than 6m diam | Steel plate | 4mm | 250m³ | A circular hopper bottomed structure of sheet steel plate of varying thickness, including support steelwork. | Location Adjustment Applicable (See Guidance Notes) - ERC = UK mean of 1.00 | (BEAMS Note 2) The ERC for this item should be added to all other rateable items on the hereditament (except land). Therefore the total of the ERC of the other Building Items and the P&M ERC (where applicable) to enable the correct contract size adjustment to be made. ERC of Building Component + ERC of P&M = Total ERC to which contract size adjustment should be applied. The appropriate % adjustment should be made in accordance with the scale for contract size adjustment specified under section 6 of the RCG 2023 Guidance notes. The currency ERC rates are set at £4m (Four Million Pounds) @ 1st April 2021 (AVD) for the RCG 2023 Publication. | Based on the volume of the hopper. Costs are for a single hopper. Costs include supporting steelwork but exclude foundations. For a heavy duty roof add £260/m For galvanised steel add 10% to cost. | Diameter, GIV and Age Also details of foundations and piling where applicable. | - | - | - | - | Add for gantries, walkways and conveyors | Typical steel hopper bottomed silo for cement, fuel ash or similar materials | - | 10047 |  | M3 | - | NA | NA | NA | 169.5254 | Option 2 | 184.1836 | 8.647% | 271.9976 | 272.6055 | 60.81% | 48.01% | 272.6055 | 60.81% | Indexed | NA | VOA_GPN_GOV_UK\7246041 | 2019-08-30 | Low | - | - | Risk taken from previous CG | - | - | NA | Steel | NA | (BEAMS Note 2) The ERC for this item should be added to all other rateable items on the hereditament (except land). Therefore the total of the ERC of the other Building Items and the P&M ERC (where applicable) to enable the correct contract size adjustment to be made. ERC of Building Component + ERC of P&M = Total ERC to which contract size adjustment should be applied. The appropriate % adjustment should be made in accordance with the scale for contract size adjustment specified under section 6 of the RCG 2021 Guidance notes. The currency ERC rates are set at £4m (Four Million Pounds) @ 1st April 2019 (AVD) for the RCG 2021 Publication. | Typical steel hopper bottomed silo for cement, fuel ash or similar materials | - | 2 | TRUE
5180 | 43524E | 4506 | 43524E | Silo | Hopper Bottomed more than 6m diam | Steel plate | 4mm | 300m³ | A circular hopper bottomed structure of sheet steel plate of varying thickness, including support steelwork. | Location Adjustment Applicable (See Guidance Notes) - ERC = UK mean of 1.00 | (BEAMS Note 2) The ERC for this item should be added to all other rateable items on the hereditament (except land). Therefore the total of the ERC of the other Building Items and the P&M ERC (where applicable) to enable the correct contract size adjustment to be made. ERC of Building Component + ERC of P&M = Total ERC to which contract size adjustment should be applied. The appropriate % adjustment should be made in accordance with the scale for contract size adjustment specified under section 6 of the RCG 2023 Guidance notes. The currency ERC rates are set at £4m (Four Million Pounds) @ 1st April 2021 (AVD) for the RCG 2023 Publication. | Based on the volume of the hopper. Costs are for a single hopper. Costs include supporting steelwork but exclude foundations. For a heavy duty roof add £260/m For galvanised steel add 10% to cost. | Diameter, GIV and Age Also details of foundations and piling where applicable. | - | - | - | - | Add for gantries, walkways and conveyors | Typical steel hopper bottomed silo for cement, fuel ash or similar materials | - | 10047 |  | M3 | - | NA | NA | NA | 163.5321 | Option 2 | 177.672 | 8.647% | 262.3815 | 262.9679 | 60.81% | 48.01% | 262.9679 | 60.81% | Indexed | NA | VOA_GPN_GOV_UK\7246041 | 2019-08-30 | Low | - | - | Risk taken from previous CG | - | - | NA | Steel | NA | (BEAMS Note 2) The ERC for this item should be added to all other rateable items on the hereditament (except land). Therefore the total of the ERC of the other Building Items and the P&M ERC (where applicable) to enable the correct contract size adjustment to be made. ERC of Building Component + ERC of P&M = Total ERC to which contract size adjustment should be applied. The appropriate % adjustment should be made in accordance with the scale for contract size adjustment specified under section 6 of the RCG 2021 Guidance notes. The currency ERC rates are set at £4m (Four Million Pounds) @ 1st April 2019 (AVD) for the RCG 2021 Publication. | Typical steel hopper bottomed silo for cement, fuel ash or similar materials | - | 2 | TRUE
5181 | 43524H | 4507 | 43524H | Silo | Hopper Bottomed more than 6m diam | Steel plate | 4mm | 400m³ | A circular hopper bottomed structure of sheet steel plate of varying thickness, including support steelwork. | Location Adjustment Applicable (See Guidance Notes) - ERC = UK mean of 1.00 | (BEAMS Note 2) The ERC for this item should be added to all other rateable items on the hereditament (except land). Therefore the total of the ERC of the other Building Items and the P&M ERC (where applicable) to enable the correct contract size adjustment to be made. ERC of Building Component + ERC of P&M = Total ERC to which contract size adjustment should be applied. The appropriate % adjustment should be made in accordance with the scale for contract size adjustment specified under section 6 of the RCG 2023 Guidance notes. The currency ERC rates are set at £4m (Four Million Pounds) @ 1st April 2021 (AVD) for the RCG 2023 Publication. | Based on the volume of the hopper. Costs are for a single hopper. Costs include supporting steelwork but exclude foundations. For a heavy duty roof add £260/m For galvanised steel add 10% to cost. | Diameter, GIV and Age Also details of foundations and piling where applicable. | - | - | - | - | Add for gantries, walkways and conveyors | Typical steel hopper bottomed silo for cement, fuel ash or similar materials | - | 10047 |  | M3 | - | NA | NA | NA | 153.2579 | Option 2 | 166.5094 | 8.647% | 245.8968 | 246.4464 | 60.81% | 48.01% | 246.4464 | 60.81% | Indexed | NA | VOA_GPN_GOV_UK\7246041 | 2019-08-30 | Low | - | - | Risk taken from previous CG | - | - | NA | Steel | NA | (BEAMS Note 2) The ERC for this item should be added to all other rateable items on the hereditament (except land). Therefore the total of the ERC of the other Building Items and the P&M ERC (where applicable) to enable the correct contract size adjustment to be made. ERC of Building Component + ERC of P&M = Total ERC to which contract size adjustment should be applied. The appropriate % adjustment should be made in accordance with the scale for contract size adjustment specified under section 6 of the RCG 2021 Guidance notes. The currency ERC rates are set at £4m (Four Million Pounds) @ 1st April 2019 (AVD) for the RCG 2021 Publication. | Typical steel hopper bottomed silo for cement, fuel ash or similar materials | - | 2 | TRUE
5182 | 43524L | 4508 | 43524L | Silo | Hopper Bottomed more than 6m diam | Steel plate | 4mm | 500m³ | A circular hopper bottomed structure of sheet steel plate of varying thickness, including support steelwork. | Location Adjustment Applicable (See Guidance Notes) - ERC = UK mean of 1.00 | (BEAMS Note 2) The ERC for this item should be added to all other rateable items on the hereditament (except land). Therefore the total of the ERC of the other Building Items and the P&M ERC (where applicable) to enable the correct contract size adjustment to be made. ERC of Building Component + ERC of P&M = Total ERC to which contract size adjustment should be applied. The appropriate % adjustment should be made in accordance with the scale for contract size adjustment specified under section 6 of the RCG 2023 Guidance notes. The currency ERC rates are set at £4m (Four Million Pounds) @ 1st April 2021 (AVD) for the RCG 2023 Publication. | Based on the volume of the hopper. Costs are for a single hopper. Costs include supporting steelwork but exclude foundations. For a heavy duty roof add £260/m For galvanised steel add 10% to cost. | Diameter, GIV and Age Also details of foundations and piling where applicable. | - | - | - | - | Add for gantries, walkways and conveyors | Typical steel hopper bottomed silo for cement, fuel ash or similar materials | - | 10047 |  | M3 | - | NA | NA | NA | 142.1274 | Option 2 | 154.4165 | 8.647% | 228.0384 | 228.5481 | 60.81% | 48.01% | 228.5481 | 60.81% | Indexed | NA | VOA_GPN_GOV_UK\7246041 | 2019-08-30 | Low | - | - | Risk taken from previous CG | - | - | NA | Steel | NA | (BEAMS Note 2) The ERC for this item should be added to all other rateable items on the hereditament (except land). Therefore the total of the ERC of the other Building Items and the P&M ERC (where applicable) to enable the correct contract size adjustment to be made. ERC of Building Component + ERC of P&M = Total ERC to which contract size adjustment should be applied. The appropriate % adjustment should be made in accordance with the scale for contract size adjustment specified under section 6 of the RCG 2021 Guidance notes. The currency ERC rates are set at £4m (Four Million Pounds) @ 1st April 2019 (AVD) for the RCG 2021 Publication. | Typical steel hopper bottomed silo for cement, fuel ash or similar materials | - | 2 | TRUE
5183 | 43524P | 4509 | 43524P | Silo | Hopper Bottomed more than 6m diam | Steel plate | 4mm | 700m³ | A circular hopper bottomed structure of sheet steel plate of varying thickness, including support steelwork. | Location Adjustment Applicable (See Guidance Notes) - ERC = UK mean of 1.00 | (BEAMS Note 2) The ERC for this item should be added to all other rateable items on the hereditament (except land). Therefore the total of the ERC of the other Building Items and the P&M ERC (where applicable) to enable the correct contract size adjustment to be made. ERC of Building Component + ERC of P&M = Total ERC to which contract size adjustment should be applied. The appropriate % adjustment should be made in accordance with the scale for contract size adjustment specified under section 6 of the RCG 2023 Guidance notes. The currency ERC rates are set at £4m (Four Million Pounds) @ 1st April 2021 (AVD) for the RCG 2023 Publication. | Based on the volume of the hopper. Costs are for a single hopper. Costs include supporting steelwork but exclude foundations. For a heavy duty roof add £260/m For galvanised steel add 10% to cost. | Diameter, GIV and Age Also details of foundations and piling where applicable. | - | - | - | - | Add for gantries, walkways and conveyors | Typical steel hopper bottomed silo for cement, fuel ash or similar materials | - | 10047 |  | M3 | - | NA | NA | NA | 137.8464 | Option 2 | 149.7654 | 8.647% | 221.1698 | 221.6641 | 60.81% | 48.01% | 221.6641 | 60.81% | Indexed | NA | VOA_GPN_GOV_UK\7246041 | 2019-08-30 | Low | - | - | Risk taken from previous CG | - | - | NA | Steel | NA | (BEAMS Note 2) The ERC for this item should be added to all other rateable items on the hereditament (except land). Therefore the total of the ERC of the other Building Items and the P&M ERC (where applicable) to enable the correct contract size adjustment to be made. ERC of Building Component + ERC of P&M = Total ERC to which contract size adjustment should be applied. The appropriate % adjustment should be made in accordance with the scale for contract size adjustment specified under section 6 of the RCG 2021 Guidance notes. The currency ERC rates are set at £4m (Four Million Pounds) @ 1st April 2019 (AVD) for the RCG 2021 Publication. | Typical steel hopper bottomed silo for cement, fuel ash or similar materials | - | 2 | TRUE
5184 | 43524S | 4510 | 43524S | Silo | Hopper Bottomed more than 6m diam | Steel plate | 4mm | >1000m³ | A circular hopper bottomed structure of sheet steel plate of varying thickness, including support steelwork. | Location Adjustment Applicable (See Guidance Notes) - ERC = UK mean of 1.00 | (BEAMS Note 2) The ERC for this item should be added to all other rateable items on the hereditament (except land). Therefore the total of the ERC of the other Building Items and the P&M ERC (where applicable) to enable the correct contract size adjustment to be made. ERC of Building Component + ERC of P&M = Total ERC to which contract size adjustment should be applied. The appropriate % adjustment should be made in accordance with the scale for contract size adjustment specified under section 6 of the RCG 2023 Guidance notes. The currency ERC rates are set at £4m (Four Million Pounds) @ 1st April 2021 (AVD) for the RCG 2023 Publication. | Based on the volume of the hopper. Costs are for a single hopper. Costs include supporting steelwork but exclude foundations. For a heavy duty roof add £260/m For galvanised steel add 10% to cost. | Diameter, GIV and Age Also details of foundations and piling where applicable. | - | - | - | - | Add for gantries, walkways and conveyors | Typical steel hopper bottomed silo for cement, fuel ash or similar materials | - | 10047 |  | M3 | - | NA | NA | NA | 132.7093 | Option 2 | 144.1841 | 8.647% | 212.9274 | 213.4033 | 60.81% | 48.01% | 213.4033 | 60.81% | Indexed | NA | VOA_GPN_GOV_UK\7246041 | 2019-08-30 | Low | - | - | Risk taken from previous CG | - | - | NA | Steel | NA | (BEAMS Note 2) The ERC for this item should be added to all other rateable items on the hereditament (except land). Therefore the total of the ERC of the other Building Items and the P&M ERC (where applicable) to enable the correct contract size adjustment to be made. ERC of Building Component + ERC of P&M = Total ERC to which contract size adjustment should be applied. The appropriate % adjustment should be made in accordance with the scale for contract size adjustment specified under section 6 of the RCG 2021 Guidance notes. The currency ERC rates are set at £4m (Four Million Pounds) @ 1st April 2019 (AVD) for the RCG 2021 Publication. | Typical steel hopper bottomed silo for cement, fuel ash or similar materials | - | 2 | TRUE
5185 | 43525A | 4511 | 43525A | Silo | Hopper Bottomed more than 6m diam | Steel plate | 6mm | 200m³ | A circular hopper bottomed structure of sheet steel plate of varying thickness, including support steelwork. | Location Adjustment Applicable (See Guidance Notes) - ERC = UK mean of 1.00 | (BEAMS Note 2) The ERC for this item should be added to all other rateable items on the hereditament (except land). Therefore the total of the ERC of the other Building Items and the P&M ERC (where applicable) to enable the correct contract size adjustment to be made. ERC of Building Component + ERC of P&M = Total ERC to which contract size adjustment should be applied. The appropriate % adjustment should be made in accordance with the scale for contract size adjustment specified under section 6 of the RCG 2023 Guidance notes. The currency ERC rates are set at £4m (Four Million Pounds) @ 1st April 2021 (AVD) for the RCG 2023 Publication. | Based on the volume of the hopper. Costs are for a single hopper. Costs include supporting steelwork but exclude foundations. For a heavy duty roof add £260/m For galvanised steel add 10% to cost. | Diameter, GIV and Age Also details of foundations and piling where applicable. | - | - | - | - | Add for gantries, walkways and conveyors | Typical steel hopper bottomed silo for cement, fuel ash or similar materials | - | 10047 |  | M3 | - | NA | NA | NA | 222.6092 | Option 2 | 241.8572 | 8.647% | 357.1686 | 357.9668 | 60.81% | 48.01% | 357.9668 | 60.81% | Indexed | NA | VOA_GPN_GOV_UK\7246041 | 2019-08-30 | Low | - | - | Risk taken from previous CG | - | - | NA | Steel | NA | (BEAMS Note 2) The ERC for this item should be added to all other rateable items on the hereditament (except land). Therefore the total of the ERC of the other Building Items and the P&M ERC (where applicable) to enable the correct contract size adjustment to be made. ERC of Building Component + ERC of P&M = Total ERC to which contract size adjustment should be applied. The appropriate % adjustment should be made in accordance with the scale for contract size adjustment specified under section 6 of the RCG 2021 Guidance notes. The currency ERC rates are set at £4m (Four Million Pounds) @ 1st April 2019 (AVD) for the RCG 2021 Publication. | Typical steel hopper bottomed silo for cement, fuel ash or similar materials | - | 2 | TRUE
5186 | 43525C | 4512 | 43525C | Silo | Hopper Bottomed more than 6m diam | Steel plate | 6mm | 250m³ | A circular hopper bottomed structure of sheet steel plate of varying thickness, including support steelwork. | Location Adjustment Applicable (See Guidance Notes) - ERC = UK mean of 1.00 | (BEAMS Note 2) The ERC for this item should be added to all other rateable items on the hereditament (except land). Therefore the total of the ERC of the other Building Items and the P&M ERC (where applicable) to enable the correct contract size adjustment to be made. ERC of Building Component + ERC of P&M = Total ERC to which contract size adjustment should be applied. The appropriate % adjustment should be made in accordance with the scale for contract size adjustment specified under section 6 of the RCG 2023 Guidance notes. The currency ERC rates are set at £4m (Four Million Pounds) @ 1st April 2021 (AVD) for the RCG 2023 Publication. | Based on the volume of the hopper. Costs are for a single hopper. Costs include supporting steelwork but exclude foundations. For a heavy duty roof add £260/m For galvanised steel add 10% to cost. | Diameter, GIV and Age Also details of foundations and piling where applicable. | - | - | - | - | Add for gantries, walkways and conveyors | Typical steel hopper bottomed silo for cement, fuel ash or similar materials | - | 10047 |  | M3 | - | NA | NA | NA | 217.472 | Option 2 | 236.2759 | 8.647% | 348.9262 | 349.7061 | 60.81% | 48.01% | 349.7061 | 60.81% | Indexed | NA | VOA_GPN_GOV_UK\7246041 | 2019-08-30 | Low | - | - | Risk taken from previous CG | - | - | NA | Steel | NA | (BEAMS Note 2) The ERC for this item should be added to all other rateable items on the hereditament (except land). Therefore the total of the ERC of the other Building Items and the P&M ERC (where applicable) to enable the correct contract size adjustment to be made. ERC of Building Component + ERC of P&M = Total ERC to which contract size adjustment should be applied. The appropriate % adjustment should be made in accordance with the scale for contract size adjustment specified under section 6 of the RCG 2021 Guidance notes. The currency ERC rates are set at £4m (Four Million Pounds) @ 1st April 2019 (AVD) for the RCG 2021 Publication. | Typical steel hopper bottomed silo for cement, fuel ash or similar materials | - | 2 | TRUE
5187 | 43525E | 4513 | 43525E | Silo | Hopper Bottomed more than 6m diam | Steel plate | 6mm | 300m³ | A circular hopper bottomed structure of sheet steel plate of varying thickness, including support steelwork. | Location Adjustment Applicable (See Guidance Notes) - ERC = UK mean of 1.00 | (BEAMS Note 2) The ERC for this item should be added to all other rateable items on the hereditament (except land). Therefore the total of the ERC of the other Building Items and the P&M ERC (where applicable) to enable the correct contract size adjustment to be made. ERC of Building Component + ERC of P&M = Total ERC to which contract size adjustment should be applied. The appropriate % adjustment should be made in accordance with the scale for contract size adjustment specified under section 6 of the RCG 2023 Guidance notes. The currency ERC rates are set at £4m (Four Million Pounds) @ 1st April 2021 (AVD) for the RCG 2023 Publication. | Based on the volume of the hopper. Costs are for a single hopper. Costs include supporting steelwork but exclude foundations. For a heavy duty roof add £260/m For galvanised steel add 10% to cost. | Diameter, GIV and Age Also details of foundations and piling where applicable. | - | - | - | - | Add for gantries, walkways and conveyors | Typical steel hopper bottomed silo for cement, fuel ash or similar materials | - | 10047 |  | M3 | - | NA | NA | NA | 211.4787 | Option 2 | 229.7643 | 8.647% | 339.3102 | 340.0685 | 60.81% | 48.01% | 340.0685 | 60.81% | Indexed | NA | VOA_GPN_GOV_UK\7246041 | 2019-08-30 | Low | - | - | Risk taken from previous CG | - | - | NA | Steel | NA | (BEAMS Note 2) The ERC for this item should be added to all other rateable items on the hereditament (except land). Therefore the total of the ERC of the other Building Items and the P&M ERC (where applicable) to enable the correct contract size adjustment to be made. ERC of Building Component + ERC of P&M = Total ERC to which contract size adjustment should be applied. The appropriate % adjustment should be made in accordance with the scale for contract size adjustment specified under section 6 of the RCG 2021 Guidance notes. The currency ERC rates are set at £4m (Four Million Pounds) @ 1st April 2019 (AVD) for the RCG 2021 Publication. | Typical steel hopper bottomed silo for cement, fuel ash or similar materials | - | 2 | TRUE
5188 | 43525H | 4517 | 43525H | Silo | Hopper Bottomed more than 6m diam | Steel plate | 6mm | 400m³ | A circular hopper bottomed structure of sheet steel plate of varying thickness, including support steelwork. | Location Adjustment Applicable (See Guidance Notes) - ERC = UK mean of 1.00 | (BEAMS Note 2) The ERC for this item should be added to all other rateable items on the hereditament (except land). Therefore the total of the ERC of the other Building Items and the P&M ERC (where applicable) to enable the correct contract size adjustment to be made. ERC of Building Component + ERC of P&M = Total ERC to which contract size adjustment should be applied. The appropriate % adjustment should be made in accordance with the scale for contract size adjustment specified under section 6 of the RCG 2023 Guidance notes. The currency ERC rates are set at £4m (Four Million Pounds) @ 1st April 2021 (AVD) for the RCG 2023 Publication. | Based on the volume of the hopper. Costs are for a single hopper. Costs include supporting steelwork but exclude foundations. For a heavy duty roof add £260/m For galvanised steel add 10% to cost. | Diameter, GIV and Age Also details of foundations and piling where applicable. | - | - | - | - | Add for gantries, walkways and conveyors | Typical steel hopper bottomed silo for cement, fuel ash or similar materials | - | 10047 |  | M3 | - | NA | NA | NA | 196.0673 | Option 2 | 213.0204 | 8.647% | 314.5831 | 315.2862 | 60.81% | 48.01% | 315.2862 | 60.81% | Indexed | NA | VOA_GPN_GOV_UK\7246041 | 2019-08-30 | Low | - | - | Risk taken from previous CG | - | - | NA | Steel | NA | (BEAMS Note 2) The ERC for this item should be added to all other rateable items on the hereditament (except land). Therefore the total of the ERC of the other Building Items and the P&M ERC (where applicable) to enable the correct contract size adjustment to be made. ERC of Building Component + ERC of P&M = Total ERC to which contract size adjustment should be applied. The appropriate % adjustment should be made in accordance with the scale for contract size adjustment specified under section 6 of the RCG 2021 Guidance notes. The currency ERC rates are set at £4m (Four Million Pounds) @ 1st April 2019 (AVD) for the RCG 2021 Publication. | Typical steel hopper bottomed silo for cement, fuel ash or similar materials | - | 2 | TRUE
5189 | 43525L | 4518 | 43525L | Silo | Hopper Bottomed more than 6m diam | Steel plate | 6mm | 500m³ | A circular hopper bottomed structure of sheet steel plate of varying thickness, including support steelwork. | Location Adjustment Applicable (See Guidance Notes) - ERC = UK mean of 1.00 | (BEAMS Note 2) The ERC for this item should be added to all other rateable items on the hereditament (except land). Therefore the total of the ERC of the other Building Items and the P&M ERC (where applicable) to enable the correct contract size adjustment to be made. ERC of Building Component + ERC of P&M = Total ERC to which contract size adjustment should be applied. The appropriate % adjustment should be made in accordance with the scale for contract size adjustment specified under section 6 of the RCG 2023 Guidance notes. The currency ERC rates are set at £4m (Four Million Pounds) @ 1st April 2021 (AVD) for the RCG 2023 Publication. | Based on the volume of the hopper. Costs are for a single hopper. Costs include supporting steelwork but exclude foundations. For a heavy duty roof add £260/m For galvanised steel add 10% to cost. | Diameter, GIV and Age Also details of foundations and piling where applicable. | - | - | - | - | Add for gantries, walkways and conveyors | Typical steel hopper bottomed silo for cement, fuel ash or similar materials | - | 10047 |  | M3 | - | NA | NA | NA | 180.6559 | Option 2 | 196.2764 | 8.647% | 289.856 | 290.5039 | 60.81% | 48.01% | 290.5039 | 60.81% | Indexed | NA | VOA_GPN_GOV_UK\7246041 | 2019-08-30 | Low | - | - | Risk taken from previous CG | - | - | NA | Steel | NA | (BEAMS Note 2) The ERC for this item should be added to all other rateable items on the hereditament (except land). Therefore the total of the ERC of the other Building Items and the P&M ERC (where applicable) to enable the correct contract size adjustment to be made. ERC of Building Component + ERC of P&M = Total ERC to which contract size adjustment should be applied. The appropriate % adjustment should be made in accordance with the scale for contract size adjustment specified under section 6 of the RCG 2021 Guidance notes. The currency ERC rates are set at £4m (Four Million Pounds) @ 1st April 2019 (AVD) for the RCG 2021 Publication. | Typical steel hopper bottomed silo for cement, fuel ash or similar materials | - | 2 | TRUE
5190 | 43525P | 4519 | 43525P | Silo | Hopper Bottomed more than 6m diam | Steel plate | 6mm | 700m³ | A circular hopper bottomed structure of sheet steel plate of varying thickness, including support steelwork. | Location Adjustment Applicable (See Guidance Notes) - ERC = UK mean of 1.00 | (BEAMS Note 2) The ERC for this item should be added to all other rateable items on the hereditament (except land). Therefore the total of the ERC of the other Building Items and the P&M ERC (where applicable) to enable the correct contract size adjustment to be made. ERC of Building Component + ERC of P&M = Total ERC to which contract size adjustment should be applied. The appropriate % adjustment should be made in accordance with the scale for contract size adjustment specified under section 6 of the RCG 2023 Guidance notes. The currency ERC rates are set at £4m (Four Million Pounds) @ 1st April 2021 (AVD) for the RCG 2023 Publication. | Based on the volume of the hopper. Costs are for a single hopper. Costs include supporting steelwork but exclude foundations. For a heavy duty roof add £260/m For galvanised steel add 10% to cost. | Diameter, GIV and Age Also details of foundations and piling where applicable. | - | - | - | - | Add for gantries, walkways and conveyors | Typical steel hopper bottomed silo for cement, fuel ash or similar materials | - | 10047 |  | M3 | - | NA | NA | NA | 174.6626 | Option 2 | 189.7649 | 8.647% | 280.24 | 280.8663 | 60.81% | 48.01% | 280.8663 | 60.81% | Indexed | NA | VOA_GPN_GOV_UK\7246041 | 2019-08-30 | Low | - | - | Risk taken from previous CG | - | - | NA | Steel | NA | (BEAMS Note 2) The ERC for this item should be added to all other rateable items on the hereditament (except land). Therefore the total of the ERC of the other Building Items and the P&M ERC (where applicable) to enable the correct contract size adjustment to be made. ERC of Building Component + ERC of P&M = Total ERC to which contract size adjustment should be applied. The appropriate % adjustment should be made in accordance with the scale for contract size adjustment specified under section 6 of the RCG 2021 Guidance notes. The currency ERC rates are set at £4m (Four Million Pounds) @ 1st April 2019 (AVD) for the RCG 2021 Publication. | Typical steel hopper bottomed silo for cement, fuel ash or similar materials | - | 2 | TRUE
5191 | 43525S | 4520 | 43525S | Silo | Hopper Bottomed more than 6m diam | Steel plate | 6mm | >1000m³ | A circular hopper bottomed structure of sheet steel plate of varying thickness, including support steelwork. | Location Adjustment Applicable (See Guidance Notes) - ERC = UK mean of 1.00 | (BEAMS Note 2) The ERC for this item should be added to all other rateable items on the hereditament (except land). Therefore the total of the ERC of the other Building Items and the P&M ERC (where applicable) to enable the correct contract size adjustment to be made. ERC of Building Component + ERC of P&M = Total ERC to which contract size adjustment should be applied. The appropriate % adjustment should be made in accordance with the scale for contract size adjustment specified under section 6 of the RCG 2023 Guidance notes. The currency ERC rates are set at £4m (Four Million Pounds) @ 1st April 2021 (AVD) for the RCG 2023 Publication. | Based on the volume of the hopper. Costs are for a single hopper. Costs include supporting steelwork but exclude foundations. For a heavy duty roof add £260/m For galvanised steel add 10% to cost. | Diameter, GIV and Age Also details of foundations and piling where applicable. | - | - | - | - | Add for gantries, walkways and conveyors | Typical steel hopper bottomed silo for cement, fuel ash or similar materials | - | 10047 |  | M3 | - | NA | NA | NA | 169.5254 | Option 2 | 184.1836 | 8.647% | 271.9976 | 272.6055 | 60.81% | 48.01% | 272.6055 | 60.81% | Indexed | NA | VOA_GPN_GOV_UK\7246041 | 2019-08-30 | Low | - | - | Risk taken from previous CG | - | - | NA | Steel | NA | (BEAMS Note 2) The ERC for this item should be added to all other rateable items on the hereditament (except land). Therefore the total of the ERC of the other Building Items and the P&M ERC (where applicable) to enable the correct contract size adjustment to be made. ERC of Building Component + ERC of P&M = Total ERC to which contract size adjustment should be applied. The appropriate % adjustment should be made in accordance with the scale for contract size adjustment specified under section 6 of the RCG 2021 Guidance notes. The currency ERC rates are set at £4m (Four Million Pounds) @ 1st April 2019 (AVD) for the RCG 2021 Publication. | Typical steel hopper bottomed silo for cement, fuel ash or similar materials | - | 2 | TRUE
5192 | 43526A | 4521 | 43526A | Silo | Hopper Bottomed more than 6m diam | Steel plate | 12mm | 200m³ | A circular hopper bottomed structure of sheet steel plate of varying thickness, including support steelwork. | Location Adjustment Applicable (See Guidance Notes) - ERC = UK mean of 1.00 | (BEAMS Note 2) The ERC for this item should be added to all other rateable items on the hereditament (except land). Therefore the total of the ERC of the other Building Items and the P&M ERC (where applicable) to enable the correct contract size adjustment to be made. ERC of Building Component + ERC of P&M = Total ERC to which contract size adjustment should be applied. The appropriate % adjustment should be made in accordance with the scale for contract size adjustment specified under section 6 of the RCG 2023 Guidance notes. The currency ERC rates are set at £4m (Four Million Pounds) @ 1st April 2021 (AVD) for the RCG 2023 Publication. | Based on the volume of the hopper. Costs are for a single hopper. Costs include supporting steelwork but exclude foundations. For a heavy duty roof add £260/m For galvanised steel add 10% to cost. | Diameter, GIV and Age Also details of foundations and piling where applicable. | - | - | - | - | Add for gantries, walkways and conveyors | Typical steel hopper bottomed silo for cement, fuel ash or similar materials | - | 10047 |  | M3 | - | NA | NA | NA | 317.6462 | Option 2 | 345.1116 | 8.647% | 509.6521 | 510.7911 | 60.81% | 48.01% | 510.7911 | 60.81% | Indexed | NA | VOA_GPN_GOV_UK\7246041 | 2019-08-30 | Low | - | - | Risk taken from previous CG | - | - | NA | Steel | NA | (BEAMS Note 2) The ERC for this item should be added to all other rateable items on the hereditament (except land). Therefore the total of the ERC of the other Building Items and the P&M ERC (where applicable) to enable the correct contract size adjustment to be made. ERC of Building Component + ERC of P&M = Total ERC to which contract size adjustment should be applied. The appropriate % adjustment should be made in accordance with the scale for contract size adjustment specified under section 6 of the RCG 2021 Guidance notes. The currency ERC rates are set at £4m (Four Million Pounds) @ 1st April 2019 (AVD) for the RCG 2021 Publication. | Typical steel hopper bottomed silo for cement, fuel ash or similar materials | - | 2 | TRUE
5193 | 43526C | 4522 | 43526C | Silo | Hopper Bottomed more than 6m diam | Steel plate | 12mm | 250m³ | A circular hopper bottomed structure of sheet steel plate of varying thickness, including support steelwork. | Location Adjustment Applicable (See Guidance Notes) - ERC = UK mean of 1.00 | (BEAMS Note 2) The ERC for this item should be added to all other rateable items on the hereditament (except land). Therefore the total of the ERC of the other Building Items and the P&M ERC (where applicable) to enable the correct contract size adjustment to be made. ERC of Building Component + ERC of P&M = Total ERC to which contract size adjustment should be applied. The appropriate % adjustment should be made in accordance with the scale for contract size adjustment specified under section 6 of the RCG 2023 Guidance notes. The currency ERC rates are set at £4m (Four Million Pounds) @ 1st April 2021 (AVD) for the RCG 2023 Publication. | Based on the volume of the hopper. Costs are for a single hopper. Costs include supporting steelwork but exclude foundations. For a heavy duty roof add £260/m For galvanised steel add 10% to cost. | Diameter, GIV and Age Also details of foundations and piling where applicable. | - | - | - | - | Add for gantries, walkways and conveyors | Typical steel hopper bottomed silo for cement, fuel ash or similar materials | - | 10047 |  | M3 | - | NA | NA | NA | 301.3786 | Option 2 | 327.4374 | 8.647% | 483.5513 | 484.632 | 60.81% | 48.01% | 484.632 | 60.81% | Indexed | NA | VOA_GPN_GOV_UK\7246041 | 2019-08-30 | Low | - | - | Risk taken from previous CG | - | - | NA | Steel | NA | (BEAMS Note 2) The ERC for this item should be added to all other rateable items on the hereditament (except land). Therefore the total of the ERC of the other Building Items and the P&M ERC (where applicable) to enable the correct contract size adjustment to be made. ERC of Building Component + ERC of P&M = Total ERC to which contract size adjustment should be applied. The appropriate % adjustment should be made in accordance with the scale for contract size adjustment specified under section 6 of the RCG 2021 Guidance notes. The currency ERC rates are set at £4m (Four Million Pounds) @ 1st April 2019 (AVD) for the RCG 2021 Publication. | Typical steel hopper bottomed silo for cement, fuel ash or similar materials | - | 2 | TRUE
5194 | 43526E | 4523 | 43526E | Silo | Hopper Bottomed more than 6m diam | Steel plate | 12mm | 300m³ | A circular hopper bottomed structure of sheet steel plate of varying thickness, including support steelwork. | Location Adjustment Applicable (See Guidance Notes) - ERC = UK mean of 1.00 | (BEAMS Note 2) The ERC for this item should be added to all other rateable items on the hereditament (except land). Therefore the total of the ERC of the other Building Items and the P&M ERC (where applicable) to enable the correct contract size adjustment to be made. ERC of Building Component + ERC of P&M = Total ERC to which contract size adjustment should be applied. The appropriate % adjustment should be made in accordance with the scale for contract size adjustment specified under section 6 of the RCG 2023 Guidance notes. The currency ERC rates are set at £4m (Four Million Pounds) @ 1st April 2021 (AVD) for the RCG 2023 Publication. | Based on the volume of the hopper. Costs are for a single hopper. Costs include supporting steelwork but exclude foundations. For a heavy duty roof add £260/m For galvanised steel add 10% to cost. | Diameter, GIV and Age Also details of foundations and piling where applicable. | - | - | - | - | Add for gantries, walkways and conveyors | Typical steel hopper bottomed silo for cement, fuel ash or similar materials | - | 10047 |  | M3 | - | NA | NA | NA | 296.2414 | Option 2 | 321.8561 | 8.647% | 475.309 | 476.3713 | 60.81% | 48.01% | 476.3713 | 60.81% | Indexed | NA | VOA_GPN_GOV_UK\7246041 | 2019-08-30 | Low | - | - | Risk taken from previous CG | - | - | NA | Steel | NA | (BEAMS Note 2) The ERC for this item should be added to all other rateable items on the hereditament (except land). Therefore the total of the ERC of the other Building Items and the P&M ERC (where applicable) to enable the correct contract size adjustment to be made. ERC of Building Component + ERC of P&M = Total ERC to which contract size adjustment should be applied. The appropriate % adjustment should be made in accordance with the scale for contract size adjustment specified under section 6 of the RCG 2021 Guidance notes. The currency ERC rates are set at £4m (Four Million Pounds) @ 1st April 2019 (AVD) for the RCG 2021 Publication. | Typical steel hopper bottomed silo for cement, fuel ash or similar materials | - | 2 | TRUE
5195 | 43526H | 4524 | 43526H | Silo | Hopper Bottomed more than 6m diam | Steel plate | 12mm | 400m³ | A circular hopper bottomed structure of sheet steel plate of varying thickness, including support steelwork. | Location Adjustment Applicable (See Guidance Notes) - ERC = UK mean of 1.00 | (BEAMS Note 2) The ERC for this item should be added to all other rateable items on the hereditament (except land). Therefore the total of the ERC of the other Building Items and the P&M ERC (where applicable) to enable the correct contract size adjustment to be made. ERC of Building Component + ERC of P&M = Total ERC to which contract size adjustment should be applied. The appropriate % adjustment should be made in accordance with the scale for contract size adjustment specified under section 6 of the RCG 2023 Guidance notes. The currency ERC rates are set at £4m (Four Million Pounds) @ 1st April 2021 (AVD) for the RCG 2023 Publication. | Based on the volume of the hopper. Costs are for a single hopper. Costs include supporting steelwork but exclude foundations. For a heavy duty roof add £260/m For galvanised steel add 10% to cost. | Diameter, GIV and Age Also details of foundations and piling where applicable. | - | - | - | - | Add for gantries, walkways and conveyors | Typical steel hopper bottomed silo for cement, fuel ash or similar materials | - | 10047 |  | M3 | - | NA | NA | NA | 274.8367 | Option 2 | 298.6006 | 8.647% | 440.9658 | 441.9514 | 60.81% | 48.01% | 441.9514 | 60.81% | Indexed | NA | VOA_GPN_GOV_UK\7246041 | 2019-08-30 | Low | - | - | Risk taken from previous CG | - | - | NA | Steel | NA | (BEAMS Note 2) The ERC for this item should be added to all other rateable items on the hereditament (except land). Therefore the total of the ERC of the other Building Items and the P&M ERC (where applicable) to enable the correct contract size adjustment to be made. ERC of Building Component + ERC of P&M = Total ERC to which contract size adjustment should be applied. The appropriate % adjustment should be made in accordance with the scale for contract size adjustment specified under section 6 of the RCG 2021 Guidance notes. The currency ERC rates are set at £4m (Four Million Pounds) @ 1st April 2019 (AVD) for the RCG 2021 Publication. | Typical steel hopper bottomed silo for cement, fuel ash or similar materials | - | 2 | TRUE
5196 | 43526L | 4525 | 43526L | Silo | Hopper Bottomed more than 6m diam | Steel plate | 12mm | 500m³ | A circular hopper bottomed structure of sheet steel plate of varying thickness, including support steelwork. | Location Adjustment Applicable (See Guidance Notes) - ERC = UK mean of 1.00 | (BEAMS Note 2) The ERC for this item should be added to all other rateable items on the hereditament (except land). Therefore the total of the ERC of the other Building Items and the P&M ERC (where applicable) to enable the correct contract size adjustment to be made. ERC of Building Component + ERC of P&M = Total ERC to which contract size adjustment should be applied. The appropriate % adjustment should be made in accordance with the scale for contract size adjustment specified under section 6 of the RCG 2023 Guidance notes. The currency ERC rates are set at £4m (Four Million Pounds) @ 1st April 2021 (AVD) for the RCG 2023 Publication. | Based on the volume of the hopper. Costs are for a single hopper. Costs include supporting steelwork but exclude foundations. For a heavy duty roof add £260/m For galvanised steel add 10% to cost. | Diameter, GIV and Age Also details of foundations and piling where applicable. | - | - | - | - | Add for gantries, walkways and conveyors | Typical steel hopper bottomed silo for cement, fuel ash or similar materials | - | 10047 |  | M3 | - | NA | NA | NA | 253.432 | Option 2 | 275.3451 | 8.647% | 406.6227 | 407.5315 | 60.81% | 48.01% | 407.5315 | 60.81% | Indexed | NA | VOA_GPN_GOV_UK\7246041 | 2019-08-30 | Low | - | - | Risk taken from previous CG | - | - | NA | Steel | NA | (BEAMS Note 2) The ERC for this item should be added to all other rateable items on the hereditament (except land). Therefore the total of the ERC of the other Building Items and the P&M ERC (where applicable) to enable the correct contract size adjustment to be made. ERC of Building Component + ERC of P&M = Total ERC to which contract size adjustment should be applied. The appropriate % adjustment should be made in accordance with the scale for contract size adjustment specified under section 6 of the RCG 2021 Guidance notes. The currency ERC rates are set at £4m (Four Million Pounds) @ 1st April 2019 (AVD) for the RCG 2021 Publication. | Typical steel hopper bottomed silo for cement, fuel ash or similar materials | - | 2 | TRUE
5197 | 43526P | 4526 | 43526P | Silo | Hopper Bottomed more than 6m diam | Steel plate | 12mm | 700m³ | A circular hopper bottomed structure of sheet steel plate of varying thickness, including support steelwork. | Location Adjustment Applicable (See Guidance Notes) - ERC = UK mean of 1.00 | (BEAMS Note 2) The ERC for this item should be added to all other rateable items on the hereditament (except land). Therefore the total of the ERC of the other Building Items and the P&M ERC (where applicable) to enable the correct contract size adjustment to be made. ERC of Building Component + ERC of P&M = Total ERC to which contract size adjustment should be applied. The appropriate % adjustment should be made in accordance with the scale for contract size adjustment specified under section 6 of the RCG 2023 Guidance notes. The currency ERC rates are set at £4m (Four Million Pounds) @ 1st April 2021 (AVD) for the RCG 2023 Publication. | Based on the volume of the hopper. Costs are for a single hopper. Costs include supporting steelwork but exclude foundations. For a heavy duty roof add £260/m For galvanised steel add 10% to cost. | Diameter, GIV and Age Also details of foundations and piling where applicable. | - | - | - | - | Add for gantries, walkways and conveyors | Typical steel hopper bottomed silo for cement, fuel ash or similar materials | - | 10047 |  | M3 | - | NA | NA | NA | 244.0139 | Option 2 | 265.1127 | 8.647% | 391.5117 | 392.3867 | 60.81% | 48.01% | 392.3867 | 60.81% | Indexed | NA | VOA_GPN_GOV_UK\7246041 | 2019-08-30 | Low | - | - | Risk taken from previous CG | - | - | NA | Steel | NA | (BEAMS Note 2) The ERC for this item should be added to all other rateable items on the hereditament (except land). Therefore the total of the ERC of the other Building Items and the P&M ERC (where applicable) to enable the correct contract size adjustment to be made. ERC of Building Component + ERC of P&M = Total ERC to which contract size adjustment should be applied. The appropriate % adjustment should be made in accordance with the scale for contract size adjustment specified under section 6 of the RCG 2021 Guidance notes. The currency ERC rates are set at £4m (Four Million Pounds) @ 1st April 2019 (AVD) for the RCG 2021 Publication. | Typical steel hopper bottomed silo for cement, fuel ash or similar materials | - | 2 | TRUE
5198 | 43526S | 4527 | 43526S | Silo | Hopper Bottomed more than 6m diam | Steel plate | 12mm | >1000m³ | A circular hopper bottomed structure of sheet steel plate of varying thickness, including support steelwork. | Location Adjustment Applicable (See Guidance Notes) - ERC = UK mean of 1.00 | (BEAMS Note 2) The ERC for this item should be added to all other rateable items on the hereditament (except land). Therefore the total of the ERC of the other Building Items and the P&M ERC (where applicable) to enable the correct contract size adjustment to be made. ERC of Building Component + ERC of P&M = Total ERC to which contract size adjustment should be applied. The appropriate % adjustment should be made in accordance with the scale for contract size adjustment specified under section 6 of the RCG 2023 Guidance notes. The currency ERC rates are set at £4m (Four Million Pounds) @ 1st April 2021 (AVD) for the RCG 2023 Publication. | Based on the volume of the hopper. Costs are for a single hopper. Costs include supporting steelwork but exclude foundations. For a heavy duty roof add £260/m For galvanised steel add 10% to cost. | Diameter, GIV and Age Also details of foundations and piling where applicable. | - | - | - | - | Add for gantries, walkways and conveyors | Typical steel hopper bottomed silo for cement, fuel ash or similar materials | - | 10047 |  | M3 | - | NA | NA | NA | 238.0206 | Option 2 | 258.6012 | 8.647% | 381.8956 | 382.7492 | 60.81% | 48.01% | 382.7492 | 60.81% | Indexed | NA | VOA_GPN_GOV_UK\7246041 | 2019-08-30 | Low | - | - | Risk taken from previous CG | - | - | NA | Steel | NA | (BEAMS Note 2) The ERC for this item should be added to all other rateable items on the hereditament (except land). Therefore the total of the ERC of the other Building Items and the P&M ERC (where applicable) to enable the correct contract size adjustment to be made. ERC of Building Component + ERC of P&M = Total ERC to which contract size adjustment should be applied. The appropriate % adjustment should be made in accordance with the scale for contract size adjustment specified under section 6 of the RCG 2021 Guidance notes. The currency ERC rates are set at £4m (Four Million Pounds) @ 1st April 2019 (AVD) for the RCG 2021 Publication. | Typical steel hopper bottomed silo for cement, fuel ash or similar materials | - | 2 | TRUE
5199 | 33U005 | 6702 | 33U005 | Site works | Composite cost | Large industrial sites | Surface infrastructure | - | Soft/hard landscaping and infrastructure to Major industrial complex occupying extensive site. Surface of Site: comprising normal factory estate type roads and parking areas; also hard standings, pathways and minor landscaping together with drainage gullies and lighting and normal chain link security fencing to site boundary. Below Ground: comprising service mains (e.g. water, gas and electricity) together with foul and surface water drains | Location Adjustment Applicable (See Guidance Notes) - ERC = UK mean of 1.00 | (BEAMS Note 1) The ERC for this item should be added to the total of the ERC of the other P&M items on the site and the Buildings ERC (where applicable) to enable the correct contract size adjustment to be made. ERC of P&M Items + ERC of Building Component’s = Total ERC (net figure rateable items only) to which contract size adjustment should be applied The 2023 Generic Contractors Test Spreadsheet has this facility built into the programme - it is recommended you undertake all contractors test valuations using this spreadsheet. (Details on the application of contract size adjustments can be found in the RCG 2023 Guidance notes). Where RV is calculated using the comparative method (rental method) the contract size adjustment should be made as follows: Select - SCAT code box ""P and M as an addition” within the 2023 Generic Contractors Test Spreadsheet facility. Or Where the spreadsheet is not used take the: Reciprocal of statutory de-capitalisation rate (i.e. 5% reciprocal = 20) multiply by rateable value of the buildings (before any overall end allowances are made and after making a notional deduction for the land value) and add to the ERC of P&M. Use resultant figure to calculate contract size adjustment. (Guidance Notes - Section 6) | This does not include any structures such as gatehouses; other buildings or enclosures; footbridges or gantries. | Calculate the total developed site area. | - | - | - | - | - | - | - | 10253 |  | Ha | - | NA | NA | NA | 117630.7051 | Option 2 | 138475.6367 | 17.72% | 105911.7186 | 83296.8303 | -29.19% | -39.85% | 83296.8303 | -29.19% | Indexed | NA | VOA_GPN_GOV_UK\7246041 | 2019-08-30 | Low | - | - | Risk taken from previous CG | - | - | NA | FOR | NA | (BEAMS Note 1) The ERC for this item should be added to the total of the ERC of the other P&M items on the site and the Buildings ERC (where applicable) to enable the correct contract size adjustment to be made. ERC of P&M Items + ERC of Building Component’s = Total ERC (net figure rateable items only) to which contract size adjustment should be applied The 2021 Generic Contractors Test Spreadsheet has this facility built into the programme - it is recommended you undertake all contractors test valuations using this spreadsheet. (Details on the application of contract size adjustments can be found in the RCG 2021 Guidance notes). Where RV is calculated using the comparative method (rental method) the contract size adjustment should be made as follows: Select - SCAT code box "P and M as an addition” within the 2021 Generic Contractors Test Spreadsheet facility. Or Where the spreadsheet is not used take the: Reciprocal of statutory de-capitalisation rate (i.e. 5% reciprocal = 20) multiply by rateable value of the buildings (before any overall end allowances are made and after making a notional deduction for the land value) and add to the ERC of P&M. Use resultant figure to calculate contract size adjustment. (Guidance Notes - Section 6) | - | - | 1 | TRUE
5200 | 33U006 | 6799 | 33U006 | Site works | Composite cost | Large industrial sites | Below ground services | Excludes specialist service trenches e.g.. firewater ring mains | Soft/hard landscaping and infrastructure to Major industrial complex occupying extensive site. Surface of Site: comprising normal factory estate type roads and parking areas; also hard standings, pathways and minor landscaping together with drainage gullies and lighting and normal chain link security fencing to site boundary. Below Ground: comprising service mains (e.g. water, gas and electricity) together with foul and surface water drains | Location Adjustment Applicable (See Guidance Notes) - ERC = UK mean of 1.00 | (BEAMS Note 2) The ERC for this item should be added to all other rateable items on the hereditament (except land). Therefore the total of the ERC of the other Building Items and the P&M ERC (where applicable) to enable the correct contract size adjustment to be made. ERC of Building Component + ERC of P&M = Total ERC to which contract size adjustment should be applied. The appropriate % adjustment should be made in accordance with the scale for contract size adjustment specified under section 6 of the RCG 2023 Guidance notes. The currency ERC rates are set at £4m (Four Million Pounds) @ 1st April 2021 (AVD) for the RCG 2023 Publication. | This does not include any structures such as gatehouses; other buildings or enclosures; footbridges or gantries. | Calculate the total developed site area. | - | - | - | - | - | - | - | 10253 |  | Ha | - | NA | NA | NA | 56124.4541 | Option 2 | 66070.075 | 17.72% | 84454.4285 | 66421.2261 | 18.35% | 0.5315% | 66421.2261 | 18.35% | Indexed | NA | VOA_GPN_GOV_UK\7246041 | 2019-08-30 | Low | - | - | Risk taken from previous CG | - | - | NA | FOR | NA | (BEAMS Note 2) The ERC for this item should be added to all other rateable items on the hereditament (except land). Therefore the total of the ERC of the other Building Items and the P&M ERC (where applicable) to enable the correct contract size adjustment to be made. ERC of Building Component + ERC of P&M = Total ERC to which contract size adjustment should be applied. The appropriate % adjustment should be made in accordance with the scale for contract size adjustment specified under section 6 of the RCG 2021 Guidance notes. The currency ERC rates are set at £4m (Four Million Pounds) @ 1st April 2019 (AVD) for the RCG 2021 Publication. | - | - | 2 | TRUE
5201 | 33U007 | 6800 | 33U007 | Site works | Composite cost | Large industrial sites | Total cost of roads, site works and below ground services | Excludes specialist service trenches e.g. firewater ring mains | Soft/hard landscaping and infrastructure to Major industrial complex occupying extensive site. Surface of Site: comprising normal factory estate type roads and parking areas; also hard standings, pathways and minor landscaping together with drainage gullies and lighting and normal chain link security fencing to site boundary. Below Ground: comprising service mains (e.g. water, gas and electricity) together with foul and surface water drains | Location Adjustment Applicable (See Guidance Notes) - ERC = UK mean of 1.00 | (BEAMS Note 1) The ERC for this item should be added to the total of the ERC of the other P&M items on the site and the Buildings ERC (where applicable) to enable the correct contract size adjustment to be made. ERC of P&M Items + ERC of Building Component’s = Total ERC (net figure rateable items only) to which contract size adjustment should be applied The 2023 Generic Contractors Test Spreadsheet has this facility built into the programme - it is recommended you undertake all contractors test valuations using this spreadsheet. (Details on the application of contract size adjustments can be found in the RCG 2023 Guidance notes). Where RV is calculated using the comparative method (rental method) the contract size adjustment should be made as follows: Select - SCAT code box ""P and M as an addition” within the 2023 Generic Contractors Test Spreadsheet facility. Or Where the spreadsheet is not used take the: Reciprocal of statutory de-capitalisation rate (i.e. 5% reciprocal = 20) multiply by rateable value of the buildings (before any overall end allowances are made and after making a notional deduction for the land value) and add to the ERC of P&M. Use resultant figure to calculate contract size adjustment. (Guidance Notes - Section 6) | This does not include any structures such as gatehouses; other buildings or enclosures; footbridges or gantries. | Calculate the total developed site area. | - | - | - | - | - | - | - | 10253 |  | Ha | - | NA | NA | NA | 61506.251 | Option 2 | 72405.5617 | 17.72% | 190366.1471 | 149718.0564 | 143.4% | 106.8% | 149718.0564 | 143.4% | Indexed | NA | VOA_GPN_GOV_UK\7246041 | 2019-08-30 | Low | - | - | Risk taken from previous CG | - | - | NA | FOR | NA | (BEAMS Note 1) The ERC for this item should be added to the total of the ERC of the other P&M items on the site and the Buildings ERC (where applicable) to enable the correct contract size adjustment to be made. ERC of P&M Items + ERC of Building Component’s = Total ERC (net figure rateable items only) to which contract size adjustment should be applied The 2021 Generic Contractors Test Spreadsheet has this facility built into the programme - it is recommended you undertake all contractors test valuations using this spreadsheet. (Details on the application of contract size adjustments can be found in the RCG 2021 Guidance notes). Where RV is calculated using the comparative method (rental method) the contract size adjustment should be made as follows: Select - SCAT code box "P and M as an addition” within the 2021 Generic Contractors Test Spreadsheet facility. Or Where the spreadsheet is not used take the: Reciprocal of statutory de-capitalisation rate (i.e. 5% reciprocal = 20) multiply by rateable value of the buildings (before any overall end allowances are made and after making a notional deduction for the land value) and add to the ERC of P&M. Use resultant figure to calculate contract size adjustment. (Guidance Notes - Section 6) | - | - | 1 | TRUE
5202 | 63M1D1 | 4224 | 63M1D1 | Site works | Gabions | PVC coated galvanised wire mesh box | Base dimensions 1.0m x 1.0m | Graded broken stone filling | PVC coated galvanised wire mesh box, wire laced, graded broken stone filling. Dimensions of the base of these modular units are 1.0m x 1.0m. Used to build ‘walls’ often as retaining walls especially with Reed Beds. | Location Adjustment Applicable (See Guidance Notes) - ERC = UK mean of 1.00 | (BEAMS Note 2) The ERC for this item should be added to all other rateable items on the hereditament (except land). Therefore the total of the ERC of the other Building Items and the P&M ERC (where applicable) to enable the correct contract size adjustment to be made. ERC of Building Component + ERC of P&M = Total ERC to which contract size adjustment should be applied. The appropriate % adjustment should be made in accordance with the scale for contract size adjustment specified under section 6 of the RCG 2023 Guidance notes. The currency ERC rates are set at £4m (Four Million Pounds) @ 1st April 2021 (AVD) for the RCG 2023 Publication. | - | Based on a rate / m3 of the caged units. | Rateable as part of the land. | - | Could be considerable if used around tank etc. | - | - | See page 6 of 6 of document in Evidence tab | - | 10233 |  | m3 | - | 3 - INDUSTRIAL | David Grace | Jim Allen | 89.2774 | Option 2 | 117.1158 | 31.18% | 610 | 424.5713 | 375.6% | 262.5% | 424.5713 | 375.6% | AECOM | Mohammed Imran | VOA_GPN_GOV_UK\7254880 | 2021-12-03 | Low | - | Low | Costs provided by AECOM (industry experts) | - | - | NA | SPONS Civils | 2 | (BEAMS Note 2) Standard | See page 6 of 6 of document in Evidence tab | - | 2 | TRUE
5203 | 63M1D2 | 4225 | 63M1D2 | Site works | Gabions | PVC coated galvanised wire mesh box | Base dimensions 1.0m x 0.50m | Graded broken stone filling | PVC coated galvanised wire mesh box, wire laced, graded broken stone filling. Dimensions of the base of these modular units are 1.0m x 0.50m. Used to build ‘walls’ often as retaining walls especially with Reed Beds. | Location Adjustment Applicable (See Guidance Notes) - ERC = UK mean of 1.00 | (BEAMS Note 2) The ERC for this item should be added to all other rateable items on the hereditament (except land). Therefore the total of the ERC of the other Building Items and the P&M ERC (where applicable) to enable the correct contract size adjustment to be made. ERC of Building Component + ERC of P&M = Total ERC to which contract size adjustment should be applied. The appropriate % adjustment should be made in accordance with the scale for contract size adjustment specified under section 6 of the RCG 2023 Guidance notes. The currency ERC rates are set at £4m (Four Million Pounds) @ 1st April 2021 (AVD) for the RCG 2023 Publication. | - | Based on a rate / m3 of the caged units. | Rateable as part of the land. | - | Could be considerable if used around tank etc. | - | - | See page 6 of 6 of document in Evidence tab | - | 10233 |  | m3 | - | 3 - INDUSTRIAL | David Grace | Jim Allen | 72.3455 | Option 2 | 94.9042 | 31.18% | 811 | 564.471 | 680.2% | 494.8% | 564.471 | 680.2% | AECOM | Mohammed Imran | VOA_GPN_GOV_UK\7254880 | 2021-10-07 | Low | - | Low | Costs provided by AECOM (industry experts) | - | - | NA | SPONS Civils | 2 | (BEAMS Note 2) Standard | See page 6 of 6 of document in Evidence tab | - | 2 | TRUE
| 63M1D3 |  | 63M1D3 | Site works | Gabions | PVC coated galvanised wire mesh box | Base dimensions 1.0m x 1.50m | Graded broken stone filling | PVC coated galvanised wire mesh box, wire laced, graded broken stone filling. Dimensions of the base of these modular units are 1.0m x 1.50m. Used to build ‘walls’ often as retaining walls especially with Reed Beds. | Location Adjustment Applicable (See Guidance Notes) - ERC = UK mean of 1.00 | (BEAMS Note 2) The ERC for this item should be added to all other rateable items on the hereditament (except land). Therefore the total of the ERC of the other Building Items and the P&M ERC (where applicable) to enable the correct contract size adjustment to be made. ERC of Building Component + ERC of P&M = Total ERC to which contract size adjustment should be applied. The appropriate % adjustment should be made in accordance with the scale for contract size adjustment specified under section 6 of the RCG 2023 Guidance notes. The currency ERC rates are set at £4m (Four Million Pounds) @ 1st April 2021 (AVD) for the RCG 2023 Publication. | - | Based on a rate / m3 of the caged units. | Rateable as part of the land. | - | Could be considerable if used around tank etc. | - | - | See page 6 of 6 of document in Evidence tab | - | 10233 |  | m3 | - | 3 - INDUSTRIAL | David Grace | Jim Allen | #N/A | Option 2 | ERROR | 0% | 543 | 377.938 | 0% | 0% | 377.938 | 0% | AECOM | Mohammed Imran | VOA_GPN_GOV_UK\7254880 | 2021-10-07 | Low | - | Low | Costs provided by AECOM (industry experts) | - | - | NA | SPONS Civils | 2 | (BEAMS Note 2) Standard | See page 6 of 6 of document in Evidence tab | - | 2 | TRUE
| 63M1D4 |  | 63M1D4 | Site works | Gabions | PVC coated galvanised wire mesh box | Base dimensions 1.0m x 2.0m | Graded broken stone filling | PVC coated galvanised wire mesh box, wire laced, graded broken stone filling. Dimensions of the base of these modular units are 1.0m x 2.0m. Used to build ‘walls’ often as retaining walls especially with Reed Beds. | Location Adjustment Applicable (See Guidance Notes) - ERC = UK mean of 1.00 | (BEAMS Note 2) The ERC for this item should be added to all other rateable items on the hereditament (except land). Therefore the total of the ERC of the other Building Items and the P&M ERC (where applicable) to enable the correct contract size adjustment to be made. ERC of Building Component + ERC of P&M = Total ERC to which contract size adjustment should be applied. The appropriate % adjustment should be made in accordance with the scale for contract size adjustment specified under section 6 of the RCG 2023 Guidance notes. The currency ERC rates are set at £4m (Four Million Pounds) @ 1st April 2021 (AVD) for the RCG 2023 Publication. | - | Based on a rate / m3 of the caged units. | Rateable as part of the land. | - | Could be considerable if used around tank etc. | - | - | See page 6 of 6 of document in Evidence tab | - | 10233 |  | m3 | - | 3 - INDUSTRIAL | David Grace | Jim Allen | #N/A | Option 2 | ERROR | 0% | 509 | 354.2734 | 0% | 0% | 354.2734 | 0% | AECOM | Mohammed Imran | VOA_GPN_GOV_UK\7254880 | 2021-10-07 | Low | - | Low | Costs provided by AECOM (industry experts) | - | - | NA | SPONS Civils | 2 | (BEAMS Note 2) Standard | See page 6 of 6 of document in Evidence tab | - | 2 | TRUE
| 63M1D5 |  | 63M1D5 | Site works | Gabions | PVC coated galvanised wire mesh box | Base dimensions 1.0m x 2.50m | Graded broken stone filling | PVC coated galvanised wire mesh box, wire laced, graded broken stone filling. Dimensions of the base of these modular units are 1.0m x 2.50m. Used to build ‘walls’ often as retaining walls especially with Reed Beds. | Location Adjustment Applicable (See Guidance Notes) - ERC = UK mean of 1.00 | (BEAMS Note 2) The ERC for this item should be added to all other rateable items on the hereditament (except land). Therefore the total of the ERC of the other Building Items and the P&M ERC (where applicable) to enable the correct contract size adjustment to be made. ERC of Building Component + ERC of P&M = Total ERC to which contract size adjustment should be applied. The appropriate % adjustment should be made in accordance with the scale for contract size adjustment specified under section 6 of the RCG 2023 Guidance notes. The currency ERC rates are set at £4m (Four Million Pounds) @ 1st April 2021 (AVD) for the RCG 2023 Publication. | - | Based on a rate / m3 of the caged units. | Rateable as part of the land. | - | Could be considerable if used around tank etc. | - | - | See page 6 of 6 of document in Evidence tab | - | 10233 |  | m3 | - | 3 - INDUSTRIAL | David Grace | Jim Allen | #N/A | Option 2 | ERROR | 0% | 489 | 340.353 | 0% | 0% | 340.353 | 0% | AECOM | Mohammed Imran | VOA_GPN_GOV_UK\7254880 | 2021-10-07 | Low | - | Low | Costs provided by AECOM (industry experts) | - | - | NA | SPONS Civils | 2 | (BEAMS Note 2) Standard | See page 6 of 6 of document in Evidence tab | - | 2 | TRUE
| 63M1D6 |  | 63M1D6 | Site works | Gabions | PVC coated galvanised wire mesh box | Base dimensions 1.0m x 3.0m | Graded broken stone filling | PVC coated galvanised wire mesh box, wire laced, graded broken stone filling. Dimensions of the base of these modular units are 1.0m x 3.0m. Used to build ‘walls’ often as retaining walls especially with Reed Beds. | Location Adjustment Applicable (See Guidance Notes) - ERC = UK mean of 1.00 | (BEAMS Note 2) The ERC for this item should be added to all other rateable items on the hereditament (except land). Therefore the total of the ERC of the other Building Items and the P&M ERC (where applicable) to enable the correct contract size adjustment to be made. ERC of Building Component + ERC of P&M = Total ERC to which contract size adjustment should be applied. The appropriate % adjustment should be made in accordance with the scale for contract size adjustment specified under section 6 of the RCG 2023 Guidance notes. The currency ERC rates are set at £4m (Four Million Pounds) @ 1st April 2021 (AVD) for the RCG 2023 Publication. | - | Based on a rate / m3 of the caged units. | Rateable as part of the land. | - | Could be considerable if used around tank etc. | - | - | See page 6 of 6 of document in Evidence tab | - | 10233 |  | m3 | - | 3 - INDUSTRIAL | David Grace | Jim Allen | #N/A | Option 2 | ERROR | 0% | 476 | 331.3048 | 0% | 0% | 331.3048 | 0% | AECOM | Mohammed Imran | VOA_GPN_GOV_UK\7254880 | 2021-10-07 | Low | - | Low | Costs provided by AECOM (industry experts) | - | - | NA | SPONS Civils | 2 | (BEAMS Note 2) Standard | See page 6 of 6 of document in Evidence tab | - | 2 | TRUE
| 63M1D7 |  | 63M1D7 | Site works | Gabions | PVC coated galvanised wire mesh box | Base dimensions 1.0m x 3.50m | Graded broken stone filling | PVC coated galvanised wire mesh box, wire laced, graded broken stone filling. Dimensions of the base of these modular units are 1.0m x 3.50m. Used to build ‘walls’ often as retaining walls especially with Reed Beds. | Location Adjustment Applicable (See Guidance Notes) - ERC = UK mean of 1.00 | (BEAMS Note 2) The ERC for this item should be added to all other rateable items on the hereditament (except land). Therefore the total of the ERC of the other Building Items and the P&M ERC (where applicable) to enable the correct contract size adjustment to be made. ERC of Building Component + ERC of P&M = Total ERC to which contract size adjustment should be applied. The appropriate % adjustment should be made in accordance with the scale for contract size adjustment specified under section 6 of the RCG 2023 Guidance notes. The currency ERC rates are set at £4m (Four Million Pounds) @ 1st April 2021 (AVD) for the RCG 2023 Publication. | - | Based on a rate / m3 of the caged units. | Rateable as part of the land. | - | Could be considerable if used around tank etc. | - | - | See page 6 of 6 of document in Evidence tab | - | 10233 |  | m3 | - | 3 - INDUSTRIAL | David Grace | Jim Allen | #N/A | Option 2 | ERROR | 0% | 466 | 324.3446 | 0% | 0% | 324.3446 | 0% | AECOM | Mohammed Imran | VOA_GPN_GOV_UK\7254880 | 2021-12-03 | Low | - | Low | Costs provided by AECOM (industry experts) | - | - | NA | SPONS Civils | 2 | (BEAMS Note 2) Standard | See page 6 of 6 of document in Evidence tab | - | 2 | TRUE
5204 | 33U00B | 6801 | 33U00B | Site works | Grassed areas | Parks and General Grassed Areas | Excavate topsoil, store and respread on site; cultivate, apply weed killer, sow grass seed; harrow, roll and initial cut | Park quality grass seed | Site Works - Grassed Areas Grass is available in varying grams per meter square (g/m2) however these can broadly be described as: Fine Lawns and green - Bowling greens; fine lawns; ornamental turf; croquet lawns Amenity grassed areas - general-purpose lawns; playing fields and sports areas. General Purpose grass - Park type grass seed The British Standard recommendations for seed and seeding of grass areas are contained in BS 4428: 1989. The prices given in this section are based on compliance with the standard. | Location Adjustment Applicable (See Guidance Notes) - ERC = UK mean of 1.00 | (BEAMS Note 2) The ERC for this item should be added to all other rateable items on the hereditament (except land). Therefore the total of the ERC of the other Building Items and the P&M ERC (where applicable) to enable the correct contract size adjustment to be made. ERC of Building Component + ERC of P&M = Total ERC to which contract size adjustment should be applied. The appropriate % adjustment should be made in accordance with the scale for contract size adjustment specified under section 6 of the RCG 2023 Guidance notes. The currency ERC rates are set at £4m (Four Million Pounds) @ 1st April 2021 (AVD) for the RCG 2023 Publication. | Plain grassed areas - Excavate over site 250mm deep to remove topsoil, deposit in temporary spoil heaps, remove from spoil heaps and spread on site, cultivate topsoil, apply weed killer and sow grass seed at 175kg per ha, harrow, lightly roll and carry out initial cut. | Site Area Hectare - HA | - | - | - | - | - | Photo 1 - Sports field. Quality Grass | - | 10254 |  | Ha | - | NA | NA | NA | 36250.2467 | Option 2 | 53924.7404 | 48.76% | 67426.9722 | 59231.8646 | 63.4% | 9.842% | 59231.8646 | 63.4% | Indexed | NA | VOA_GPN_GOV_UK\7246041 | 2019-08-30 | Low | - | - | Risk taken from previous CG | - | - | NA | SPONS Landscaping | NA | (BEAMS Note 2) The ERC for this item should be added to all other rateable items on the hereditament (except land). Therefore the total of the ERC of the other Building Items and the P&M ERC (where applicable) to enable the correct contract size adjustment to be made. ERC of Building Component + ERC of P&M = Total ERC to which contract size adjustment should be applied. The appropriate % adjustment should be made in accordance with the scale for contract size adjustment specified under section 6 of the RCG 2021 Guidance notes. The currency ERC rates are set at £4m (Four Million Pounds) @ 1st April 2019 (AVD) for the RCG 2021 Publication. | Photo 1 - Sports field. Quality Grass | - | 2 | TRUE
5205 | 33U00G | 6802 | 33U00G | Site works | Grassed areas | Parks and General Grassed Areas | Excavate topsoil, store and respread on site; cultivate, apply weed killer, sow grass seed; harrow, roll and initial cut | Sports field quality grass seed | Site Works - Grassed Areas Grass is available in varying grams per meter square (g/m2) however these can broadly be described as: Fine Lawns and green - Bowling greens; fine lawns; ornamental turf; croquet lawns Amenity grassed areas - general-purpose lawns; playing fields and sports areas. General Purpose grass - Park type grass seed The British Standard recommendations for seed and seeding of grass areas are contained in BS 4428: 1989. The prices given in this section are based on compliance with the standard. | Location Adjustment Applicable (See Guidance Notes) - ERC = UK mean of 1.00 | (BEAMS Note 1) The ERC for this item should be added to the total of the ERC of the other P&M items on the site and the Buildings ERC (where applicable) to enable the correct contract size adjustment to be made. ERC of P&M Items + ERC of Building Component’s = Total ERC (net figure rateable items only) to which contract size adjustment should be applied The 2023 Generic Contractors Test Spreadsheet has this facility built into the programme - it is recommended you undertake all contractors test valuations using this spreadsheet. (Details on the application of contract size adjustments can be found in the RCG 2023 Guidance notes). Where RV is calculated using the comparative method (rental method) the contract size adjustment should be made as follows: Select - SCAT code box ""P and M as an addition” within the 2023 Generic Contractors Test Spreadsheet facility. Or Where the spreadsheet is not used take the: Reciprocal of statutory de-capitalisation rate (i.e. 5% reciprocal = 20) multiply by rateable value of the buildings (before any overall end allowances are made and after making a notional deduction for the land value) and add to the ERC of P&M. Use resultant figure to calculate contract size adjustment. (Guidance Notes - Section 6) | Plain grassed areas - Excavate over site 250mm deep to remove topsoil, deposit in temporary spoil heaps, remove from spoil heaps and spread on site, cultivate topsoil, apply weed killer and sow grass seed at 175kg per ha, harrow, lightly roll and carry out initial cut: - | Site Area Hectare - HA | - | - | - | - | - | Photo 1 - Sports field. Quality Grass | - | 10254 |  | Ha | - | NA | NA | NA | 39656.1554 | Option 2 | 58991.2643 | 48.76% | 71421.9503 | 62741.2911 | 58.21% | 6.357% | 62741.2911 | 58.21% | Indexed | NA | VOA_GPN_GOV_UK\7246041 | 2019-08-30 | Low | - | - | Risk taken from previous CG | - | - | NA | SPONS Landscaping | NA | (BEAMS Note 1) The ERC for this item should be added to the total of the ERC of the other P&M items on the site and the Buildings ERC (where applicable) to enable the correct contract size adjustment to be made. ERC of P&M Items + ERC of Building Component’s = Total ERC (net figure rateable items only) to which contract size adjustment should be applied The 2021 Generic Contractors Test Spreadsheet has this facility built into the programme - it is recommended you undertake all contractors test valuations using this spreadsheet. (Details on the application of contract size adjustments can be found in the RCG 2021 Guidance notes). Where RV is calculated using the comparative method (rental method) the contract size adjustment should be made as follows: Select - SCAT code box "P and M as an addition” within the 2021 Generic Contractors Test Spreadsheet facility. Or Where the spreadsheet is not used take the: Reciprocal of statutory de-capitalisation rate (i.e. 5% reciprocal = 20) multiply by rateable value of the buildings (before any overall end allowances are made and after making a notional deduction for the land value) and add to the ERC of P&M. Use resultant figure to calculate contract size adjustment. (Guidance Notes - Section 6) | Photo 1 - Sports field. Quality Grass | - | 1 | TRUE
5206 | 33U00P | 6804 | 33U00P | Site works | Grassed areas | Parks and General Grassed Areas | Land drainage of grassed areas | Feeders at 10m centres and main runs at 33m centres | Site Works - Grassed Areas Grass is available in varying grams per meter square (g/m2) however these can broadly be described as: Fine Lawns and green - Bowling greens; fine lawns; ornamental turf; croquet lawns Amenity grassed areas - general-purpose lawns; playing fields and sports areas. General Purpose grass - Park type grass seed The British Standard recommendations for seed and seeding of grass areas are contained in BS 4428: 1989. The prices given in this section are based on compliance with the standard. Drainage of grassed areas - 10 m centres and main runs at 33 m centres. 100mm plastic pipework to average 1m deep | Location Adjustment Applicable (See Guidance Notes) - ERC = UK mean of 1.00 | (BEAMS Note 2) The ERC for this item should be added to all other rateable items on the hereditament (except land). Therefore the total of the ERC of the other Building Items and the P&M ERC (where applicable) to enable the correct contract size adjustment to be made. ERC of Building Component + ERC of P&M = Total ERC to which contract size adjustment should be applied. The appropriate % adjustment should be made in accordance with the scale for contract size adjustment specified under section 6 of the RCG 2023 Guidance notes. The currency ERC rates are set at £4m (Four Million Pounds) @ 1st April 2021 (AVD) for the RCG 2023 Publication. | Plain grassed areas - Excavate over site 250mm deep to remove topsoil, deposit in temporary spoil heaps, remove from spoil heaps and spread on site, cultivate topsoil, apply weed killer and sow grass seed at 175kg per ha, harrow, lightly roll and carry out initial cut: - | Site Area Hectare - HA | - | - | - | - | - | - | - | 10254 |  | Ha | - | NA | NA | NA | 10671.3346 | Option 2 | 15874.3456 | 48.76% | 15583.0012 | 13689.0355 | 28.28% | -13.77% | 13689.0355 | 28.28% | Indexed | NA | VOA_GPN_GOV_UK\7246041 | 2019-08-30 | Low | - | - | Risk taken from previous CG | - | - | NA | SPONS Landscaping | NA | (BEAMS Note 2) The ERC for this item should be added to all other rateable items on the hereditament (except land). Therefore the total of the ERC of the other Building Items and the P&M ERC (where applicable) to enable the correct contract size adjustment to be made. ERC of Building Component + ERC of P&M = Total ERC to which contract size adjustment should be applied. The appropriate % adjustment should be made in accordance with the scale for contract size adjustment specified under section 6 of the RCG 2021 Guidance notes. The currency ERC rates are set at £4m (Four Million Pounds) @ 1st April 2019 (AVD) for the RCG 2021 Publication. | - | - | 2 | TRUE
5207 | 33U055 | 6536 | 33U055 | Site works | Playing surfaces | All weather pitches | Artificial turf surfaces | Inc excavation, stone foundation and drainage | Site Works - Artificial Surfaces - Usage, local site conditions and maintenance will affect the choice of material when specifying artificial playing surfaces. Prices for the construction of average facilities | Location Adjustment Applicable (See Guidance Notes) - ERC = UK mean of 1.00 | (BEAMS Note 2) The ERC for this item should be added to all other rateable items on the hereditament (except land). Therefore the total of the ERC of the other Building Items and the P&M ERC (where applicable) to enable the correct contract size adjustment to be made. ERC of Building Component + ERC of P&M = Total ERC to which contract size adjustment should be applied. The appropriate % adjustment should be made in accordance with the scale for contract size adjustment specified under section 6 of the RCG 2023 Guidance notes. The currency ERC rates are set at £4m (Four Million Pounds) @ 1st April 2021 (AVD) for the RCG 2023 Publication. | Turf - Artificial all weather pitch Turf - Artificial all weather pitch including drainage and stone foundations. | - | - | - | - | - | - | Site works - Playing Surfaces | - | 10252 |  | M2 | - | NA | NA | NA | 43.8691 | Option 2 | 65.2583 | 48.76% | 63.9529 | 56.18 | 28.06% | -13.91% | 56.18 | 28.06% | Indexed | NA | VOA_GPN_GOV_UK\7246041 | 2019-08-30 | Low | - | - | Risk taken from previous CG | - | - | NA | SPONS Landscaping | NA | (BEAMS Note 2) The ERC for this item should be added to all other rateable items on the hereditament (except land). Therefore the total of the ERC of the other Building Items and the P&M ERC (where applicable) to enable the correct contract size adjustment to be made. ERC of Building Component + ERC of P&M = Total ERC to which contract size adjustment should be applied. The appropriate % adjustment should be made in accordance with the scale for contract size adjustment specified under section 6 of the RCG 2021 Guidance notes. The currency ERC rates are set at £4m (Four Million Pounds) @ 1st April 2019 (AVD) for the RCG 2021 Publication. | Site works - Playing Surfaces | - | 2 | TRUE
5208 | 33U085 | 6539 | 33U085 | Site works | Playing surfaces | Asphalt or Macadam surfaces | 5-a-side Football pitch 36.00m x 18.50m | Inc excavation, stone foundation and drainage | Site Works - Artificial Surfaces - Usage, local site conditions and maintenance will affect the choice of material when specifying artificial playing surfaces. Prices for the construction of average facilities | Location Adjustment Applicable (See Guidance Notes) - ERC = UK mean of 1.00 | (BEAMS Note 2) The ERC for this item should be added to all other rateable items on the hereditament (except land). Therefore the total of the ERC of the other Building Items and the P&M ERC (where applicable) to enable the correct contract size adjustment to be made. ERC of Building Component + ERC of P&M = Total ERC to which contract size adjustment should be applied. The appropriate % adjustment should be made in accordance with the scale for contract size adjustment specified under section 6 of the RCG 2023 Guidance notes. The currency ERC rates are set at £4m (Four Million Pounds) @ 1st April 2021 (AVD) for the RCG 2023 Publication. | 5-a-side football pitch, 36.00 x 18.50m, including perimeter wall and mesh fence including drainage Asphalt/macadam surface | - | - | - | - | - | - | Site works - Playing Surfaces | - | 10252 |  | Each | - | NA | NA | NA | 30138.063 | Option 2 | 44832.4459 | 48.76% | 51331.9684 | 45093.0555 | 49.62% | 0.5813% | 45093.0555 | 49.62% | Indexed | NA | VOA_GPN_GOV_UK\7246041 | 2019-08-30 | Low | - | - | Risk taken from previous CG | - | - | NA | SPONS Landscaping | NA | (BEAMS Note 2) The ERC for this item should be added to all other rateable items on the hereditament (except land). Therefore the total of the ERC of the other Building Items and the P&M ERC (where applicable) to enable the correct contract size adjustment to be made. ERC of Building Component + ERC of P&M = Total ERC to which contract size adjustment should be applied. The appropriate % adjustment should be made in accordance with the scale for contract size adjustment specified under section 6 of the RCG 2021 Guidance notes. The currency ERC rates are set at £4m (Four Million Pounds) @ 1st April 2019 (AVD) for the RCG 2021 Publication. | Site works - Playing Surfaces | - | 2 | TRUE
5209 | 33U00Y | 6809 | 33U00Y | Site works | Playing surfaces | Cricket pitches | Grass outfield | 160.0m x 142.0m | Site Works - Grassed Areas Grass is available in varying grams per meter square (g/m2) however these can broadly be described as: Fine Lawns and green - Bowling greens; fine lawns; ornamental turf; croquet lawns Amenity grassed areas - general-purpose lawns; playing fields and sports areas. General Purpose grass - Park type grass seed The British Standard recommendations for seed and seeding of grass areas are contained in BS 4428: 1989. The prices given in this section are based on compliance with the standard. | Location Adjustment Applicable (See Guidance Notes) - ERC = UK mean of 1.00 | (BEAMS Note 2) The ERC for this item should be added to all other rateable items on the hereditament (except land). Therefore the total of the ERC of the other Building Items and the P&M ERC (where applicable) to enable the correct contract size adjustment to be made. ERC of Building Component + ERC of P&M = Total ERC to which contract size adjustment should be applied. The appropriate % adjustment should be made in accordance with the scale for contract size adjustment specified under section 6 of the RCG 2023 Guidance notes. The currency ERC rates are set at £4m (Four Million Pounds) @ 1st April 2021 (AVD) for the RCG 2023 Publication. | Plain grassed areas - Excavate over site 250mm deep to remove topsoil, deposit in temporary spoil heaps, remove from spoil heaps and spread on site, cultivate topsoil, apply weed killer and sow grass seed at 175kg per ha, harrow, lightly roll and carry out initial cut: - | Site Area Hectare - HA | - | - | - | - | - | - | - | 10254 |  | Each | - | NA | NA | NA | 7957.3712 | Option 2 | 11837.1381 | 48.76% | 4423.3081 | 3885.697 | -51.17% | -67.17% | 3885.697 | -51.17% | Indexed | NA | VOA_GPN_GOV_UK\7246041 | 2019-08-30 | Low | - | - | Risk taken from previous CG | - | - | NA | SPONS Landscaping | NA | (BEAMS Note 2) The ERC for this item should be added to all other rateable items on the hereditament (except land). Therefore the total of the ERC of the other Building Items and the P&M ERC (where applicable) to enable the correct contract size adjustment to be made. ERC of Building Component + ERC of P&M = Total ERC to which contract size adjustment should be applied. The appropriate % adjustment should be made in accordance with the scale for contract size adjustment specified under section 6 of the RCG 2021 Guidance notes. The currency ERC rates are set at £4m (Four Million Pounds) @ 1st April 2019 (AVD) for the RCG 2021 Publication. | - | - | 2 | TRUE
5210 | 33U00X | 6808 | 33U00X | Site works | Playing surfaces | Cricket square | Grass | 22.00m x 22.00m | Site Works - Grassed Areas Grass is available in varying grams per meter square (g/m2) however these can broadly be described as: Fine Lawns and green - Bowling greens; fine lawns; ornamental turf; croquet lawns Amenity grassed areas - general-purpose lawns; playing fields and sports areas. General Purpose grass - Park type grass seed The British Standard recommendations for seed and seeding of grass areas are contained in BS 4428: 1989. The prices given in this section are based on compliance with the standard. | Location Adjustment Applicable (See Guidance Notes) - ERC = UK mean of 1.00 | (BEAMS Note 2) The ERC for this item should be added to all other rateable items on the hereditament (except land). Therefore the total of the ERC of the other Building Items and the P&M ERC (where applicable) to enable the correct contract size adjustment to be made. ERC of Building Component + ERC of P&M = Total ERC to which contract size adjustment should be applied. The appropriate % adjustment should be made in accordance with the scale for contract size adjustment specified under section 6 of the RCG 2023 Guidance notes. The currency ERC rates are set at £4m (Four Million Pounds) @ 1st April 2021 (AVD) for the RCG 2023 Publication. | Plain grassed areas - Excavate over site 250mm deep to remove topsoil, deposit in temporary spoil heaps, remove from spoil heaps and spread on site, cultivate topsoil, apply weed killer and sow grass seed at 175kg per ha, harrow, lightly roll and carry out initial cut: - | Site Area Hectare - HA | - | - | - | - | - | - | - | 10254 |  | Each | - | NA | NA | NA | 12762.5471 | Option 2 | 18985.1684 | 48.76% | 19978.45 | 17550.2593 | 37.51% | -7.558% | 17550.2593 | 37.51% | Indexed | NA | VOA_GPN_GOV_UK\7246041 | 2019-08-30 | Low | - | - | Risk taken from previous CG | - | - | NA | SPONS Landscaping | NA | (BEAMS Note 2) The ERC for this item should be added to all other rateable items on the hereditament (except land). Therefore the total of the ERC of the other Building Items and the P&M ERC (where applicable) to enable the correct contract size adjustment to be made. ERC of Building Component + ERC of P&M = Total ERC to which contract size adjustment should be applied. The appropriate % adjustment should be made in accordance with the scale for contract size adjustment specified under section 6 of the RCG 2021 Guidance notes. The currency ERC rates are set at £4m (Four Million Pounds) @ 1st April 2019 (AVD) for the RCG 2021 Publication. | - | - | 2 | TRUE
5211 | 33U025 | 6534 | 33U025 | Site works | Playing surfaces | Porous macadam surfaces | > 6,000m² | Inc. Excavation hardcore and drainage | Site Works - Artificial Surfaces - Usage, local site conditions and maintenance will affect the choice of material when specifying artificial playing surfaces. Prices for the construction of average facilities | Location Adjustment Applicable (See Guidance Notes) - ERC = UK mean of 1.00 | (BEAMS Note 2) The ERC for this item should be added to all other rateable items on the hereditament (except land). Therefore the total of the ERC of the other Building Items and the P&M ERC (where applicable) to enable the correct contract size adjustment to be made. ERC of Building Component + ERC of P&M = Total ERC to which contract size adjustment should be applied. The appropriate % adjustment should be made in accordance with the scale for contract size adjustment specified under section 6 of the RCG 2023 Guidance notes. The currency ERC rates are set at £4m (Four Million Pounds) @ 1st April 2021 (AVD) for the RCG 2023 Publication. | Macadam - porous macadam Including drainage and foundation Areas greater than 6,000m | - | - | - | - | - | - | Site works - Playing Surfaces | - | 10252 |  | M2 | - | NA | NA | NA | 16.1623 | Option 2 | 24.0425 | 48.76% | 41.4092 | 36.3763 | 125.1% | 51.3% | 36.3763 | 125.1% | Indexed | NA | VOA_GPN_GOV_UK\7246041 | 2019-08-30 | Low | - | - | Risk taken from previous CG | - | - | NA | SPONS Landscaping | NA | (BEAMS Note 2) The ERC for this item should be added to all other rateable items on the hereditament (except land). Therefore the total of the ERC of the other Building Items and the P&M ERC (where applicable) to enable the correct contract size adjustment to be made. ERC of Building Component + ERC of P&M = Total ERC to which contract size adjustment should be applied. The appropriate % adjustment should be made in accordance with the scale for contract size adjustment specified under section 6 of the RCG 2021 Guidance notes. The currency ERC rates are set at £4m (Four Million Pounds) @ 1st April 2019 (AVD) for the RCG 2021 Publication. | Site works - Playing Surfaces | - | 2 | TRUE
5212 | 33U030 | 6535 | 33U030 | Site works | Playing surfaces | Porous macadam surfaces | < 6,000m² | Inc. Excavation hardcore and drainage | Site Works - Artificial Surfaces - Usage, local site conditions and maintenance will affect the choice of material when specifying artificial playing surfaces. Prices for the construction of average facilities | Location Adjustment Applicable (See Guidance Notes) - ERC = UK mean of 1.00 | (BEAMS Note 2) The ERC for this item should be added to all other rateable items on the hereditament (except land). Therefore the total of the ERC of the other Building Items and the P&M ERC (where applicable) to enable the correct contract size adjustment to be made. ERC of Building Component + ERC of P&M = Total ERC to which contract size adjustment should be applied. The appropriate % adjustment should be made in accordance with the scale for contract size adjustment specified under section 6 of the RCG 2023 Guidance notes. The currency ERC rates are set at £4m (Four Million Pounds) @ 1st April 2021 (AVD) for the RCG 2023 Publication. | Macadam - porous macadam Including drainage and foundation Areas less than 6,000m | - | - | - | - | - | - | Site works - Playing Surfaces | - | 10252 |  | M2 | - | NA | NA | NA | 23.089 | Option 2 | 34.3465 | 48.76% | 49.8334 | 43.7766 | 89.6% | 27.46% | 43.7766 | 89.6% | Indexed | NA | VOA_GPN_GOV_UK\7246041 | 2019-08-30 | Low | - | - | Risk taken from previous CG | - | - | NA | SPONS Landscaping | NA | (BEAMS Note 2) The ERC for this item should be added to all other rateable items on the hereditament (except land). Therefore the total of the ERC of the other Building Items and the P&M ERC (where applicable) to enable the correct contract size adjustment to be made. ERC of Building Component + ERC of P&M = Total ERC to which contract size adjustment should be applied. The appropriate % adjustment should be made in accordance with the scale for contract size adjustment specified under section 6 of the RCG 2021 Guidance notes. The currency ERC rates are set at £4m (Four Million Pounds) @ 1st April 2019 (AVD) for the RCG 2021 Publication. | Site works - Playing Surfaces | - | 2 | TRUE
5213 | 33U010 | 6810 | 33U010 | Site works | Playing surfaces | Redgra (surfaces) | 50mm thick | Inc excavation and hardcore | Site Works - Artificial Surfaces - Usage, local site conditions and maintenance will affect the choice of material when specifying artificial playing surfaces. Prices for the construction of average facilities | Location Adjustment Applicable (See Guidance Notes) - ERC = UK mean of 1.00 | (BEAMS Note 2) The ERC for this item should be added to all other rateable items on the hereditament (except land). Therefore the total of the ERC of the other Building Items and the P&M ERC (where applicable) to enable the correct contract size adjustment to be made. ERC of Building Component + ERC of P&M = Total ERC to which contract size adjustment should be applied. The appropriate % adjustment should be made in accordance with the scale for contract size adjustment specified under section 6 of the RCG 2023 Guidance notes. The currency ERC rates are set at £4m (Four Million Pounds) @ 1st April 2021 (AVD) for the RCG 2023 Publication. | Redgra including foundations | - | - | - | - | - | - | Site works - Playing Surfaces | - | 10252 |  | M2 | - | NA | NA | NA | 14.623 | Option 2 | 21.7528 | 48.76% | 45.0874 | 39.6074 | 170.9% | 82.08% | 39.6074 | 170.9% | Indexed | NA | VOA_GPN_GOV_UK\7246041 | 2019-08-30 | Low | - | - | Risk taken from previous CG | - | - | NA | SPONS Landscaping | NA | (BEAMS Note 2) The ERC for this item should be added to all other rateable items on the hereditament (except land). Therefore the total of the ERC of the other Building Items and the P&M ERC (where applicable) to enable the correct contract size adjustment to be made. ERC of Building Component + ERC of P&M = Total ERC to which contract size adjustment should be applied. The appropriate % adjustment should be made in accordance with the scale for contract size adjustment specified under section 6 of the RCG 2021 Guidance notes. The currency ERC rates are set at £4m (Four Million Pounds) @ 1st April 2019 (AVD) for the RCG 2021 Publication. | Site works - Playing Surfaces | - | 2 | TRUE
5214 | 33U015 | 6811 | 33U015 | Site works | Playing surfaces | Shale surfaces | > 6,000m² | Inc. Excavation hardcore and drainage | Site Works - Artificial Surfaces - Usage, local site conditions and maintenance will affect the choice of material when specifying artificial playing surfaces. Prices for the construction of average facilities | Location Adjustment Applicable (See Guidance Notes) - ERC = UK mean of 1.00 | (BEAMS Note 2) The ERC for this item should be added to all other rateable items on the hereditament (except land). Therefore the total of the ERC of the other Building Items and the P&M ERC (where applicable) to enable the correct contract size adjustment to be made. ERC of Building Component + ERC of P&M = Total ERC to which contract size adjustment should be applied. The appropriate % adjustment should be made in accordance with the scale for contract size adjustment specified under section 6 of the RCG 2023 Guidance notes. The currency ERC rates are set at £4m (Four Million Pounds) @ 1st April 2021 (AVD) for the RCG 2023 Publication. | Shale surface including drainage and foundation Areas greater than 6,000m | - | - | - | - | - | - | Site works - Playing Surfaces | - | 10252 |  | M2 | - | NA | NA | NA | 15.3927 | Option 2 | 22.8976 | 48.76% | 41.4092 | 36.3763 | 136.3% | 58.86% | 36.3763 | 136.3% | Indexed | NA | VOA_GPN_GOV_UK\7246041 | 2019-08-30 | Low | - | - | Risk taken from previous CG | - | - | NA | SPONS Landscaping | NA | (BEAMS Note 2) The ERC for this item should be added to all other rateable items on the hereditament (except land). Therefore the total of the ERC of the other Building Items and the P&M ERC (where applicable) to enable the correct contract size adjustment to be made. ERC of Building Component + ERC of P&M = Total ERC to which contract size adjustment should be applied. The appropriate % adjustment should be made in accordance with the scale for contract size adjustment specified under section 6 of the RCG 2021 Guidance notes. The currency ERC rates are set at £4m (Four Million Pounds) @ 1st April 2019 (AVD) for the RCG 2021 Publication. | Site works - Playing Surfaces | - | 2 | TRUE
5215 | 33U020 | 6812 | 33U020 | Site works | Playing surfaces | Shale surfaces | < 6,000m² | Inc. Excavation hardcore and drainage | Site Works - Artificial Surfaces - Usage, local site conditions and maintenance will affect the choice of material when specifying artificial playing surfaces. Prices for the construction of average facilities | Location Adjustment Applicable (See Guidance Notes) - ERC = UK mean of 1.00 | (BEAMS Note 2) The ERC for this item should be added to all other rateable items on the hereditament (except land). Therefore the total of the ERC of the other Building Items and the P&M ERC (where applicable) to enable the correct contract size adjustment to be made. ERC of Building Component + ERC of P&M = Total ERC to which contract size adjustment should be applied. The appropriate % adjustment should be made in accordance with the scale for contract size adjustment specified under section 6 of the RCG 2023 Guidance notes. The currency ERC rates are set at £4m (Four Million Pounds) @ 1st April 2021 (AVD) for the RCG 2023 Publication. | Shale surface including drainage and foundation Small areas less than 6,000m | - | - | - | - | - | - | Site works - Playing Surfaces | - | 10252 |  | M2 | - | NA | NA | NA | 20.7801 | Option 2 | 30.9118 | 48.76% | 50.3436 | 44.2248 | 112.8% | 43.07% | 44.2248 | 112.8% | Indexed | NA | VOA_GPN_GOV_UK\7246041 | 2019-08-30 | Low | - | - | Risk taken from previous CG | - | - | NA | SPONS Landscaping | NA | (BEAMS Note 2) The ERC for this item should be added to all other rateable items on the hereditament (except land). Therefore the total of the ERC of the other Building Items and the P&M ERC (where applicable) to enable the correct contract size adjustment to be made. ERC of Building Component + ERC of P&M = Total ERC to which contract size adjustment should be applied. The appropriate % adjustment should be made in accordance with the scale for contract size adjustment specified under section 6 of the RCG 2021 Guidance notes. The currency ERC rates are set at £4m (Four Million Pounds) @ 1st April 2019 (AVD) for the RCG 2021 Publication. | Site works - Playing Surfaces | - | 2 | TRUE
5216 | 33U00Q | 6805 | 33U00Q | Site works | Playing surfaces | Six rink Bowling Green basic | 38.40m x 38.40m | Including land drainage and gravel perimeter path. | Site Works - Grassed Areas Grass is available in varying grams per meter square (g/m2) however these can broadly be described as: Fine Lawns and green - Bowling greens; fine lawns; ornamental turf; croquet lawns Amenity grassed areas - general-purpose lawns; playing fields and sports areas. General Purpose grass - Park type grass seed The British Standard recommendations for seed and seeding of grass areas are contained in BS 4428: 1989. The prices given in this section are based on compliance with the standard. | Location Adjustment Applicable (See Guidance Notes) - ERC = UK mean of 1.00 | (BEAMS Note 2) The ERC for this item should be added to all other rateable items on the hereditament (except land). Therefore the total of the ERC of the other Building Items and the P&M ERC (where applicable) to enable the correct contract size adjustment to be made. ERC of Building Component + ERC of P&M = Total ERC to which contract size adjustment should be applied. The appropriate % adjustment should be made in accordance with the scale for contract size adjustment specified under section 6 of the RCG 2023 Guidance notes. The currency ERC rates are set at £4m (Four Million Pounds) @ 1st April 2021 (AVD) for the RCG 2023 Publication. | Plain grassed areas - Excavate over site 250mm deep to remove topsoil, deposit in temporary spoil heaps, remove from spoil heaps and spread on site, cultivate topsoil, apply weed killer and sow grass seed at 175kg per ha, harrow, lightly roll and carry out initial cut. | Site Area Hectare - HA | - | - | - | - | - | Photo 1 - Sports field. Quality Grass | - | 10254 |  | Each | - | NA | NA | NA | 18059.773 | Option 2 | 26865.157 | 48.76% | 105599.3618 | 92764.763 | 413.7% | 245.3% | 92764.763 | 413.7% | Indexed | NA | VOA_GPN_GOV_UK\7246041 | 2019-08-30 | Low | - | - | Risk taken from previous CG | - | - | NA | SPONS Landscaping | NA | (BEAMS Note 2) The ERC for this item should be added to all other rateable items on the hereditament (except land). Therefore the total of the ERC of the other Building Items and the P&M ERC (where applicable) to enable the correct contract size adjustment to be made. ERC of Building Component + ERC of P&M = Total ERC to which contract size adjustment should be applied. The appropriate % adjustment should be made in accordance with the scale for contract size adjustment specified under section 6 of the RCG 2021 Guidance notes. The currency ERC rates are set at £4m (Four Million Pounds) @ 1st April 2019 (AVD) for the RCG 2021 Publication. | Photo 1 - Sports field. Quality Grass | - | 2 | TRUE
5217 | 33U00V | 6807 | 33U00V | Site works | Playing surfaces | Six rink Bowling Green good club | 38.40m x 38.40m | Inc. Land drainage, perimeter ditch channel, and macadam perimeter path. | Site Works - Grassed Areas Grass is available in varying grams per meter square (g/m2) however these can broadly be described as: Fine Lawns and green - Bowling greens; fine lawns; ornamental turf; croquet lawns Amenity grassed areas - general-purpose lawns; playing fields and sports areas. General Purpose grass - Park type grass seed The British Standard recommendations for seed and seeding of grass areas are contained in BS 4428: 1989. The prices given in this section are based on compliance with the standard. | Location Adjustment Applicable (See Guidance Notes) - ERC = UK mean of 1.00 | (BEAMS Note 2) The ERC for this item should be added to all other rateable items on the hereditament (except land). Therefore the total of the ERC of the other Building Items and the P&M ERC (where applicable) to enable the correct contract size adjustment to be made. ERC of Building Component + ERC of P&M = Total ERC to which contract size adjustment should be applied. The appropriate % adjustment should be made in accordance with the scale for contract size adjustment specified under section 6 of the RCG 2023 Guidance notes. The currency ERC rates are set at £4m (Four Million Pounds) @ 1st April 2021 (AVD) for the RCG 2023 Publication. | Plain grassed areas - Excavate over site 250mm deep to remove topsoil, deposit in temporary spoil heaps, remove from spoil heaps and spread on site, cultivate topsoil, apply weed killer and sow grass seed at 175kg per ha, harrow, lightly roll and carry out initial cut: - | Site Area Hectare - HA | - | - | - | - | - | Photo 1 - Sports field. Quality Grass | - | 10254 |  | Each | - | NA | NA | NA | 59199.7666 | Option 2 | 88063.733 | 48.76% | 116277.9489 | 102145.4693 | 72.54% | 15.99% | 102145.4693 | 72.54% | Indexed | NA | VOA_GPN_GOV_UK\7246041 | 2019-08-30 | Low | - | - | Risk taken from previous CG | - | - | NA | SPONS Landscaping | NA | (BEAMS Note 2) The ERC for this item should be added to all other rateable items on the hereditament (except land). Therefore the total of the ERC of the other Building Items and the P&M ERC (where applicable) to enable the correct contract size adjustment to be made. ERC of Building Component + ERC of P&M = Total ERC to which contract size adjustment should be applied. The appropriate % adjustment should be made in accordance with the scale for contract size adjustment specified under section 6 of the RCG 2021 Guidance notes. The currency ERC rates are set at £4m (Four Million Pounds) @ 1st April 2019 (AVD) for the RCG 2021 Publication. | Photo 1 - Sports field. Quality Grass | - | 2 | TRUE
5218 | 33U00U | 6806 | 33U00U | Site works | Playing surfaces | Six rink Bowling Green to EBA standard | 38.40m x 38.40m | Inc land drainage, pumped irrigation, sprinkler system, perimeter ditch channel, and macadam path. | Site Works - Grassed Areas Grass is available in varying grams per meter square (g/m2) however these can broadly be described as: Fine Lawns and green - Bowling greens; fine lawns; ornamental turf; croquet lawns Amenity grassed areas - general-purpose lawns; playing fields and sports areas. General Purpose grass - Park type grass seed The British Standard recommendations for seed and seeding of grass areas are contained in BS 4428: 1989. The prices given in this section are based on compliance with the standard. | Location Adjustment Applicable (See Guidance Notes) - ERC = UK mean of 1.00 | (BEAMS Note 2) The ERC for this item should be added to all other rateable items on the hereditament (except land). Therefore the total of the ERC of the other Building Items and the P&M ERC (where applicable) to enable the correct contract size adjustment to be made. ERC of Building Component + ERC of P&M = Total ERC to which contract size adjustment should be applied. The appropriate % adjustment should be made in accordance with the scale for contract size adjustment specified under section 6 of the RCG 2023 Guidance notes. The currency ERC rates are set at £4m (Four Million Pounds) @ 1st April 2021 (AVD) for the RCG 2023 Publication. | Plain grassed areas - Excavate over site 250mm deep to remove topsoil, deposit in temporary spoil heaps, remove from spoil heaps and spread on site, cultivate topsoil, apply weed killer and sow grass seed at 175kg per ha, harrow, lightly roll and carry out initial cut: - | Site Area Hectare - HA | - | - | - | - | - | Photo 1 - Sports field. Quality Grass | - | 10254 |  | Each | - | NA | NA | NA | 73346.2044 | Option 2 | 109107.5341 | 48.76% | 124583.5167 | 109441.5743 | 49.21% | 0.3062% | 109441.5743 | 49.21% | Indexed | NA | VOA_GPN_GOV_UK\7246041 | 2019-08-30 | Low | - | - | Risk taken from previous CG | - | - | NA | SPONS Landscaping | NA | (BEAMS Note 2) The ERC for this item should be added to all other rateable items on the hereditament (except land). Therefore the total of the ERC of the other Building Items and the P&M ERC (where applicable) to enable the correct contract size adjustment to be made. ERC of Building Component + ERC of P&M = Total ERC to which contract size adjustment should be applied. The appropriate % adjustment should be made in accordance with the scale for contract size adjustment specified under section 6 of the RCG 2021 Guidance notes. The currency ERC rates are set at £4m (Four Million Pounds) @ 1st April 2019 (AVD) for the RCG 2021 Publication. | Photo 1 - Sports field. Quality Grass | - | 2 | TRUE
5219 | 33U075 | 6537 | 33U075 | Site works | Playing surfaces | Synthetic surfaces | Cricket wicket 30.00m x 2.60m | Inc. Excavation, concrete foundation and drainage | Site Works - Artificial Surfaces - Usage, local site conditions and maintenance will affect the choice of material when specifying artificial playing surfaces. Prices for the construction of average facilities | Location Adjustment Applicable (See Guidance Notes) - ERC = UK mean of 1.00 | (BEAMS Note 2) The ERC for this item should be added to all other rateable items on the hereditament (except land). Therefore the total of the ERC of the other Building Items and the P&M ERC (where applicable) to enable the correct contract size adjustment to be made. ERC of Building Component + ERC of P&M = Total ERC to which contract size adjustment should be applied. The appropriate % adjustment should be made in accordance with the scale for contract size adjustment specified under section 6 of the RCG 2023 Guidance notes. The currency ERC rates are set at £4m (Four Million Pounds) @ 1st April 2021 (AVD) for the RCG 2023 Publication. | Cricket - synthetic wicket, 30.00 x 2.60m including drainage Concrete foundations per wicket | - | - | - | - | - | - | Site works - Playing Surfaces | - | 10252 |  | Each | - | NA | NA | NA | 5650.8868 | Option 2 | 8406.0836 | 48.76% | 13954.5404 | 12258.4986 | 116.9% | 45.83% | 12258.4986 | 116.9% | Indexed | NA | VOA_GPN_GOV_UK\7246041 | 2019-08-30 | Low | - | - | Risk taken from previous CG | - | - | NA | SPONS Landscaping | NA | (BEAMS Note 2) The ERC for this item should be added to all other rateable items on the hereditament (except land). Therefore the total of the ERC of the other Building Items and the P&M ERC (where applicable) to enable the correct contract size adjustment to be made. ERC of Building Component + ERC of P&M = Total ERC to which contract size adjustment should be applied. The appropriate % adjustment should be made in accordance with the scale for contract size adjustment specified under section 6 of the RCG 2021 Guidance notes. The currency ERC rates are set at £4m (Four Million Pounds) @ 1st April 2019 (AVD) for the RCG 2021 Publication. | Site works - Playing Surfaces | - | 2 | TRUE
5220 | 33U07A | 6538 | 33U07A | Site works | Playing surfaces | Synthetic surfaces | Cricket wicket 30.00m x 2.60m | Inc excavation, stone foundation and drainage | Site Works - Artificial Surfaces - Usage, local site conditions and maintenance will affect the choice of material when specifying artificial playing surfaces. Prices for the construction of average facilities | Location Adjustment Applicable (See Guidance Notes) - ERC = UK mean of 1.00 | (BEAMS Note 2) The ERC for this item should be added to all other rateable items on the hereditament (except land). Therefore the total of the ERC of the other Building Items and the P&M ERC (where applicable) to enable the correct contract size adjustment to be made. ERC of Building Component + ERC of P&M = Total ERC to which contract size adjustment should be applied. The appropriate % adjustment should be made in accordance with the scale for contract size adjustment specified under section 6 of the RCG 2023 Guidance notes. The currency ERC rates are set at £4m (Four Million Pounds) @ 1st April 2021 (AVD) for the RCG 2023 Publication. | Cricket - synthetic wicket, 30.00 x 2.60m including drainage Stone foundations per wicket | - | - | - | - | - | - | Site works - Playing Surfaces | - | 10252 |  | Each | - | NA | NA | NA | 4751.3579 | Option 2 | 7067.9723 | 48.76% | 11416.5962 | 10029.0174 | 111.1% | 41.89% | 10029.0174 | 111.1% | Indexed | NA | VOA_GPN_GOV_UK\7246041 | 2019-08-30 | Low | - | - | Risk taken from previous CG | - | - | NA | SPONS Landscaping | NA | (BEAMS Note 2) The ERC for this item should be added to all other rateable items on the hereditament (except land). Therefore the total of the ERC of the other Building Items and the P&M ERC (where applicable) to enable the correct contract size adjustment to be made. ERC of Building Component + ERC of P&M = Total ERC to which contract size adjustment should be applied. The appropriate % adjustment should be made in accordance with the scale for contract size adjustment specified under section 6 of the RCG 2021 Guidance notes. The currency ERC rates are set at £4m (Four Million Pounds) @ 1st April 2019 (AVD) for the RCG 2021 Publication. | Site works - Playing Surfaces | - | 2 | TRUE
5221 | 33U08A | 6540 | 33U08A | Site works | Playing surfaces | Synthetic surfaces | 5-a-side Football pitch 36.00m x 18.50m | Inc excavation, stone foundation and drainage | Site Works - Artificial Surfaces - Usage, local site conditions and maintenance will affect the choice of material when specifying artificial playing surfaces. Prices for the construction of average facilities | Location Adjustment Applicable (See Guidance Notes) - ERC = UK mean of 1.00 | (BEAMS Note 2) The ERC for this item should be added to all other rateable items on the hereditament (except land). Therefore the total of the ERC of the other Building Items and the P&M ERC (where applicable) to enable the correct contract size adjustment to be made. ERC of Building Component + ERC of P&M = Total ERC to which contract size adjustment should be applied. The appropriate % adjustment should be made in accordance with the scale for contract size adjustment specified under section 6 of the RCG 2023 Guidance notes. The currency ERC rates are set at £4m (Four Million Pounds) @ 1st April 2021 (AVD) for the RCG 2023 Publication. | 5-a-side football pitch, 36.00 x 18.50m, including perimeter wall and mesh fence including drainage Synthetic surface | - | - | - | - | - | - | Site works - Playing Surfaces | - | 10252 |  | Each | - | NA | NA | NA | 36327.1295 | Option 2 | 54039.1089 | 48.76% | 67943.5786 | 59685.6823 | 64.3% | 10.45% | 59685.6823 | 64.3% | Indexed | NA | VOA_GPN_GOV_UK\7246041 | 2019-08-30 | Low | - | - | Risk taken from previous CG | - | - | NA | SPONS Landscaping | NA | (BEAMS Note 2) The ERC for this item should be added to all other rateable items on the hereditament (except land). Therefore the total of the ERC of the other Building Items and the P&M ERC (where applicable) to enable the correct contract size adjustment to be made. ERC of Building Component + ERC of P&M = Total ERC to which contract size adjustment should be applied. The appropriate % adjustment should be made in accordance with the scale for contract size adjustment specified under section 6 of the RCG 2021 Guidance notes. The currency ERC rates are set at £4m (Four Million Pounds) @ 1st April 2019 (AVD) for the RCG 2021 Publication. | Site works - Playing Surfaces | - | 2 | TRUE
5222 | 33U00K | 6803 | 33U00K | Site works | Playing surfaces | Tennis courts | Grass | Cultivate, apply weed killer, sow tennis quality grass seed, harrow, roll and initial cut | Grass Amenity grade grass grown on very hard-packed soil, similar to golf greens, surround and perimeter drainage. Grass courts are the fastest courts however, due to high maintenance costs, grass courts are now rare as they must be watered and mowed often, and take a longer time to dry after rain than hard courts. Site works: Cultivate, apply weed killer, sow tennis quality grass seed, harrow, roll and initial cut. | Location Adjustment Applicable (See Guidance Notes) - ERC = UK mean of 1.00 | (BEAMS Note 2) The ERC for this item should be added to all other rateable items on the hereditament (except land). Therefore the total of the ERC of the other Building Items and the P&M ERC (where applicable) to enable the correct contract size adjustment to be made. ERC of Building Component + ERC of P&M = Total ERC to which contract size adjustment should be applied. The appropriate % adjustment should be made in accordance with the scale for contract size adjustment specified under section 6 of the RCG 2023 Guidance notes. The currency ERC rates are set at £4m (Four Million Pounds) @ 1st April 2021 (AVD) for the RCG 2023 Publication. | - | - | - | - | - | - | - | - | - | 10277 |  | Each | - | NA | NA | NA | 18405.7456 | Option 2 | 27379.8152 | 48.76% | 36746.2049 | 32280.0529 | 75.38% | 17.9% | 32280.0529 | 75.38% | Indexed | NA | VOA_GPN_GOV_UK\7246041 | 2019-08-30 | Low | - | - | Risk taken from previous CG | - | - | NA | SPONS Landscaping | NA | (BEAMS Note 2) The ERC for this item should be added to all other rateable items on the hereditament (except land). Therefore the total of the ERC of the other Building Items and the P&M ERC (where applicable) to enable the correct contract size adjustment to be made. ERC of Building Component + ERC of P&M = Total ERC to which contract size adjustment should be applied. The appropriate % adjustment should be made in accordance with the scale for contract size adjustment specified under section 6 of the RCG 2021 Guidance notes. The currency ERC rates are set at £4m (Four Million Pounds) @ 1st April 2019 (AVD) for the RCG 2021 Publication. | - | - | 2 | TRUE
| 206S01 |  | 206S01 | Electrics | Solar Panels | PhotoVoltaic | - | - | - | Location Adjustment Applicable (See Guidance Notes) - ERC = UK mean of 1.00 | (BEAMS Note 1) The ERC for this item should be added to the total of the ERC of the other P&M items on the site and the Buildings ERC (where applicable) to enable the correct contract size adjustment to be made. ERC of P&M Items + ERC of Building Component’s = Total ERC (net figure rateable items only) to which contract size adjustment should be applied The 2023 Generic Contractors Test Spreadsheet has this facility built into the programme - it is recommended you undertake all contractors test valuations using this spreadsheet. (Details on the application of contract size adjustments can be found in the RCG 2023 Guidance notes). Where RV is calculated using the comparative method (rental method) the contract size adjustment should be made as follows: Select - SCAT code box ""P and M as an addition” within the 2023 Generic Contractors Test Spreadsheet facility. Or Where the spreadsheet is not used take the: Reciprocal of statutory de-capitalisation rate (i.e. 5% reciprocal = 20) multiply by rateable value of the buildings (before any overall end allowances are made and after making a notional deduction for the land value) and add to the ERC of P&M. Use resultant figure to calculate contract size adjustment. (Guidance Notes - Section 6) | - | - | - | - | - | - | - | - | - | - |  | each | - | NA | NA | NA | 2559.3068 | Option 3 | 3446.6577 | 34.67% |  | 0 | -100% | -100% | 3446.6577 | 34.67% | Indexed | NA |  | 2021-09-30 |  |  |  | Indexed from NI RCG2020 | - | - | NA | SPONS M | NA |  |  |  |  | TRUE
5223 | 206S50 | 8438 | 206S50 | Solar Thermal Panels | Solar Panels | Evacuated tube | - | - | Solar thermal panels using vacuum tubes are the most efficient method of capturing solar radiation and turning it into useable heat, with efficiencies of over 90%. The system consists of the evacuated tube panel, insulated pipework, expansion vessel, controller pump, fittings and vented twin coil electric cylinder These should not be confused with Photo Voltaic (PV) panels that convert solar radiation (photons) into electricity. Includes Installation and access to roof. | Location Adjustment Applicable (See Guidance Notes) - ERC = UK mean of 1.00 | (BEAMS Note 1) The ERC for this item should be added to the total of the ERC of the other P&M items on the site and the Buildings ERC (where applicable) to enable the correct contract size adjustment to be made. ERC of P&M Items + ERC of Building Component’s = Total ERC (net figure rateable items only) to which contract size adjustment should be applied The 2023 Generic Contractors Test Spreadsheet has this facility built into the programme - it is recommended you undertake all contractors test valuations using this spreadsheet. (Details on the application of contract size adjustments can be found in the RCG 2023 Guidance notes). Where RV is calculated using the comparative method (rental method) the contract size adjustment should be made as follows: Select - SCAT code box ""P and M as an addition” within the 2023 Generic Contractors Test Spreadsheet facility. Or Where the spreadsheet is not used take the: Reciprocal of statutory de-capitalisation rate (i.e. 5% reciprocal = 20) multiply by rateable value of the buildings (before any overall end allowances are made and after making a notional deduction for the land value) and add to the ERC of P&M. Use resultant figure to calculate contract size adjustment. (Guidance Notes - Section 6) | Price shown is per sq. m. Panels are normally supplied in kits based on number of tubes per panel and will have length and width dimensions. | Find out the area of the panels. | Solar Panels, supports, controls and accessories may be rateable under Class 1 Table 1 (n) and List of Accessories but only if used mainly or exclusively in conncection with power. Will be rateable under Class 2 heating Table 2 (b) . Supports alone may be rateable under class 4 Table 3. | - | The prices shown include supply and installation of panels, controls, pump, expansion vessel & vented cylinder, but exclude the cost of any hot water or heating system to which they may be connected. | It is assumed that the item forms part of an average size industrial, commercial or office complex. Where it would be normal to find more than one item in such a hereditament the ERC stated has been adjusted to reflect any number / quantity, discount. These figures are NOT one off figures. | - | Evacuated tube panel on Industrial roof. | - | 20027 |  | m2 | - | 3 - INDUSTRIAL | David Grace | - | 5606.1006 | Option 3 | 7549.8216 | 34.67% | 1067 | 950.534 | -83.04% | -87.41% | 950.534 | -83.04% | P&M | Lee Jackson | VOA_GPN_GOV_UK\7236957 | 2020-05-13 | Low | - | Please Select | - | - | - | NA | SPONS M | 1.471 | (BEAMS Note 1) The ERC for this item should be added to the total of the ERC of the other P&M items on the site and the Buildings ERC (where applicable) to enable the correct contract size adjustment to be made. ERC of P&M Items + ERC of Building Component’s = Total ERC (net figure rateable items only) to which contract size adjustment should be applied The 2021 Generic Contractors Test Spreadsheet has this facility built into the programme - it is recommended you undertake all contractors test valuations using this spreadsheet. (Details on the application of contract size adjustments can be found in the RCG 2021 Guidance notes). Where RV is calculated using the comparative method (rental method) the contract size adjustment should be made as follows: Select - SCAT code box "P and M as an addition” within the 2021 Generic Contractors Test Spreadsheet facility. Or Where the spreadsheet is not used take the: Reciprocal of statutory de-capitalisation rate (i.e. 5% reciprocal = 20) multiply by rateable value of the buildings (before any overall end allowances are made and after making a notional deduction for the land value) and add to the ERC of P&M. Use resultant figure to calculate contract size adjustment. (Guidance Notes - Section 6) | Evacuated tube panel on Industrial roof. | - | 1 | TRUE
| 207R01 |  | 207R01 | Electrics | Gas Turbine - Alternator - Set | - | Within room | kVa alternator | - | Location Adjustment Applicable (See Guidance Notes) - ERC = UK mean of 1.00 | (BEAMS Note 1) The ERC for this item should be added to the total of the ERC of the other P&M items on the site and the Buildings ERC (where applicable) to enable the correct contract size adjustment to be made. ERC of P&M Items + ERC of Building Component’s = Total ERC (net figure rateable items only) to which contract size adjustment should be applied The 2023 Generic Contractors Test Spreadsheet has this facility built into the programme - it is recommended you undertake all contractors test valuations using this spreadsheet. (Details on the application of contract size adjustments can be found in the RCG 2023 Guidance notes). Where RV is calculated using the comparative method (rental method) the contract size adjustment should be made as follows: Select - SCAT code box ""P and M as an addition” within the 2023 Generic Contractors Test Spreadsheet facility. Or Where the spreadsheet is not used take the: Reciprocal of statutory de-capitalisation rate (i.e. 5% reciprocal = 20) multiply by rateable value of the buildings (before any overall end allowances are made and after making a notional deduction for the land value) and add to the ERC of P&M. Use resultant figure to calculate contract size adjustment. (Guidance Notes - Section 6) | - | - | - | - | - | - | - | - | - | - |  | each | - | NA | NA | NA | 0 | Option 3 | 0 | 0% |  | 0 | 0% | 0% | 0 | 0% | Indexed | NA |  | 2021-09-30 |  |  |  | Indexed from NI RCG2020 | - | - | NA | SPONS M | NA |  |  |  |  | TRUE
| 207J01 |  | 207J01 | Electrics | Gas Engine - Alternator - Set | - | Within Acoustic Box | kVa alternator | - | Location Adjustment Applicable (See Guidance Notes) - ERC = UK mean of 1.00 | (BEAMS Note 1) The ERC for this item should be added to the total of the ERC of the other P&M items on the site and the Buildings ERC (where applicable) to enable the correct contract size adjustment to be made. ERC of P&M Items + ERC of Building Component’s = Total ERC (net figure rateable items only) to which contract size adjustment should be applied The 2023 Generic Contractors Test Spreadsheet has this facility built into the programme - it is recommended you undertake all contractors test valuations using this spreadsheet. (Details on the application of contract size adjustments can be found in the RCG 2023 Guidance notes). Where RV is calculated using the comparative method (rental method) the contract size adjustment should be made as follows: Select - SCAT code box ""P and M as an addition” within the 2023 Generic Contractors Test Spreadsheet facility. Or Where the spreadsheet is not used take the: Reciprocal of statutory de-capitalisation rate (i.e. 5% reciprocal = 20) multiply by rateable value of the buildings (before any overall end allowances are made and after making a notional deduction for the land value) and add to the ERC of P&M. Use resultant figure to calculate contract size adjustment. (Guidance Notes - Section 6) | - | - | - | - | - | - | - | - | - | - |  | each | - | NA | NA | NA | 0 | Option 3 | 0 | 0% |  | 0 | 0% | 0% | 0 | 0% | Indexed | NA |  | 2021-09-30 |  |  |  | Indexed from NI RCG2020 | - | - | NA | SPONS M | NA |  |  |  |  | TRUE
5465 | 63Z00S | 9895 | 63Z00S | Swimming baths | Open air pools | Plastic canopy over pool on timber frame | - | - | Corrugated plastic sheeting forming a roof over an open air swimming pool including softwood timber support framing. | Location Adjustment Applicable (See Guidance Notes) - ERC = UK mean of 1.00 | (BEAMS Note 2) The ERC for this item should be added to all other rateable items on the hereditament (except land). Therefore the total of the ERC of the other Building Items and the P&M ERC (where applicable) to enable the correct contract size adjustment to be made. ERC of Building Component + ERC of P&M = Total ERC to which contract size adjustment should be applied. The appropriate % adjustment should be made in accordance with the scale for contract size adjustment specified under section 6 of the RCG 2023 Guidance notes. The currency ERC rates are set at £4m (Four Million Pounds) @ 1st April 2021 (AVD) for the RCG 2023 Publication. | Indexation of 2021 cost. | Canopy area. | - | - | - | - | - | No photograph available. | - | 10275 |  | m2 | - | 4 - HEALTHCARE, EDUCATION & Miscellaneous | Nathan Place | Steve Nettleton | #N/A | Option 2 | ERROR | 0% | 428 | 323.4671 | 0% | 0% | 323.4671 | 0% | Price Book Data | Saara Saloranta | VOA_GPN_GOV_UK\7212847 | 2021-02-23 | Low | - | High | No cost back up information from previous years for this code and the description in the RCG is very unclear but suggest some kind of plastic corrugated roofing on a timber frame over the pool. Features on 4 valuations (1 LAS template and 3 SLV ones) according to IT data. We’re unable to check actual valuations and without any cost back up verify if code matches valuation application. In any case instances of use are very rare and therefore code no longer required. Current risk relate to both unsubstantiated costs and also potential inappropriate use, however neither can be resolved but due to very limited use should be fairly low. Agreed with Steve Nettleton, the lead valuer, on 21.10.2020 to uplift the previous costs in line with indices (please see evidence tab for email). ERC in 2021 RCG was £419. | Indexed rate | Index compounded by putting ERC through Price Book Sheet. Generic category missed, added back and moved others down. | NA | SPONS A&B | 1.55 | (BEAMS Note 2) The ERC for this item should be added to all other rateable items on the hereditament (except land). Therefore the total of the ERC of the other Building Items and the P&M ERC (where applicable) to enable the correct contract size adjustment to be made. ERC of Building Component + ERC of P&M = Total ERC to which contract size adjustment should be applied. The appropriate % adjustment should be made in accordance with the scale for contract size adjustment specified under section 6 of the RCG 2021 Guidance notes. The currency ERC rates are set at £4m (Four Million Pounds) @ 1st April 2019 (AVD) for the RCG 2021 Publication. | No photograph available. | - | 2 | TRUE
5468 | 63Z00Y | 9896 | 63Z00Y | Swimming baths | Open air pools | GRP structure | Cost based on the water surface area of the actual pool. | - | - | Location Adjustment Applicable (See Guidance Notes) - ERC = UK mean of 1.00 | (BEAMS Note 2) The ERC for this item should be added to all other rateable items on the hereditament (except land). Therefore the total of the ERC of the other Building Items and the P&M ERC (where applicable) to enable the correct contract size adjustment to be made. ERC of Building Component + ERC of P&M = Total ERC to which contract size adjustment should be applied. The appropriate % adjustment should be made in accordance with the scale for contract size adjustment specified under section 6 of the RCG 2023 Guidance notes. The currency ERC rates are set at £4m (Four Million Pounds) @ 1st April 2021 (AVD) for the RCG 2023 Publication. | Indexation of 2021 cost. | Water surface area of the actual pool. | - | - | - | - | - | No photograph available. | - | - |  | m2 | - | 4 - HEALTHCARE, EDUCATION & Miscellaneous | Nathan Place | Steve Nettleton | #N/A | Option 2 | ERROR | 0% | 1177 | 889.5346 | 0% | 0% | 889.5346 | 0% | Price Book Data | Saara Saloranta | VOA_GPN_GOV_UK\7212847 | 2021-02-23 | Low | - | High | No cost back up information from previous years for this code and the description in the RCG is very unclear but possibly indicates either a pool liner or a free standing pool structure. Most of the description relates to the actual pool, which is another code, rather than to this one. Features on a single valuation (PAM template) according to IT data but unable to check actual valuations and without any cost back up verify if code matches valuation application. Extremely limited usage and code no longer required. Current risk relate to both unsubstantiated costs and also potential inappropriate use, however neither can be resolved but due to very limited use should be fairly low. Agreed with Steve Nettleton, the lead valuer, on 21.10.2020 to uplift the previous costs in line with indices (please see evidence tab for email). ERC in 2021 RCG was £1,152. | Indexed rate | Index compounded by putting ERC through Price Book Sheet. Generic category missed, added back and moved others down. | NA | SPONS A&B | 1.55 | (BEAMS Note 2) The ERC for this item should be added to all other rateable items on the hereditament (except land). Therefore the total of the ERC of the other Building Items and the P&M ERC (where applicable) to enable the correct contract size adjustment to be made. ERC of Building Component + ERC of P&M = Total ERC to which contract size adjustment should be applied. The appropriate % adjustment should be made in accordance with the scale for contract size adjustment specified under section 6 of the RCG 2021 Guidance notes. The currency ERC rates are set at £4m (Four Million Pounds) @ 1st April 2019 (AVD) for the RCG 2021 Publication. | No photograph available. | - | 2 | TRUE
5472 | STS035 | 8684 | STS035 | Swimming baths | Subject to scheme | - | - | - | - | Location Adjustment Applicable (See Guidance Notes) - ERC = UK mean of 1.00 | (BEAMS Note 2) The ERC for this item should be added to all other rateable items on the hereditament (except land). Therefore the total of the ERC of the other Building Items and the P&M ERC (where applicable) to enable the correct contract size adjustment to be made. ERC of Building Component + ERC of P&M = Total ERC to which contract size adjustment should be applied. The appropriate % adjustment should be made in accordance with the scale for contract size adjustment specified under section 6 of the RCG 2023 Guidance notes. The currency ERC rates are set at £4m (Four Million Pounds) @ 1st April 2021 (AVD) for the RCG 2023 Publication. | - | - | - | - | - | - | - | - | - | - |  | m2 | - | 4 - HEALTHCARE, EDUCATION & Miscellaneous | Nathan Place | Steve Nettleton | #DIV/0! | Option 2 | ERROR | 0% | 0 | 0 | 0% | 0% | 0 | 0% | Price Book Data | Saara Saloranta | VOA_GPN_GOV_UK\7212847 | 2020-10-19 | Low | - | Low | This appears to be an unused code with no cost associated with it in RCG 2021. The lead valuer, Steve Nettleton, confirmed on 14.10.2020 that no costs are required for this subject to scheme swimming pool code (please see evidence tab for email). | - | - | NA | SPONS A&B | 1.55 | (BEAMS Note 2) The ERC for this item should be added to all other rateable items on the hereditament (except land). Therefore the total of the ERC of the other Building Items and the P&M ERC (where applicable) to enable the correct contract size adjustment to be made. ERC of Building Component + ERC of P&M = Total ERC to which contract size adjustment should be applied. The appropriate % adjustment should be made in accordance with the scale for contract size adjustment specified under section 6 of the RCG 2021 Guidance notes. The currency ERC rates are set at £4m (Four Million Pounds) @ 1st April 2019 (AVD) for the RCG 2021 Publication. | - | - | 2 | TRUE
5224 | 63P00L | 9894 | 63P00L | Sports Ground Athletics Track | Athletics track | 2 lane synthetic | 400m | Excl. Barriers, water supply, central pitch area | Athletics track, 2 lane synthetic with 4 lane home. Excluding barriers, water supply and central pitch area. | Location Adjustment Applicable (See Guidance Notes) - ERC = UK mean of 1.00 | (BEAMS Note 2) The ERC for this item should be added to all other rateable items on the hereditament (except land). Therefore the total of the ERC of the other Building Items and the P&M ERC (where applicable) to enable the correct contract size adjustment to be made. ERC of Building Component + ERC of P&M = Total ERC to which contract size adjustment should be applied. The appropriate % adjustment should be made in accordance with the scale for contract size adjustment specified under section 6 of the RCG 2023 Guidance notes. The currency ERC rates are set at £4m (Four Million Pounds) @ 1st April 2021 (AVD) for the RCG 2023 Publication. | - | - | - | - | - | - | - | Evacuated tube panel on Industrial roof. | - | - |  | Each | - | NA | NA | NA | #N/A | Option 2 | ERROR | 0% | 233134.8331 | 183354.523 | 0% | 0% | 183354.523 | 0% | Indexed | NA | VOA_GPN_GOV_UK\7246041 | 2019-08-30 | Low | - | Medium | Risk taken from previous CG | - | - | NA | FOR | NA | (BEAMS Note 2) The ERC for this item should be added to all other rateable items on the hereditament (except land). Therefore the total of the ERC of the other Building Items and the P&M ERC (where applicable) to enable the correct contract size adjustment to be made. ERC of Building Component + ERC of P&M = Total ERC to which contract size adjustment should be applied. The appropriate % adjustment should be made in accordance with the scale for contract size adjustment specified under section 6 of the RCG 2021 Guidance notes. The currency ERC rates are set at £4m (Four Million Pounds) @ 1st April 2019 (AVD) for the RCG 2021 Publication. | Evacuated tube panel on Industrial roof. | - | 2 | TRUE
5225 | 63P00A | 4043 | 63P00A | Sports grounds | Athletics track | 6 lane synthetic | 400m | Excl. Barriers, water supply, central pitch area | Sports Grounds - Athletics Track - Base works: including clearing of land, supply and compaction of road base to required falls and levels including any drainage that might be necessary. Athletics track including field events facilities, water jump and drainage | Location Adjustment Applicable (See Guidance Notes) - ERC = UK mean of 1.00 | (BEAMS Note 2) The ERC for this item should be added to all other rateable items on the hereditament (except land). Therefore the total of the ERC of the other Building Items and the P&M ERC (where applicable) to enable the correct contract size adjustment to be made. ERC of Building Component + ERC of P&M = Total ERC to which contract size adjustment should be applied. The appropriate % adjustment should be made in accordance with the scale for contract size adjustment specified under section 6 of the RCG 2023 Guidance notes. The currency ERC rates are set at £4m (Four Million Pounds) @ 1st April 2021 (AVD) for the RCG 2023 Publication. | The actual cost will usually be between: For a 6 lane synthetic track £311,000 and £414,500 For a 8 lane synthetic track £363,000 and £570,000 For a 8 lane hard, porous, water-bound track £96,000 and £131,000 The above range should used to reflect the different quality ranging from club grade through to club/international to sports arena Costs exclude central playing pitch, barriers to track perimeter and a water supply ring main. | Track and external works | - | - | - | - | - | Sports Grounds - Athletics Track | - | 10255 |  | Each | - | NA | NA | NA | 329058.443 | Option 2 | 407968.008 | 23.98% | 541357.0075 | 409138.302 | 24.34% | 0.2869% | 409138.302 | 24.34% | Indexed | NA | VOA_GPN_GOV_UK\7246041 | 2019-08-30 | Low | - | Medium | Risk taken from previous CG | - | - | NA | SPONS A&B | NA | (BEAMS Note 2) The ERC for this item should be added to all other rateable items on the hereditament (except land). Therefore the total of the ERC of the other Building Items and the P&M ERC (where applicable) to enable the correct contract size adjustment to be made. ERC of Building Component + ERC of P&M = Total ERC to which contract size adjustment should be applied. The appropriate % adjustment should be made in accordance with the scale for contract size adjustment specified under section 6 of the RCG 2021 Guidance notes. The currency ERC rates are set at £4m (Four Million Pounds) @ 1st April 2019 (AVD) for the RCG 2021 Publication. | Sports Grounds - Athletics Track | - | 2 | TRUE
5226 | 63P00C | 4044 | 63P00C | Sports grounds | Athletics track | 8 lane synthetic | 400m | Excl. Barriers, water supply, central pitch area | Sports Grounds, athletics track, 8 lane synthetic track - 400m (Club Standard). IAAF size standards (1.2m width per lane). Construction work include site clearance, geotextile membrane, 250mm MOT Type 1, macadam 65mm porous macadam (40mm base course, with nominal aggregate size of 20mm, and 25mm wearing course, with nominal aggregate size of 10mm. 150 x 100mm edgings to sizes of track. Polyurethane rubber athletics track surface with line marking. Please note, only a French drain has been allowed to the outside of the track with a nominal allowance to connect into an existing drainage system. The cost does not include the provision of a dedicated drainage provision to the facility. | Location Adjustment Applicable (See Guidance Notes) - ERC = UK mean of 1.00 | (BEAMS Note 2) The ERC for this item should be added to all other rateable items on the hereditament (except land). Therefore the total of the ERC of the other Building Items and the P&M ERC (where applicable) to enable the correct contract size adjustment to be made. ERC of Building Component + ERC of P&M = Total ERC to which contract size adjustment should be applied. The appropriate % adjustment should be made in accordance with the scale for contract size adjustment specified under section 6 of the RCG 2023 Guidance notes. The currency ERC rates are set at £4m (Four Million Pounds) @ 1st April 2021 (AVD) for the RCG 2023 Publication. | The rate only includes the track and minimal external works as noted in the description. Total track area allowed - 5008 m2The cost to provide the central playing pitch, barrier to the perimeter , dedicated sporting equipment (hurdles and the like) and a water supply has been EXCLUDED from the cost. | Track and external works | - | - | - | - | - | Sports Grounds - Athletics Track | - | 10255 |  | Each | - | NA | NA | NA | 423624.304 | Option 2 | 525211.1505 | 23.98% | 736236.0596 | 556420.9332 | 31.35% | 5.942% | 556420.9332 | 31.35% | Indexed | NA | VOA_GPN_GOV_UK\7246041 | 2019-08-30 | Low | - | Medium | Risk taken from previous CG | - | - | NA | SPONS A&B | NA | (BEAMS Note 2) The ERC for this item should be added to all other rateable items on the hereditament (except land). Therefore the total of the ERC of the other Building Items and the P&M ERC (where applicable) to enable the correct contract size adjustment to be made. ERC of Building Component + ERC of P&M = Total ERC to which contract size adjustment should be applied. The appropriate % adjustment should be made in accordance with the scale for contract size adjustment specified under section 6 of the RCG 2021 Guidance notes. The currency ERC rates are set at £4m (Four Million Pounds) @ 1st April 2019 (AVD) for the RCG 2021 Publication. | Sports Grounds - Athletics Track | - | 2 | TRUE
5227 | 63P00E | 4045 | 63P00E | Sports grounds | Athletics track | 8 lane, hard, porous, water bound | 400m | Excl. Barriers, water supply, central pitch area | Sports Grounds - Athletics Track - Base works: including clearing of land, supply and compaction of road base to required falls and levels including any drainage that might be necessary. Athletics track including field events facilities, water jump and drainage | Location Adjustment Applicable (See Guidance Notes) - ERC = UK mean of 1.00 | (BEAMS Note 2) The ERC for this item should be added to all other rateable items on the hereditament (except land). Therefore the total of the ERC of the other Building Items and the P&M ERC (where applicable) to enable the correct contract size adjustment to be made. ERC of Building Component + ERC of P&M = Total ERC to which contract size adjustment should be applied. The appropriate % adjustment should be made in accordance with the scale for contract size adjustment specified under section 6 of the RCG 2023 Guidance notes. The currency ERC rates are set at £4m (Four Million Pounds) @ 1st April 2021 (AVD) for the RCG 2023 Publication. | The actual cost will usually be between: For a 6 lane synthetic track £311,000 and £414,500 For a 8 lane synthetic track £363,000 and £570,000 For a 8 lane hard, porous, water-bound track £96,000 and £131,000 The above range should used to reflect the different quality ranging from club grade through to club/international to sports arena Costs exclude central playing pitch, barriers to track perimeter and a water supply ring main. | Track and external works | - | - | - | - | - | Sports Grounds - Athletics Track | - | 10255 |  | Each | - | NA | NA | NA | 0 | Option 2 | 0 | 0% | 412803.105 | 311981.8513 | 0% | 0% | 311981.8513 | 0% | Indexed | NA | VOA_GPN_GOV_UK\7246041 | 2019-08-30 | Low | - | Medium | Risk taken from previous CG | - | - | NA | SPONS A&B | NA | (BEAMS Note 2) The ERC for this item should be added to all other rateable items on the hereditament (except land). Therefore the total of the ERC of the other Building Items and the P&M ERC (where applicable) to enable the correct contract size adjustment to be made. ERC of Building Component + ERC of P&M = Total ERC to which contract size adjustment should be applied. The appropriate % adjustment should be made in accordance with the scale for contract size adjustment specified under section 6 of the RCG 2021 Guidance notes. The currency ERC rates are set at £4m (Four Million Pounds) @ 1st April 2019 (AVD) for the RCG 2021 Publication. | Sports Grounds - Athletics Track | - | 2 | TRUE
5228 | 63P10P | 4054 | 63P10P | Sports grounds | Floodlighting | 12 columns | 22m ht x 12 lamps | 520 lux | Sports Ground Athletics Track - Floodlighting.( Please note this is based on modern day equivalent based on 12 Columns - Each 22m high with lamps to provide 520 Lux Cost data used to produce the rate is based upon circa 12 luminaries. Modern installation , mounted on a tubular steel column, which is hinged to allow it to be lowered for maintenance. Average illumination levels alter depending on use and standard of facility provide i.e. recreational to international. Different configurations of columns , column heights and number of lamps can be used to achieve the same average illumination. Please note: This item includes 12 number columns as a package. | Location Adjustment Applicable (See Guidance Notes) - ERC = UK mean of 1.00 | (BEAMS Note 2) The ERC for this item should be added to all other rateable items on the hereditament (except land). Therefore the total of the ERC of the other Building Items and the P&M ERC (where applicable) to enable the correct contract size adjustment to be made. ERC of Building Component + ERC of P&M = Total ERC to which contract size adjustment should be applied. The appropriate % adjustment should be made in accordance with the scale for contract size adjustment specified under section 6 of the RCG 2023 Guidance notes. The currency ERC rates are set at £4m (Four Million Pounds) @ 1st April 2021 (AVD) for the RCG 2023 Publication. | Factors affecting price : Height and quantity of columns ( Number of lamp heads). Rate includes concrete foundations 50m of external duct (per column) to permit a power supply. The rate excludes any provision to enhance an existing power supply to support this installation. Columns not hinged will have a lower capital cost but will attract a higher overall lifecycle cost due to enhanced maintenance costs i.e. cherry pickers for bulb replacement. | Facilities subject to television coverage will require a minimum of 1000 Lux. This is unlikely to affect this cost guide code but known media coverage at the premises suggests a higher cost guide rate should be selected. | - | - | - | - | - | Sports Grounds - Athletics Track - Floodlighting | - | 10257 |  | Each | Each | NA | NA | NA | 119860.3067 | Option 2 | 148603.3001 | 23.98% | 213756.1629 | 161549.2777 | 34.78% | 8.712% | 161549.2777 | 34.78% | Indexed | NA | VOA_GPN_GOV_UK\7246041 | 2019-08-30 | Low | - | Medium | Risk taken from previous CG | - | - | NA | SPONS A&B | NA | (BEAMS Note 2) The ERC for this item should be added to all other rateable items on the hereditament (except land). Therefore the total of the ERC of the other Building Items and the P&M ERC (where applicable) to enable the correct contract size adjustment to be made. ERC of Building Component + ERC of P&M = Total ERC to which contract size adjustment should be applied. The appropriate % adjustment should be made in accordance with the scale for contract size adjustment specified under section 6 of the RCG 2021 Guidance notes. The currency ERC rates are set at £4m (Four Million Pounds) @ 1st April 2019 (AVD) for the RCG 2021 Publication. | Sports Grounds - Athletics Track - Floodlighting | - | 2 | TRUE
5229 | 63P10A | 4047 | 63P10A | Sports grounds | Floodlighting | 4 columns | 16m ht x 6 lamps - 100 lux | 86 lux | Sports Ground Athletics Track - Floodlighting.( Please note this is based on modern day equivalent based on 4 Columns - Each 16m high with lamps to provide 100 Lux which is likely to be the current minimum standard Sport England recommend). Cost data used to produce the rate is based upon circa 8 luminaries. Modern installation , mounted on a tubular steel column, which is hinged to allow it to be lowered for maintenance. Average illumination levels alter depending on use and standard of facility provided i.e. recreational to international. Different configurations of columns , column heights and number of lamps can be used to achieve the same average illumination. Please note: This item includes 4 number columns as a package. | Location Adjustment Applicable (See Guidance Notes) - ERC = UK mean of 1.00 | (BEAMS Note 2) The ERC for this item should be added to all other rateable items on the hereditament (except land). Therefore the total of the ERC of the other Building Items and the P&M ERC (where applicable) to enable the correct contract size adjustment to be made. ERC of Building Component + ERC of P&M = Total ERC to which contract size adjustment should be applied. The appropriate % adjustment should be made in accordance with the scale for contract size adjustment specified under section 6 of the RCG 2023 Guidance notes. The currency ERC rates are set at £4m (Four Million Pounds) @ 1st April 2021 (AVD) for the RCG 2023 Publication. | Factors affecting price : Height and quantity of columns ( Number of lamp heads). Rate includes concrete foundations 50m of external duct (per column) to permit a power supply. The rate excludes any provision to enhance an existing power supply to support this installation. Columns not hinged will have a lower capital cost but will attract a higher overall lifecycle cost due to enhanced maintenance costs i.e. cherry pickers for bulb replacement. | Facilities subject to television coverage will require a minimum of 1000 Lux. This is unlikely to affect this cost guide code but known media coverage at the premises suggests a higher cost guide rate should be selected. | - | - | - | - | - | Sports Grounds - Athletics Track - Floodlighting | - | 10257 |  | Each | Each | NA | NA | NA | 19528.2347 | Option 2 | 24211.1855 | 23.98% | 40452.7792 | 30572.7665 | 56.56% | 26.28% | 30572.7665 | 56.56% | Indexed | NA | VOA_GPN_GOV_UK\7246041 | 2019-08-30 | Low | - | Medium | Risk taken from previous CG | - | - | NA | SPONS A&B | NA | (BEAMS Note 2) The ERC for this item should be added to all other rateable items on the hereditament (except land). Therefore the total of the ERC of the other Building Items and the P&M ERC (where applicable) to enable the correct contract size adjustment to be made. ERC of Building Component + ERC of P&M = Total ERC to which contract size adjustment should be applied. The appropriate % adjustment should be made in accordance with the scale for contract size adjustment specified under section 6 of the RCG 2021 Guidance notes. The currency ERC rates are set at £4m (Four Million Pounds) @ 1st April 2019 (AVD) for the RCG 2021 Publication. | Sports Grounds - Athletics Track - Floodlighting | - | 2 | TRUE
5230 | 63P10C | 4048 | 63P10C | Sports grounds | Floodlighting | 4 columns | 18m ht x 8 lamps | 120 lux | Sports Ground Athletics Track - Floodlighting.( Please note this is based on modern day equivalent based on 4 Columns - Each 18m high with lamps to provide 120 Lux which is likely to be the current minimum standard Sport England recommend). Cost data used to produce the rate is based upon circa 8 luminaries. Modern installation , mounted on a tubular steel column, which is hinged to allow it to be lowered for maintenance. Average illumination levels alter depending on use and standard of facility provided i.e. recreational to international. Different configurations of columns , column heights and number of lamps can be used to achieve the same average illumination. Please note: This item includes 4 number columns as a package. | Location Adjustment Applicable (See Guidance Notes) - ERC = UK mean of 1.00 | (BEAMS Note 2) The ERC for this item should be added to all other rateable items on the hereditament (except land). Therefore the total of the ERC of the other Building Items and the P&M ERC (where applicable) to enable the correct contract size adjustment to be made. ERC of Building Component + ERC of P&M = Total ERC to which contract size adjustment should be applied. The appropriate % adjustment should be made in accordance with the scale for contract size adjustment specified under section 6 of the RCG 2023 Guidance notes. The currency ERC rates are set at £4m (Four Million Pounds) @ 1st April 2021 (AVD) for the RCG 2023 Publication. | Factors affecting price : Height and quantity of columns ( Number of lamp heads). Rate includes concrete foundations 50m of external duct (per column) to permit a power supply. The rate excludes any provision to enhance an existing power supply to support this installation. Columns not hinged will have a lower capital cost but will attract a higher overall lifecycle cost due to enhanced maintenance costs i.e. cherry pickers for bulb replacement. | Facilities subject to television coverage will require a minimum of 1000 Lux. This is unlikely to affect this cost guide code but known media coverage at the premises suggests a higher cost guide rate should be selected. | - | - | - | - | - | Sports Grounds - Athletics Track - Floodlighting | - | 10257 |  | Each | Each | NA | NA | NA | 23218.6098 | Option 2 | 28786.5277 | 23.98% | 45049.686 | 34046.9446 | 46.64% | 18.27% | 34046.9446 | 46.64% | Indexed | NA | VOA_GPN_GOV_UK\7246041 | 2019-08-30 | Low | - | Medium | Risk taken from previous CG | - | - | NA | SPONS A&B | NA | (BEAMS Note 2) The ERC for this item should be added to all other rateable items on the hereditament (except land). Therefore the total of the ERC of the other Building Items and the P&M ERC (where applicable) to enable the correct contract size adjustment to be made. ERC of Building Component + ERC of P&M = Total ERC to which contract size adjustment should be applied. The appropriate % adjustment should be made in accordance with the scale for contract size adjustment specified under section 6 of the RCG 2021 Guidance notes. The currency ERC rates are set at £4m (Four Million Pounds) @ 1st April 2019 (AVD) for the RCG 2021 Publication. | Sports Grounds - Athletics Track - Floodlighting | - | 2 | TRUE
5231 | 63P10R | 4055 | 63P10R | Sports grounds | Floodlighting | 4 columns | 30m ht X 40 lamps | 580 lux | Sports Ground Athletics Track - Floodlighting.( Please note this is based on modern day equivalent based on 4 Columns - Each 30m high with lamps to provide 580 Lux Cost data used to produce the rate is based upon circa 40 luminaries. Modern installation , mounted on a tubular steel column, which is hinged to allow it to be lowered for maintenance. Average illumination levels alter depending on use and standard of facility provide i.e. recreational to international. Different configurations of columns , column heights and number of lamps can be used to achieve the same average illumination. Please note: This item includes 4 number columns as a package. | Location Adjustment Applicable (See Guidance Notes) - ERC = UK mean of 1.00 | (BEAMS Note 2) The ERC for this item should be added to all other rateable items on the hereditament (except land). Therefore the total of the ERC of the other Building Items and the P&M ERC (where applicable) to enable the correct contract size adjustment to be made. ERC of Building Component + ERC of P&M = Total ERC to which contract size adjustment should be applied. The appropriate % adjustment should be made in accordance with the scale for contract size adjustment specified under section 6 of the RCG 2023 Guidance notes. The currency ERC rates are set at £4m (Four Million Pounds) @ 1st April 2021 (AVD) for the RCG 2023 Publication. | Factors affecting price : Height and quantity of columns ( Number of lamp heads). Rate includes concrete foundations 50m of external duct (per column) to permit a power supply. The rate excludes any provision to enhance an existing power supply to support this installation. Columns not hinged will have a lower capital cost but will attract a higher overall lifecycle cost due to enhanced maintenance costs i.e. cherry pickers for bulb replacement. | Facilities subject to television coverage will require a minimum of 1000 Lux. This is unlikely to affect this cost guide code but known media coverage at the premises suggests a higher cost guide rate should be selected. | - | - | - | - | - | Sports Grounds - Athletics Track - Floodlighting | - | 10257 |  | Each | Each | NA | NA | NA | 189362.3704 | Option 2 | 234772.2438 | 23.98% | 329212.5644 | 248807.1046 | 31.39% | 5.978% | 248807.1046 | 31.39% | Indexed | NA | VOA_GPN_GOV_UK\7246041 | 2019-08-30 | Low | - | Medium | Risk taken from previous CG | - | - | NA | SPONS A&B | NA | (BEAMS Note 2) The ERC for this item should be added to all other rateable items on the hereditament (except land). Therefore the total of the ERC of the other Building Items and the P&M ERC (where applicable) to enable the correct contract size adjustment to be made. ERC of Building Component + ERC of P&M = Total ERC to which contract size adjustment should be applied. The appropriate % adjustment should be made in accordance with the scale for contract size adjustment specified under section 6 of the RCG 2021 Guidance notes. The currency ERC rates are set at £4m (Four Million Pounds) @ 1st April 2019 (AVD) for the RCG 2021 Publication. | Sports Grounds - Athletics Track - Floodlighting | - | 2 | TRUE
5232 | 63P10E | 4049 | 63P10E | Sports grounds | Floodlighting | 6 columns | 16m ht x 4 lamps | 100 lux | Sports Ground Athletics Track - Floodlighting.( Please note this is based on modern day equivalent based on 6 Columns - Each 16m high with lamps to provide 100 Lux which is likely to be the current minimum standard Sport England recommend). Cost data used to produce the rate is based upon circa 4 luminaries. Modern installation , mounted on a tubular steel column, which is hinged to allow it to be lowered for maintenance. Average illumination levels alter depending on use and standard of facility provided i.e. recreational to international. Different configurations of columns , column heights and number of lamps can be used to achieve the same average illumination. Please note: This item includes 6 number columns as a package. | Location Adjustment Applicable (See Guidance Notes) - ERC = UK mean of 1.00 | (BEAMS Note 2) The ERC for this item should be added to all other rateable items on the hereditament (except land). Therefore the total of the ERC of the other Building Items and the P&M ERC (where applicable) to enable the correct contract size adjustment to be made. ERC of Building Component + ERC of P&M = Total ERC to which contract size adjustment should be applied. The appropriate % adjustment should be made in accordance with the scale for contract size adjustment specified under section 6 of the RCG 2023 Guidance notes. The currency ERC rates are set at £4m (Four Million Pounds) @ 1st April 2021 (AVD) for the RCG 2023 Publication. | Factors affecting price : Height and quantity of columns ( Number of lamp heads). Rate includes concrete foundations 50m of external duct (per column) to permit a power supply. The rate excludes any provision to enhance an existing power supply to support this installation. Columns not hinged will have a lower capital cost but will attract a higher overall lifecycle cost due to enhanced maintenance costs i.e. cherry pickers for bulb replacement. | Facilities subject to television coverage will require a minimum of 1000 Lux. This is unlikely to affect this cost guide code but known media coverage at the premises suggests a higher cost guide rate should be selected. | - | - | - | - | - | Sports Grounds - Athletics Track - Floodlighting | - | 10257 |  | Each | Each | NA | NA | NA | 21373.4222 | Option 2 | 26498.8566 | 23.98% | 58610.5608 | 44295.7697 | 107.2% | 67.16% | 44295.7697 | 107.2% | Indexed | NA | VOA_GPN_GOV_UK\7246041 | 2019-08-30 | Low | - | Medium | Risk taken from previous CG | - | - | NA | SPONS A&B | NA | (BEAMS Note 2) The ERC for this item should be added to all other rateable items on the hereditament (except land). Therefore the total of the ERC of the other Building Items and the P&M ERC (where applicable) to enable the correct contract size adjustment to be made. ERC of Building Component + ERC of P&M = Total ERC to which contract size adjustment should be applied. The appropriate % adjustment should be made in accordance with the scale for contract size adjustment specified under section 6 of the RCG 2021 Guidance notes. The currency ERC rates are set at £4m (Four Million Pounds) @ 1st April 2019 (AVD) for the RCG 2021 Publication. | Sports Grounds - Athletics Track - Floodlighting | - | 2 | TRUE
5233 | 63P10G | 4050 | 63P10G | Sports grounds | Floodlighting | 6 columns | 16m ht x 6 lamps | 130 lux | Sports Ground Athletics Track - Floodlighting.( Please note this is based on modern day equivalent based on 6 Columns - Each 16m high with lamps to provide 130 Lux which is likely to be the current minimum standard Sport England recommend). Cost data used to produce the rate is based upon circa 6 luminaries. Modern installation , mounted on a tubular steel column, which is hinged to allow it to be lowered for maintenance. Average illumination levels alter depending on use and standard of facility provided i.e. recreational to international. Different configurations of columns , column heights and number of lamps can be used to achieve the same average illumination. Please note: This item includes 6 number columns as a package. | Location Adjustment Applicable (See Guidance Notes) - ERC = UK mean of 1.00 | (BEAMS Note 2) The ERC for this item should be added to all other rateable items on the hereditament (except land). Therefore the total of the ERC of the other Building Items and the P&M ERC (where applicable) to enable the correct contract size adjustment to be made. ERC of Building Component + ERC of P&M = Total ERC to which contract size adjustment should be applied. The appropriate % adjustment should be made in accordance with the scale for contract size adjustment specified under section 6 of the RCG 2023 Guidance notes. The currency ERC rates are set at £4m (Four Million Pounds) @ 1st April 2021 (AVD) for the RCG 2023 Publication. | Factors affecting price : Height and quantity of columns ( Number of lamp heads). Rate includes concrete foundations 50m of external duct (per column) to permit a power supply. The rate excludes any provision to enhance an existing power supply to support this installation. Columns not hinged will have a lower capital cost but will attract a higher overall lifecycle cost due to enhanced maintenance costs i.e. cherry pickers for bulb replacement. | Facilities subject to television coverage will require a minimum of 1000 Lux. This is unlikely to affect this cost guide code but known media coverage at the premises suggests a higher cost guide rate should be selected. | - | - | - | - | - | Sports Grounds - Athletics Track - Floodlighting | - | 10257 |  | Each | Each | NA | NA | NA | 28139.1098 | Option 2 | 34886.9839 | 23.98% | 63437.3129 | 47943.6566 | 70.38% | 37.43% | 47943.6566 | 70.38% | Indexed | NA | VOA_GPN_GOV_UK\7246041 | 2019-08-30 | Low | - | Medium | Risk taken from previous CG | - | - | NA | SPONS A&B | NA | (BEAMS Note 2) The ERC for this item should be added to all other rateable items on the hereditament (except land). Therefore the total of the ERC of the other Building Items and the P&M ERC (where applicable) to enable the correct contract size adjustment to be made. ERC of Building Component + ERC of P&M = Total ERC to which contract size adjustment should be applied. The appropriate % adjustment should be made in accordance with the scale for contract size adjustment specified under section 6 of the RCG 2021 Guidance notes. The currency ERC rates are set at £4m (Four Million Pounds) @ 1st April 2019 (AVD) for the RCG 2021 Publication. | Sports Grounds - Athletics Track - Floodlighting | - | 2 | TRUE
5234 | 63P10J | 4051 | 63P10J | Sports grounds | Floodlighting | 6 columns | 20m ht x 20 lamps | 220 lux | Sports Ground Athletics Track - Floodlighting.( Please note this is based on modern day equivalent based on 6 Columns - Each 20m high with lamps to provide 220 Lux which is likely to be the current minimum standard Sport England recommend). Cost data used to produce the rate is based upon circa 20 luminaries. Modern installation , mounted on a tubular steel column, which is hinged to allow it to be lowered for maintenance. Average illumination levels alter depending on use and standard of facility provided i.e. recreational to international. Different configurations of columns , column heights and number of lamps can be used to achieve the same average illumination. Please note: This item includes 6 number columns as a package. | Location Adjustment Applicable (See Guidance Notes) - ERC = UK mean of 1.00 | (BEAMS Note 2) The ERC for this item should be added to all other rateable items on the hereditament (except land). Therefore the total of the ERC of the other Building Items and the P&M ERC (where applicable) to enable the correct contract size adjustment to be made. ERC of Building Component + ERC of P&M = Total ERC to which contract size adjustment should be applied. The appropriate % adjustment should be made in accordance with the scale for contract size adjustment specified under section 6 of the RCG 2023 Guidance notes. The currency ERC rates are set at £4m (Four Million Pounds) @ 1st April 2021 (AVD) for the RCG 2023 Publication. | Factors affecting price : Height and quantity of columns ( Number of lamp heads). Rate includes concrete foundations 50m of external duct (per column) to permit a power supply. The rate excludes any provision to enhance an existing power supply to support this installation. Columns not hinged will have a lower capital cost but will attract a higher overall lifecycle cost due to enhanced maintenance costs i.e. cherry pickers for bulb replacement. | Facilities subject to television coverage will require a minimum of 1000 Lux. This is unlikely to affect this cost guide code but known media coverage at the premises suggests a higher cost guide rate should be selected. | - | - | - | - | - | Sports Grounds - Athletics Track - Floodlighting | - | 10257 |  | Each | Each | NA | NA | NA | 43208.1414 | Option 2 | 53569.631 | 23.98% | 79296.6411 | 59929.5708 | 38.7% | 11.87% | 59929.5708 | 38.7% | Indexed | NA | VOA_GPN_GOV_UK\7246041 | 2019-08-30 | Low | - | Medium | Risk taken from previous CG | - | - | NA | SPONS A&B | NA | (BEAMS Note 2) The ERC for this item should be added to all other rateable items on the hereditament (except land). Therefore the total of the ERC of the other Building Items and the P&M ERC (where applicable) to enable the correct contract size adjustment to be made. ERC of Building Component + ERC of P&M = Total ERC to which contract size adjustment should be applied. The appropriate % adjustment should be made in accordance with the scale for contract size adjustment specified under section 6 of the RCG 2021 Guidance notes. The currency ERC rates are set at £4m (Four Million Pounds) @ 1st April 2019 (AVD) for the RCG 2021 Publication. | Sports Grounds - Athletics Track - Floodlighting | - | 2 | TRUE
5235 | 63P10L | 4052 | 63P10L | Sports grounds | Floodlighting | 8 columns | 16m ht x 6 lamps | 806 lux | Sports Ground Athletics Track - Floodlighting.( Please note this is based on modern day equivalent based on 8 Columns - Each 16m high with lamps to provide 180 Lux which is likely to be the current minimum standard Sport England recommend). Cost data used to produce the rate is based upon circa 6 luminaries. Modern installation , mounted on a tubular steel column, which is hinged to allow it to be lowered for maintenance. Average illumination levels alter depending on use and standard of facility provide i.e. recreational to international. Different configurations of columns , column heights and number of lamps can be used to achieve the same average illumination. Please note: This item includes 8 number columns as a package. | Location Adjustment Applicable (See Guidance Notes) - ERC = UK mean of 1.00 | (BEAMS Note 2) The ERC for this item should be added to all other rateable items on the hereditament (except land). Therefore the total of the ERC of the other Building Items and the P&M ERC (where applicable) to enable the correct contract size adjustment to be made. ERC of Building Component + ERC of P&M = Total ERC to which contract size adjustment should be applied. The appropriate % adjustment should be made in accordance with the scale for contract size adjustment specified under section 6 of the RCG 2023 Guidance notes. The currency ERC rates are set at £4m (Four Million Pounds) @ 1st April 2021 (AVD) for the RCG 2023 Publication. | Factors affecting price : Height and quantity of columns ( Number of lamp heads). Rate includes concrete foundations 50m of external duct (per column) to permit a power supply. The rate excludes any provision to enhance an existing power supply to support this installation. Columns not hinged will have a lower capital cost but will attract a higher overall lifecycle cost due to enhanced maintenance costs i.e. cherry pickers for bulb replacement. | Facilities subject to television coverage will require a minimum of 1000 Lux. This is unlikely to affect this cost guide code but known media coverage at the premises suggests a higher cost guide rate should be selected. | - | - | - | - | - | Sports Grounds - Athletics Track - Floodlighting | - | 10257 |  | Each | Each | NA | NA | NA | 34904.7975 | Option 2 | 43275.1111 | 23.98% | 82744.3211 | 62535.2043 | 79.16% | 44.51% | 62535.2043 | 79.16% | Indexed | NA | VOA_GPN_GOV_UK\7246041 | 2019-08-30 | Low | - | Medium | Risk taken from previous CG | - | - | NA | SPONS A&B | NA | (BEAMS Note 2) The ERC for this item should be added to all other rateable items on the hereditament (except land). Therefore the total of the ERC of the other Building Items and the P&M ERC (where applicable) to enable the correct contract size adjustment to be made. ERC of Building Component + ERC of P&M = Total ERC to which contract size adjustment should be applied. The appropriate % adjustment should be made in accordance with the scale for contract size adjustment specified under section 6 of the RCG 2021 Guidance notes. The currency ERC rates are set at £4m (Four Million Pounds) @ 1st April 2019 (AVD) for the RCG 2021 Publication. | Sports Grounds - Athletics Track - Floodlighting | - | 2 | TRUE
5236 | 63P10N | 4053 | 63P10N | Sports grounds | Floodlighting | 8 columns | 16m ht x 8 lamps | 230 lux | Sports Ground Athletics Track - Floodlighting.( Please note this is based on modern day equivalent based on 8 Columns - Each 16m high with lamps to provide 230 Lux which is likely to be the current minimum standard Sport England recommend). Cost data used to produce the rate is based upon circa 8 luminaries. Modern installation , mounted on a tubular steel column, which is hinged to allow it to be lowered for maintenance. Average illumination levels alter depending on use and standard of facility provide i.e. recreational to international. Different configurations of columns , column heights and number of lamps can be used to achieve the same average illumination. Please note: This item includes 8 number columns as a package. | Location Adjustment Applicable (See Guidance Notes) - ERC = UK mean of 1.00 | (BEAMS Note 2) The ERC for this item should be added to all other rateable items on the hereditament (except land). Therefore the total of the ERC of the other Building Items and the P&M ERC (where applicable) to enable the correct contract size adjustment to be made. ERC of Building Component + ERC of P&M = Total ERC to which contract size adjustment should be applied. The appropriate % adjustment should be made in accordance with the scale for contract size adjustment specified under section 6 of the RCG 2023 Guidance notes. The currency ERC rates are set at £4m (Four Million Pounds) @ 1st April 2021 (AVD) for the RCG 2023 Publication. | Factors affecting price : Height and quantity of columns ( Number of lamp heads). Rate includes concrete foundations 50m of external duct (per column) to permit a power supply. The rate excludes any provision to enhance an existing power supply to support this installation. Columns not hinged will have a lower capital cost but will attract a higher overall lifecycle cost due to enhanced maintenance costs i.e. cherry pickers for bulb replacement. | Facilities subject to television coverage will require a minimum of 1000 Lux. This is unlikely to affect this cost guide code but known media coverage at the premises suggests a higher cost guide rate should be selected. | - | - | - | - | - | Sports Grounds - Athletics Track - Floodlighting | - | 10257 |  | Each | Each | NA | NA | NA | 37441.9303 | Option 2 | 46420.6589 | 23.98% | 85042.7745 | 64272.2933 | 71.66% | 38.46% | 64272.2933 | 71.66% | Indexed | NA | VOA_GPN_GOV_UK\7246041 | 2019-08-30 | Low | - | Medium | Risk taken from previous CG | - | - | NA | SPONS A&B | NA | (BEAMS Note 2) The ERC for this item should be added to all other rateable items on the hereditament (except land). Therefore the total of the ERC of the other Building Items and the P&M ERC (where applicable) to enable the correct contract size adjustment to be made. ERC of Building Component + ERC of P&M = Total ERC to which contract size adjustment should be applied. The appropriate % adjustment should be made in accordance with the scale for contract size adjustment specified under section 6 of the RCG 2021 Guidance notes. The currency ERC rates are set at £4m (Four Million Pounds) @ 1st April 2019 (AVD) for the RCG 2021 Publication. | Sports Grounds - Athletics Track - Floodlighting | - | 2 | TRUE
5237 | 63P20J | 4060 | 63P20J | Sports grounds | Floodlighting multi tennis courts | 4 columns | 10m ht x 8 lamps | 230 lux | Floodlighting.( Please note this is based on modern day equivalent based on 4 Columns - Each 10m high with lamps to provide 230 Lux which is likely to be the current minimum standard Sport England recommend). Cost data used to produce the rate is based upon circa 8 luminaries. Modern installation , mounted on a tubular steel column, which is hinged to allow it to be lowered for maintenance. Average illumination levels alter depending on use and standard of facility provide i.e. recreational to international. Different configurations of columns , column heights and number of lamps can be used to achieve the same average illumination. Please note: This item includes 4 number columns as a package. | Location Adjustment Applicable (See Guidance Notes) - ERC = UK mean of 1.00 | (BEAMS Note 2) The ERC for this item should be added to all other rateable items on the hereditament (except land). Therefore the total of the ERC of the other Building Items and the P&M ERC (where applicable) to enable the correct contract size adjustment to be made. ERC of Building Component + ERC of P&M = Total ERC to which contract size adjustment should be applied. The appropriate % adjustment should be made in accordance with the scale for contract size adjustment specified under section 6 of the RCG 2023 Guidance notes. The currency ERC rates are set at £4m (Four Million Pounds) @ 1st April 2021 (AVD) for the RCG 2023 Publication. | Factors affecting price : Height and quantity of columns ( Number of lamp heads). Rate includes concrete foundations 20m of external duct (per column) to permit a power supply. The rate excludes any provision to enhance an existing power supply to support this installation. Columns not hinged will have a lower capital cost but will attract a higher overall lifecycle cost due to enhanced maintenance costs i.e. cherry pickers for bulb replacement. | Facilities subject to television coverage will require a minimum of 1000 Lux. This is unlikely to affect this cost guide code but known media coverage at the premises suggests a higher cost guide rate should be selected. | - | - | - | - | - | Sports Grounds - Tennis Courts - Floodlighting | - | 10277 |  | Each | Each | NA | NA | NA | 8380.2267 | Option 2 | 10389.8395 | 23.98% | 23444.2243 | 17718.3079 | 111.4% | 70.53% | 17718.3079 | 111.4% | Indexed | NA | VOA_GPN_GOV_UK\7246041 | 2019-08-30 | Low | - | Medium | Risk taken from previous CG | - | - | NA | SPONS A&B | NA | Beacon | Sports Grounds - Tennis Courts - Floodlighting | - | 2 | TRUE
5238 | 63P20L | 4221 | 63P20L | Sports grounds | Floodlighting multi tennis courts | 6 columns | 10m ht x 4 lamps | 408 lux | Floodlighting.( Please note this is based on modern day equivalent based on 6 Columns - Each 10m high with lamps to provide 340 Lux which is likely to be the current minimum standard Sport England recommend). Cost data used to produce the rate is based upon circa 4 luminaries. Modern installation , mounted on a tubular steel column, which is hinged to allow it to be lowered for maintenance. Average illumination levels alter depending on use and standard of facility provide i.e. recreational to international. Different configurations of columns , column heights and number of lamps can be used to achieve the same average illumination. Please note: This item includes 6 number columns as a package. | Location Adjustment Applicable (See Guidance Notes) - ERC = UK mean of 1.00 | (BEAMS Note 2) The ERC for this item should be added to all other rateable items on the hereditament (except land). Therefore the total of the ERC of the other Building Items and the P&M ERC (where applicable) to enable the correct contract size adjustment to be made. ERC of Building Component + ERC of P&M = Total ERC to which contract size adjustment should be applied. The appropriate % adjustment should be made in accordance with the scale for contract size adjustment specified under section 6 of the RCG 2023 Guidance notes. The currency ERC rates are set at £4m (Four Million Pounds) @ 1st April 2021 (AVD) for the RCG 2023 Publication. | Factors affecting price : Height and quantity of columns ( Number of lamp heads). Rate includes concrete foundations 20m of external duct (per column) to permit a power supply. The rate excludes any provision to enhance an existing power supply to support this installation. Columns not hinged will have a lower capital cost but will attract a higher overall lifecycle cost due to enhanced maintenance costs i.e. cherry pickers for bulb replacement. | Facilities subject to television coverage will require a minimum of 1000 Lux. This is unlikely to affect this cost guide code but known media coverage at the premises suggests a higher cost guide rate should be selected. | - | - | - | - | - | Sports Grounds - Tennis Courts - Floodlighting | - | 10277 |  | Each | Each | NA | NA | NA | 11993.719 | Option 2 | 14869.862 | 23.98% | 27581.4404 | 20845.0681 | 73.8% | 40.18% | 20845.0681 | 73.8% | Indexed | NA | VOA_GPN_GOV_UK\7246041 | 2019-08-30 | Low | - | Medium | Risk taken from previous CG | - | - | NA | SPONS A&B | NA | Beacon | Sports Grounds - Tennis Courts - Floodlighting | - | 2 | TRUE
5239 | 63P20N | 4012 | 63P20N | Sports grounds | Floodlighting multi tennis courts | 8 columns | 10m ht x 2 lamps | 400 lux | Floodlighting.( Please note this is based on modern day equivalent based on 8 Columns - Each 10m high with lamps to provide 400 Lux which is likely to be the current minimum standard Sport England recommend). Cost data used to produce the rate is based upon circa 2 luminaries. Modern installation , mounted on a tubular steel column, which is hinged to allow it to be lowered for maintenance. Average illumination levels alter depending on use and standard of facility provide i.e. recreational to international. Different configurations of columns , column heights and number of lamps can be used to achieve the same average illumination. Please note: This item includes 8 number columns as a package. | Location Adjustment Applicable (See Guidance Notes) - ERC = UK mean of 1.00 | (BEAMS Note 2) The ERC for this item should be added to all other rateable items on the hereditament (except land). Therefore the total of the ERC of the other Building Items and the P&M ERC (where applicable) to enable the correct contract size adjustment to be made. ERC of Building Component + ERC of P&M = Total ERC to which contract size adjustment should be applied. The appropriate % adjustment should be made in accordance with the scale for contract size adjustment specified under section 6 of the RCG 2023 Guidance notes. The currency ERC rates are set at £4m (Four Million Pounds) @ 1st April 2021 (AVD) for the RCG 2023 Publication. | Factors affecting price : Height and quantity of columns ( Number of lamp heads). Rate includes concrete foundations 20m of external duct (per column) to permit a power supply. The rate excludes any provision to enhance an existing power supply to support this installation. Columns not hinged will have a lower capital cost but will attract a higher overall lifecycle cost due to enhanced maintenance costs i.e. cherry pickers for bulb replacement. Research indicated price range quite extensive 5.85k - 7.5k per column). | Facilities subject to television coverage will require a minimum of 1000 Lux. This is unlikely to affect this cost guide code but known media coverage at the premises suggests a higher cost guide rate should be selected. | - | - | - | - | - | Sports Grounds - Tennis Courts - Floodlighting | - | 10277 |  | Each | Each | NA | NA | NA | 11071.1252 | Option 2 | 13726.0264 | 23.98% | 53783.8087 | 40647.8828 | 267.2% | 196.1% | 40647.8828 | 267.2% | Indexed | NA | VOA_GPN_GOV_UK\7246041 | 2019-08-30 | Low | - | Medium | Risk taken from previous CG | - | - | NA | SPONS A&B | NA | Beacon | Sports Grounds - Tennis Courts - Floodlighting | - | 2 | TRUE
5240 | 63P20P | 4062 | 63P20P | Sports grounds | Floodlighting multi tennis courts | 8 columns | 12m ht x 2 lamps | 500 lux | Floodlighting.( Please note this is based on modern day equivalent based on 8 Columns - Each 12m high with lamps to provide 500 Lux which is likely to be the current minimum standard Sport England recommend). Cost data used to produce the rate is based upon circa 2 luminaries. Modern installation , mounted on a tubular steel column, which is hinged to allow it to be lowered for maintenance. Average illumination levels alter depending on use and standard of facility provide i.e. recreational to international. Different configurations of columns , column heights and number of lamps can be used to achieve the same average illumination. Please note: This item includes 8 number columns as a package. | Location Adjustment Applicable (See Guidance Notes) - ERC = UK mean of 1.00 | (BEAMS Note 2) The ERC for this item should be added to all other rateable items on the hereditament (except land). Therefore the total of the ERC of the other Building Items and the P&M ERC (where applicable) to enable the correct contract size adjustment to be made. ERC of Building Component + ERC of P&M = Total ERC to which contract size adjustment should be applied. The appropriate % adjustment should be made in accordance with the scale for contract size adjustment specified under section 6 of the RCG 2023 Guidance notes. The currency ERC rates are set at £4m (Four Million Pounds) @ 1st April 2021 (AVD) for the RCG 2023 Publication. | Factors affecting price : Height and quantity of columns ( Number of lamp heads). Rate includes concrete foundations 20m of external duct (per column) to permit a power supply. The rate excludes any provision to enhance an existing power supply to support this installation. Columns not hinged will have a lower capital cost but will attract a higher overall lifecycle cost due to enhanced maintenance costs i.e. cherry pickers for bulb replacement. Research indicated price range quite extensive - it is considered columns of this height is a little unusual for club tennis facilities. | Facilities subject to television coverage will require a minimum of 1000 Lux. This is unlikely to affect this cost guide code but known media coverage at the premises suggests a higher cost guide rate should be selected. | - | - | - | - | - | Sports Grounds - Tennis Courts - Floodlighting | - | 10277 |  | Each | Each | NA | NA | NA | 15299.6799 | Option 2 | 18968.606 | 23.98% | 68953.6009 | 52112.6702 | 240.6% | 174.7% | 52112.6702 | 240.6% | Indexed | NA | VOA_GPN_GOV_UK\7246041 | 2019-08-30 | Low | - | Medium | Risk taken from previous CG | - | - | NA | SPONS A&B | NA | Beacon | Sports Grounds - Tennis Courts - Floodlighting | - | 2 | TRUE
5241 | 63P20A | 4056 | 63P20A | Sports grounds | Floodlighting single tennis court | 4 columns | 8m ht x 4 lamps | 202 lux | Floodlighting.( Please note this is based on modern day equivalent based on 4 Columns - Each 8m high with lamps to provide 200 Lux which is likely to be the current minimum standard Sport England recommend). Cost data used to produce the rate is based upon circa 4 luminaries. Modern installation , mounted on a tubular steel column, which is hinged to allow it to be lowered for maintenance. Average illumination levels alter depending on use and standard of facility provide i.e. recreational to international. Different configurations of columns , column heights and number of lamps can be used to achieve the same average illumination. Please note: This item includes 4 number columns as a package. | Location Adjustment Applicable (See Guidance Notes) - ERC = UK mean of 1.00 | (BEAMS Note 2) The ERC for this item should be added to all other rateable items on the hereditament (except land). Therefore the total of the ERC of the other Building Items and the P&M ERC (where applicable) to enable the correct contract size adjustment to be made. ERC of Building Component + ERC of P&M = Total ERC to which contract size adjustment should be applied. The appropriate % adjustment should be made in accordance with the scale for contract size adjustment specified under section 6 of the RCG 2023 Guidance notes. The currency ERC rates are set at £4m (Four Million Pounds) @ 1st April 2021 (AVD) for the RCG 2023 Publication. | Factors affecting price : Height and quantity of columns ( Number of lamp heads). Rate includes concrete foundations 20m of external duct (per column) to permit a power supply. The rate excludes any provision to enhance an existing power supply to support this installation. Columns not hinged will have a lower capital cost but will attract a higher overall lifecycle cost due to enhanced maintenance costs i.e. cherry pickers for bulb replacement.. | Facilities subject to television coverage will require a minimum of 1000 Lux. This is unlikely to affect this cost guide code but known media coverage at the premises suggests a higher cost guide rate should be selected. | - | - | The plant and machinery listed in the description has been included in this costing. | - | - | Sports Grounds - Tennis Courts - Floodlighting | - | 10277 |  | Each | Each | NA | NA | NA | 4190.1134 | Option 2 | 5194.9197 | 23.98% | 17238.4002 | 13028.1676 | 210.9% | 150.8% | 13028.1676 | 210.9% | Indexed | NA | VOA_GPN_GOV_UK\7246041 | 2019-08-30 | Low | - | Medium | Risk taken from previous CG | - | - | NA | SPONS A&B | NA | Beacon | Sports Grounds - Tennis Courts - Floodlighting | - | 2 | TRUE
5242 | 63P20C | 4057 | 63P20C | Sports grounds | Floodlighting single tennis court | 6 columns | 8m ht x 2 lamps | 120 lux | Floodlighting.( Please note this is based on modern day equivalent based on 6 Columns - Each 8m high with lamps to provide 120 Lux which is likely to be the current minimum standard Sport England recommend). Cost data used to produce the rate is based upon circa 2 luminaries. Modern installation , mounted on a tubular steel column, which is hinged to allow it to be lowered for maintenance. Average illumination levels alter depending on use and standard of facility provide i.e. recreational to international. Different configurations of columns , column heights and number of lamps can be used to achieve the same average illumination. Please note: This item includes 6 number columns as a package. | Location Adjustment Applicable (See Guidance Notes) - ERC = UK mean of 1.00 | (BEAMS Note 2) The ERC for this item should be added to all other rateable items on the hereditament (except land). Therefore the total of the ERC of the other Building Items and the P&M ERC (where applicable) to enable the correct contract size adjustment to be made. ERC of Building Component + ERC of P&M = Total ERC to which contract size adjustment should be applied. The appropriate % adjustment should be made in accordance with the scale for contract size adjustment specified under section 6 of the RCG 2023 Guidance notes. The currency ERC rates are set at £4m (Four Million Pounds) @ 1st April 2021 (AVD) for the RCG 2023 Publication. | Factors affecting price : Height and quantity of columns ( Number of lamp heads). Rate includes concrete foundations 20m of external duct (per column) to permit a power supply. The rate excludes any provision to enhance an existing power supply to support this installation. Columns not hinged will have a lower capital cost but will attract a higher overall lifecycle cost due to enhanced maintenance costs i.e. cherry pickers for bulb replacement. | Facilities subject to television coverage will require a minimum of 1000 Lux. This is unlikely to affect this cost guide code but known media coverage at the premises suggests a higher cost guide rate should be selected. | - | - | The plant and machinery listed in the description has been included in this costing. | - | - | Sports Grounds - Tennis Courts - Floodlighting | - | 10277 |  | Each | Each | NA | NA | NA | 5197.2782 | Option 2 | 6443.6069 | 23.98% | 19996.5443 | 15112.6744 | 190.8% | 134.5% | 15112.6744 | 190.8% | Indexed | NA | VOA_GPN_GOV_UK\7246041 | 2019-08-30 | Low | - | Medium | Risk taken from previous CG | - | - | NA | SPONS A&B | NA | Beacon | Sports Grounds - Tennis Courts - Floodlighting | - | 2 | TRUE
5243 | 63P20E | 4058 | 63P20E | Sports grounds | Floodlighting single tennis court | 6 columns | 5m ht x 4 lamps | 450 lux | Floodlighting.( Please note this is based on modern day equivalent based on 6 Columns - Each 5m high with lamps to provide 450 Lux which is likely to be the current minimum standard Sport England recommend). Cost data used to produce the rate is based upon circa 4 luminaries. Modern installation , mounted on a tubular steel column, which is hinged to allow it to be lowered for maintenance. Average illumination levels alter depending on use and standard of facility provide i.e. recreational to international. Different configurations of columns , column heights and number of lamps can be used to achieve the same average illumination. Please note: This item includes 6 number columns as a package. | Location Adjustment Applicable (See Guidance Notes) - ERC = UK mean of 1.00 | (BEAMS Note 2) The ERC for this item should be added to all other rateable items on the hereditament (except land). Therefore the total of the ERC of the other Building Items and the P&M ERC (where applicable) to enable the correct contract size adjustment to be made. ERC of Building Component + ERC of P&M = Total ERC to which contract size adjustment should be applied. The appropriate % adjustment should be made in accordance with the scale for contract size adjustment specified under section 6 of the RCG 2023 Guidance notes. The currency ERC rates are set at £4m (Four Million Pounds) @ 1st April 2021 (AVD) for the RCG 2023 Publication. | Factors affecting price : Height and quantity of columns ( Number of lamp heads). Rate includes concrete foundations 20m of external duct (per column) to permit a power supply. The rate excludes any provision to enhance an existing power supply to support this installation. Columns not hinged will have a lower capital cost but will attract a higher overall lifecycle cost due to enhanced maintenance costs i.e. cherry pickers for bulb replacement. A range of 3K - 5.8K was noted depending on facility. The above cost is representative of a Tennis facility with relatively lower height columns. | Facilities subject to television coverage will require a minimum of 1000 Lux. This is unlikely to affect this cost guide code but known media coverage at the premises suggests a higher cost guide rate should be selected. | - | - | The plant and machinery listed in the description has been included in this costing. | - | - | Sports Grounds - Tennis Courts - Floodlighting | - | 10277 |  | Each | Each | NA | NA | NA | 6289.0142 | Option 2 | 7797.1456 | 23.98% | 27581.4404 | 20845.0681 | 231.5% | 167.3% | 20845.0681 | 231.5% | Indexed | NA | VOA_GPN_GOV_UK\7246041 | 2019-08-30 | Low | - | Medium | Risk taken from previous CG | - | - | NA | SPONS A&B | NA | Beacon | Sports Grounds - Tennis Courts - Floodlighting | - | 2 | TRUE
5244 | 63P20G | 4059 | 63P20G | Sports grounds | Floodlighting single tennis court | 8 columns | 5m ht x 6 lamps | 520 lux | Floodlighting.( Please note this is based on modern day equivalent based on 8 Columns - Each 5m high with lamps to provide 520 Lux which is likely to be the current minimum standard Sport England recommend). Cost data used to produce the rate is based upon circa 6 luminaries. Modern installation , mounted on a tubular steel column, which is hinged to allow it to be lowered for maintenance. Average illumination levels alter depending on use and standard of facility provide i.e. recreational to international. Different configurations of columns , column heights and number of lamps can be used to achieve the same average illumination. Please note: This item includes 8 number columns as a package. | Location Adjustment Applicable (See Guidance Notes) - ERC = UK mean of 1.00 | (BEAMS Note 2) The ERC for this item should be added to all other rateable items on the hereditament (except land). Therefore the total of the ERC of the other Building Items and the P&M ERC (where applicable) to enable the correct contract size adjustment to be made. ERC of Building Component + ERC of P&M = Total ERC to which contract size adjustment should be applied. The appropriate % adjustment should be made in accordance with the scale for contract size adjustment specified under section 6 of the RCG 2023 Guidance notes. The currency ERC rates are set at £4m (Four Million Pounds) @ 1st April 2021 (AVD) for the RCG 2023 Publication. | Factors affecting price : Height and quantity of columns ( Number of lamp heads). Rate includes concrete foundations 20m of external duct (per column) to permit a power supply. The rate excludes any provision to enhance an existing power supply to support this installation. Columns not hinged will have a lower capital cost but will attract a higher overall lifecycle cost due to enhanced maintenance costs i.e. cherry pickers for bulb replacement. A range of 4K - 6.5K was noted depending on facility. The above cost is representative of a Tennis facility with relatively lower height columns. | Facilities subject to television coverage will require a minimum of 1000 Lux. This is unlikely to affect this cost guide code but known media coverage at the premises suggests a higher cost guide rate should be selected. | - | - | The plant and machinery listed in the description has been included in this costing. | - | - | Sports Grounds - Tennis Courts - Floodlighting | - | 10277 |  | Each | Each | NA | NA | NA | 12824.0533 | Option 2 | 15899.314 | 23.98% | 41372.1606 | 31267.6021 | 143.8% | 96.66% | 31267.6021 | 143.8% | Indexed | NA | VOA_GPN_GOV_UK\7246041 | 2019-08-30 | Low | - | Medium | Risk taken from previous CG | - | - | NA | SPONS A&B | NA | Beacon | Sports Grounds - Tennis Courts - Floodlighting | - | 2 | TRUE
5245 | 63P00K | 3990 | 63P00K | Sports grounds | Grandstand | Small | Based on 500m² | - | Small grandstand - circa 500 m2 with storage , fitness room, changing room, toilets showers, kitchen , committee room plant. Building Construction : Concrete strip foundations, steel frame with precast concrete floors Steel clad roof (fully insulated), with facing brick external cavity walls and an elements of curtain walling. Aluminium double glazed external windows and doors. Internal walls : blockwork with plaster / emulsion finish. Vinyl to floors with plasterboard ceiling. Standard building services including gas central heating, ventilation, small power lighting, security alarm and emergency lighting. Please note , this rate is unlikely to allow for tiered seating which would be a challenge to provide in a building with a GIFA of 500m2, when the aforementioned facilities are being provided However a viewing terrace from the committee room, which would be more practical in such a small building, can be accommodated within this rate. Alternatively the m2 rate would also lend to a the provision of a 500 seat tiered grandstand facility (Circa 340m2) with small terrace step provision either side. The rate would allow for the following construction : A steel frame with a covered roof deck (uninsulated) with no under croft storage. Terraced seating with plastic seats. No other facilities would be provided for this rate e.g. toilets etc. The specification would mirror the construction of Maiden head United Grandstand built in 2014. A standard grandstand of average specification (Lower league) is in the region of 1,000 per seat. Both reflect good ground conditions no demolition. | Location Adjustment Applicable (See Guidance Notes) - ERC = UK mean of 1.00 | (BEAMS Note 2) The ERC for this item should be added to all other rateable items on the hereditament (except land). Therefore the total of the ERC of the other Building Items and the P&M ERC (where applicable) to enable the correct contract size adjustment to be made. ERC of Building Component + ERC of P&M = Total ERC to which contract size adjustment should be applied. The appropriate % adjustment should be made in accordance with the scale for contract size adjustment specified under section 6 of the RCG 2023 Guidance notes. The currency ERC rates are set at £4m (Four Million Pounds) @ 1st April 2021 (AVD) for the RCG 2023 Publication. | Please note the above cost is for the building only and EXCLUDES external works which can vary considerably between facilities. Drainage and utilities to the building have been included. The club - room facility rate has been generated from BCIS reference 26001 (Rebased), although a range from 1,350 - 2,600 was noted depending on the competition standard provided. The comparator 500 seater tiered grandstand is taken from cost data in the public domain ; Maidenhead United and Sport England. | GIA - Gross internal area and external works | - | - | The plant and machinery listed in the description has been included in this costing. | - | The cost for this class of hereditament will usually be between £700 /m2 and £1500/m2 This range of prices should be used, primarily, to reflect different quality and facilities. Small stand with only storage under. Construction of pre-cast concrete, part steel frame corrugated asbestos roof and wired glass sides. 370 seats, GIA 165 m² = £1110/m² | Sports Grounds - Grandstand - Small | - | 10277 |  | M2 | m2 | NA | NA | NA | 890.4655 | Option 2 | 1104.0028 | 23.98% | 1676.859 | 1267.3102 | 42.32% | 14.79% | 1267.3102 | 42.32% | Indexed | NA | VOA_GPN_GOV_UK\7246041 | 2019-08-30 | Low | - | Medium | Risk taken from previous CG | - | - | NA | SPONS A&B | NA | (BEAMS Note 2) The ERC for this item should be added to all other rateable items on the hereditament (except land). Therefore the total of the ERC of the other Building Items and the P&M ERC (where applicable) to enable the correct contract size adjustment to be made. ERC of Building Component + ERC of P&M = Total ERC to which contract size adjustment should be applied. The appropriate % adjustment should be made in accordance with the scale for contract size adjustment specified under section 6 of the RCG 2021 Guidance notes. The currency ERC rates are set at £4m (Four Million Pounds) @ 1st April 2019 (AVD) for the RCG 2021 Publication. | Sports Grounds - Grandstand - Small | - | 2 | TRUE
5246 | STS033 | 8724 | STS033 | Squash courts | Single court | 9.75m x 6.40m | No differences were noted in size between recreational & international standard | See BEAMS for Bespoke Advice | Requested cost per m2 for a squash court, average specification allowed. Court size is based on current Sport England Requirements (updated 2011) Rate calculated against a single court- 9.75m x 6.40m (No differences were noted in size between recreational international standard). Please note this is an average rate with cost data indicating a range between 1200 - 1700 per m2. It is recommended that a single court provision would be closer to the high end range with the provision of 3-4 being nearer the low end range. | Location Adjustment Applicable (See Guidance Notes) - ERC = UK mean of 1.00 | (BEAMS Note 2) The ERC for this item should be added to all other rateable items on the hereditament (except land). Therefore the total of the ERC of the other Building Items and the P&M ERC (where applicable) to enable the correct contract size adjustment to be made. ERC of Building Component + ERC of P&M = Total ERC to which contract size adjustment should be applied. The appropriate % adjustment should be made in accordance with the scale for contract size adjustment specified under section 6 of the RCG 2023 Guidance notes. The currency ERC rates are set at £4m (Four Million Pounds) @ 1st April 2021 (AVD) for the RCG 2023 Publication. | Limited cost data available due to decline in popularity - based on Spons 15 AB approximate estimating rates (Rebased). Rate includes prelims, OHP allowance of around 16% in total. Please note specification differences between facilities. | Rate to be applied to the function GIFA not the leisure centre GIFA. | - | - | - | - | - | - | - | 77777 |  | M2 | m2 | NA | NA | NA | #DIV/0! | Option 1 | ERROR | 0% | 1402.8949 | 1007.245 | 0% | 0% | 1007.245 | 0% | Indexed | NA | VOA_GPN_GOV_UK\7246041 | 2019-08-30 | Low | - | - | Risk taken from previous CG | - | - | NA | SPONS A&B | NA | (BEAMS Note 2) The ERC for this item should be added to all other rateable items on the hereditament (except land). Therefore the total of the ERC of the other Building Items and the P&M ERC (where applicable) to enable the correct contract size adjustment to be made. ERC of Building Component + ERC of P&M = Total ERC to which contract size adjustment should be applied. The appropriate % adjustment should be made in accordance with the scale for contract size adjustment specified under section 6 of the RCG 2021 Guidance notes. The currency ERC rates are set at £4m (Four Million Pounds) @ 1st April 2019 (AVD) for the RCG 2021 Publication. | - | - | 2 | TRUE
5247 | 215N70 | 7504 | 215N70 | Stairs, Ladders and Walkways | Bund staircase metal | Over bund wall | Per m ht | Painted | Up and over bund wall. May be galvanised or painted | Location Adjustment Applicable (See Guidance Notes) - ERC = UK mean of 1.00 | (BEAMS Note 2) The ERC for this item should be added to all other rateable items on the hereditament (except land). Therefore the total of the ERC of the other Building Items and the P&M ERC (where applicable) to enable the correct contract size adjustment to be made. ERC of Building Component + ERC of P&M = Total ERC to which contract size adjustment should be applied. The appropriate % adjustment should be made in accordance with the scale for contract size adjustment specified under section 6 of the RCG 2023 Guidance notes. The currency ERC rates are set at £4m (Four Million Pounds) @ 1st April 2021 (AVD) for the RCG 2023 Publication. | - | inside and outside of bund - count as one unit | - | - | - | It is assumed that the item forms part of an average size industrial, commercial or office complex. Where it would be normal to find more than one item in such a hereditament the ERC stated has been adjusted to reflect any number / quantity, discount. These figures are NOT one off figures. | - | - | - | 10264 |  | m | - | 3 - INDUSTRIAL | David Grace | Jim Allen | 646.4918 | Option 2 | 848.0799 | 31.18% | 1125 | 783.0208 | 21.12% | -7.671% | 783.0208 | 21.12% | AECOM | Mohammed Imran | VOA_GPN_GOV_UK\7254880 | 2021-10-13 | Low | - | Low | Costs provided by AECOM (industry experts) | - | - | NA | SPONS Civils | 2 | (BEAMS Note 2) Standard | - | - | 2 | TRUE
5248 | 215N71 | 7505 | 215N71 | Stairs, Ladders and Walkways | Bund staircase metal | Over bund wall | Per m ht | Galvanised | Up and over bund wall. May be galvanised or painted | Location Adjustment Applicable (See Guidance Notes) - ERC = UK mean of 1.00 | (BEAMS Note 2) The ERC for this item should be added to all other rateable items on the hereditament (except land). Therefore the total of the ERC of the other Building Items and the P&M ERC (where applicable) to enable the correct contract size adjustment to be made. ERC of Building Component + ERC of P&M = Total ERC to which contract size adjustment should be applied. The appropriate % adjustment should be made in accordance with the scale for contract size adjustment specified under section 6 of the RCG 2023 Guidance notes. The currency ERC rates are set at £4m (Four Million Pounds) @ 1st April 2021 (AVD) for the RCG 2023 Publication. | - | inside and outside of bund - count as one unit | - | - | - | It is assumed that the item forms part of an average size industrial, commercial or office complex. Where it would be normal to find more than one item in such a hereditament the ERC stated has been adjusted to reflect any number / quantity, discount. These figures are NOT one off figures. | - | - | - | 10264 |  | m | - | 3 - INDUSTRIAL | David Grace | Jim Allen | 788.8739 | Option 2 | 1034.8594 | 31.18% | 1450 | 1009.2268 | 27.93% | -2.477% | 1009.2268 | 27.93% | AECOM | Mohammed Imran | VOA_GPN_GOV_UK\7254880 | 2021-10-14 | Low | - | Low | Costs provided by AECOM (industry experts) | - | - | NA | SPONS Civils | 2 | (BEAMS Note 2) Standard | - | - | 2 | TRUE
5249 | 30K0K5 | 6920 | 30K0K5 | Stairs, Ladders and Walkways | Finishes | Floor coverings | Vinyl floor tiles | - | Rubber studded tiles ; Altra Manopave ; level fixing with adhesive; butt joints, straight to sand cement base. If placed on floors walkways on landings; over 600mm wide; 500mm x 500mm x 2500mm wide; Type MRB, Black , rate should be £56 /m2. This includes an allowance for a 50mm sand cement screed. Where finish is placed to staircase area; assuming 13 risers (180mm ), 12 treads (275mm), 900mm wide steps - the rate would be £732 per flight. This includes screed as above and a aluminium grades or equivalent medium duty nosing , 56mm x 32mm ; plugged and screwed. | Location Adjustment Applicable (See Guidance Notes) - ERC = UK mean of 1.00 | (BEAMS Note 2) The ERC for this item should be added to all other rateable items on the hereditament (except land). Therefore the total of the ERC of the other Building Items and the P&M ERC (where applicable) to enable the correct contract size adjustment to be made. ERC of Building Component + ERC of P&M = Total ERC to which contract size adjustment should be applied. The appropriate % adjustment should be made in accordance with the scale for contract size adjustment specified under section 6 of the RCG 2023 Guidance notes. The currency ERC rates are set at £4m (Four Million Pounds) @ 1st April 2021 (AVD) for the RCG 2023 Publication. | No landings included in stair flight cost | Measure to m2 | - | - | - | - | - | Photo 1 - Heavy duty carpet on stairs with non slip nosings - stainless steel balustrade. Photo 2 - Terrazzo with non slip insert strip. Mild steel welded tubular steel square section handrail. | - | 10260 |  | Each | per flight of steps | NA | NA | NA | 600.3138 | Option 2 | 744.2715 | 23.98% | 841.2339 | 635.7746 | 5.907% | -14.58% | 635.7746 | 5.907% | Indexed | NA | VOA_GPN_GOV_UK\7246041 | 2019-08-30 | Low | - | Medium | Risk taken from previous CG | - | - | NA | SPONS A&B | NA | (BEAMS Note 2) The ERC for this item should be added to all other rateable items on the hereditament (except land). Therefore the total of the ERC of the other Building Items and the P&M ERC (where applicable) to enable the correct contract size adjustment to be made. ERC of Building Component + ERC of P&M = Total ERC to which contract size adjustment should be applied. The appropriate % adjustment should be made in accordance with the scale for contract size adjustment specified under section 6 of the RCG 2021 Guidance notes. The currency ERC rates are set at £4m (Four Million Pounds) @ 1st April 2019 (AVD) for the RCG 2021 Publication. | Photo 1 - Heavy duty carpet on stairs with non slip nosings - stainless steel balustrade. Photo 2 - Terrazzo with non slip insert strip. Mild steel welded tubular steel square section handrail. | - | 2 | TRUE
5250 | 30K0KA | 6921 | 30K0KA | Stairs, Ladders and Walkways | Finishes | Floor coverings | Granolithic topping | - | Granolithic paving; cement and granite chippings 5 to dust (1:1:2); steel towelled. The rate for work to floors ; one coat; level; laid on concrete while green; bonded ; over 600mm ; 38mm thick is £30/m2.Where the work is to treads ; 275mm wide (open risers); a the rate for a flight based on 12 treads of 900mm log is £365. | Location Adjustment Applicable (See Guidance Notes) - ERC = UK mean of 1.00 | (BEAMS Note 2) The ERC for this item should be added to all other rateable items on the hereditament (except land). Therefore the total of the ERC of the other Building Items and the P&M ERC (where applicable) to enable the correct contract size adjustment to be made. ERC of Building Component + ERC of P&M = Total ERC to which contract size adjustment should be applied. The appropriate % adjustment should be made in accordance with the scale for contract size adjustment specified under section 6 of the RCG 2023 Guidance notes. The currency ERC rates are set at £4m (Four Million Pounds) @ 1st April 2021 (AVD) for the RCG 2023 Publication. | No landings have been included in the rate for a staircase flight. | Measure to m2 | - | - | - | - | - | Photo 1 - Heavy duty carpet on stairs with non slip nosings - stainless steel balustrade. Photo 2 - Terrazzo with non slip insert strip. Mild steel welded tubular steel square section handrail. | - | 10260 |  | Each | per flight of steps | NA | NA | NA | 966.6592 | Option 2 | 1198.468 | 23.98% | 419.4677 | 317.0187 | -67.2% | -73.55% | 317.0187 | -67.2% | Indexed | NA | VOA_GPN_GOV_UK\7246041 | 2019-08-30 | Low | - | Medium | Risk taken from previous CG | - | - | NA | SPONS A&B | NA | (BEAMS Note 2) The ERC for this item should be added to all other rateable items on the hereditament (except land). Therefore the total of the ERC of the other Building Items and the P&M ERC (where applicable) to enable the correct contract size adjustment to be made. ERC of Building Component + ERC of P&M = Total ERC to which contract size adjustment should be applied. The appropriate % adjustment should be made in accordance with the scale for contract size adjustment specified under section 6 of the RCG 2021 Guidance notes. The currency ERC rates are set at £4m (Four Million Pounds) @ 1st April 2019 (AVD) for the RCG 2021 Publication. | Photo 1 - Heavy duty carpet on stairs with non slip nosings - stainless steel balustrade. Photo 2 - Terrazzo with non slip insert strip. Mild steel welded tubular steel square section handrail. | - | 2 | TRUE
5251 | 30K0KF | 6922 | 30K0KF | Stairs, Ladders and Walkways | Finishes | Floor coverings | Heavy duty carpet | - | Fitted carpeting ; Wilton wool / nylon or other equal and approved ; 80 / 20 velvet pile ; heavy domestic plain (Material allowance 24 / m2) ; work to floors; over 600mm wide; rate should be £44 /m2. This includes an allowance for 5mm self levelling latex screed. Where finish is placed to staircase area; assuming 13 risers (180mm ), 12 treads (275mm), 900mm wide steps - the rate would be £951 per flight. This includes screed as above and an aluminium grades or equivalent heavy duty nosing , 48mm x 38mm ; plugged and screwed. | Location Adjustment Applicable (See Guidance Notes) - ERC = UK mean of 1.00 | (BEAMS Note 2) The ERC for this item should be added to all other rateable items on the hereditament (except land). Therefore the total of the ERC of the other Building Items and the P&M ERC (where applicable) to enable the correct contract size adjustment to be made. ERC of Building Component + ERC of P&M = Total ERC to which contract size adjustment should be applied. The appropriate % adjustment should be made in accordance with the scale for contract size adjustment specified under section 6 of the RCG 2023 Guidance notes. The currency ERC rates are set at £4m (Four Million Pounds) @ 1st April 2021 (AVD) for the RCG 2023 Publication. | Rate per flight does not include any landings | Measure to m2 | - | - | - | - | - | Photo 1 - Heavy duty carpet on stairs with non slip nosings - stainless steel balustrade. Photo 2 - Terrazzo with non slip insert strip. Mild steel welded tubular steel square section handrail. | - | 10260 |  | Each | per flight of steps | NA | NA | NA | 1743.219 | Option 2 | 2161.2501 | 23.98% | 1092.9146 | 825.9858 | -52.62% | -61.78% | 825.9858 | -52.62% | Indexed | NA | VOA_GPN_GOV_UK\7246041 | 2019-08-30 | Low | - | Medium | Risk taken from previous CG | - | - | NA | SPONS A&B | NA | (BEAMS Note 2) The ERC for this item should be added to all other rateable items on the hereditament (except land). Therefore the total of the ERC of the other Building Items and the P&M ERC (where applicable) to enable the correct contract size adjustment to be made. ERC of Building Component + ERC of P&M = Total ERC to which contract size adjustment should be applied. The appropriate % adjustment should be made in accordance with the scale for contract size adjustment specified under section 6 of the RCG 2021 Guidance notes. The currency ERC rates are set at £4m (Four Million Pounds) @ 1st April 2019 (AVD) for the RCG 2021 Publication. | Photo 1 - Heavy duty carpet on stairs with non slip nosings - stainless steel balustrade. Photo 2 - Terrazzo with non slip insert strip. Mild steel welded tubular steel square section handrail. | - | 2 | TRUE
5252 | 30K0KK | 6923 | 30K0KK | Stairs, Ladders and Walkways | Finishes | Floor coverings | Terrazzo | - | Terrazzo tiles ; aggregate size random ground grouted and polished to 80's grit finish ; standard colour range ; 3mm joints symmetrical layout; bedding in 42mm cement semi dry mix (1:4); grouting with neat matching cement. Rate for large areas ; 300mm x 300mm x 28mm terrazzo tile units; hydraulic pressed; mechanically vibrated, team cured; to floors on concrete base; sealed with hardener (2 coats); plain ; laid level. Inclusive rate of£ 42 / m2. Staircase - 13 steps( treads (280mm) / risers), 900mm wide ; terrazzo specially made precast units ; standard colour range ; 3mm joints with neat matching cement; standard tread and riser square combined terrazzo units (with riser case down); includes incorporated Ferodo anti slip insert; fixed with cement :sand (1:4) mortar on prepared background. The cost per flight (not including landings) is £2,544 per flight. | Location Adjustment Applicable (See Guidance Notes) - ERC = UK mean of 1.00 | (BEAMS Note 2) The ERC for this item should be added to all other rateable items on the hereditament (except land). Therefore the total of the ERC of the other Building Items and the P&M ERC (where applicable) to enable the correct contract size adjustment to be made. ERC of Building Component + ERC of P&M = Total ERC to which contract size adjustment should be applied. The appropriate % adjustment should be made in accordance with the scale for contract size adjustment specified under section 6 of the RCG 2023 Guidance notes. The currency ERC rates are set at £4m (Four Million Pounds) @ 1st April 2021 (AVD) for the RCG 2023 Publication. | Rate for staircase does not include any landing areas. | Measure to m2 | - | - | - | - | - | Photo 1 - Heavy duty carpet on stairs with non slip nosings - stainless steel balustrade. Photo 2 - Terrazzo with non slip insert strip. Mild steel welded tubular steel square section handrail. | - | 10260 |  | Each | per flight of steps | NA | NA | NA | 2886.1242 | Option 2 | 3578.2286 | 23.98% | 2923.6327 | 2209.5772 | -23.44% | -38.25% | 2209.5772 | -23.44% | Indexed | NA | VOA_GPN_GOV_UK\7246041 | 2019-08-30 | Low | - | Medium | Risk taken from previous CG | - | - | NA | SPONS A&B | NA | (BEAMS Note 2) The ERC for this item should be added to all other rateable items on the hereditament (except land). Therefore the total of the ERC of the other Building Items and the P&M ERC (where applicable) to enable the correct contract size adjustment to be made. ERC of Building Component + ERC of P&M = Total ERC to which contract size adjustment should be applied. The appropriate % adjustment should be made in accordance with the scale for contract size adjustment specified under section 6 of the RCG 2021 Guidance notes. The currency ERC rates are set at £4m (Four Million Pounds) @ 1st April 2019 (AVD) for the RCG 2021 Publication. | Photo 1 - Heavy duty carpet on stairs with non slip nosings - stainless steel balustrade. Photo 2 - Terrazzo with non slip insert strip. Mild steel welded tubular steel square section handrail. | - | 2 | TRUE
5253 | 215N65 | 7498 | 215N65 | Stairs, Ladders and Walkways | Gates across walkways, gantries | 1m wide | Chain | Painted | Gates - single galvanised chain suspended from brackets with hasp or hook fastening. Gates - tubular steel with welded joints to 1.0 m wide - hung from galvanised hinges from tubular or box section steel posts. | Location Adjustment Applicable (See Guidance Notes) - ERC = UK mean of 1.00 | (BEAMS Note 2) The ERC for this item should be added to all other rateable items on the hereditament (except land). Therefore the total of the ERC of the other Building Items and the P&M ERC (where applicable) to enable the correct contract size adjustment to be made. ERC of Building Component + ERC of P&M = Total ERC to which contract size adjustment should be applied. The appropriate % adjustment should be made in accordance with the scale for contract size adjustment specified under section 6 of the RCG 2023 Guidance notes. The currency ERC rates are set at £4m (Four Million Pounds) @ 1st April 2021 (AVD) for the RCG 2023 Publication. | - | each item | - | - | Walkways, stairs, platforms | It is assumed that the item forms part of an average size industrial, commercial or office complex. Where it would be normal to find more than one item in such a hereditament the ERC stated has been adjusted to reflect any number / quantity, discount. These figures are NOT one off figures. | - | - | - | 10263 |  | Each | - | 3 - INDUSTRIAL | David Grace | Jim Allen | 138.534 | Option 2 | 181.7314 | 31.18% | 226 | 157.3002 | 13.55% | -13.44% | 157.3002 | 13.55% | AECOM | Mohammed Imran | VOA_GPN_GOV_UK\7254880 | 2021-10-14 | Low | - | Low | Costs provided by AECOM (industry experts) | - | - | NA | SPONS Civils | 2 | (BEAMS Note 2) Standard | - | - | 2 | TRUE
5254 | 215N66 | 7959 | 215N66 | Stairs, Ladders and Walkways | Gates across walkways, gantries | 1m wide | Chain | Galvanised | Gates - single galvanised chain suspended from brackets with hasp or hook fastening. Gates - tubular steel with welded joints to 1.0 m wide - hung from galvanised hinges from tubular or box section steel posts. | Location Adjustment Applicable (See Guidance Notes) - ERC = UK mean of 1.00 | (BEAMS Note 2) The ERC for this item should be added to all other rateable items on the hereditament (except land). Therefore the total of the ERC of the other Building Items and the P&M ERC (where applicable) to enable the correct contract size adjustment to be made. ERC of Building Component + ERC of P&M = Total ERC to which contract size adjustment should be applied. The appropriate % adjustment should be made in accordance with the scale for contract size adjustment specified under section 6 of the RCG 2023 Guidance notes. The currency ERC rates are set at £4m (Four Million Pounds) @ 1st April 2021 (AVD) for the RCG 2023 Publication. | - | each item | - | - | Walkways, stairs, platforms | It is assumed that the item forms part of an average size industrial, commercial or office complex. Where it would be normal to find more than one item in such a hereditament the ERC stated has been adjusted to reflect any number / quantity, discount. These figures are NOT one off figures. | - | - | - | 10263 |  | Each | - | 3 - INDUSTRIAL | David Grace | Jim Allen | 169.3193 | Option 2 | 222.1162 | 31.18% | 249 | 173.3086 | 2.356% | -21.97% | 173.3086 | 2.356% | AECOM | Mohammed Imran | VOA_GPN_GOV_UK\7254880 | 2021-10-14 | Low | - | Low | Costs provided by AECOM (industry experts) | - | - | NA | SPONS Civils | 2 | (BEAMS Note 2) Standard | - | - | 2 | TRUE
5255 | 215N67 | 7978 | 215N67 | Stairs, Ladders and Walkways | Gates across walkways, gantries | 1m wide | Metal tube | - | Gates - single galvanised chain suspended from brackets with hasp or hook fastening. Gates - tubular steel with welded joints to 1.0 m wide - hung from galvanised hinges from tubular or box section steel posts. | Location Adjustment Applicable (See Guidance Notes) - ERC = UK mean of 1.00 | (BEAMS Note 2) The ERC for this item should be added to all other rateable items on the hereditament (except land). Therefore the total of the ERC of the other Building Items and the P&M ERC (where applicable) to enable the correct contract size adjustment to be made. ERC of Building Component + ERC of P&M = Total ERC to which contract size adjustment should be applied. The appropriate % adjustment should be made in accordance with the scale for contract size adjustment specified under section 6 of the RCG 2023 Guidance notes. The currency ERC rates are set at £4m (Four Million Pounds) @ 1st April 2021 (AVD) for the RCG 2023 Publication. | - | each item | - | - | Walkways, stairs, platforms | It is assumed that the item forms part of an average size industrial, commercial or office complex. Where it would be normal to find more than one item in such a hereditament the ERC stated has been adjusted to reflect any number / quantity, discount. These figures are NOT one off figures. | - | - | - | 10263 |  | Each | - | 3 - INDUSTRIAL | David Grace | Jim Allen | 384.8166 | Option 2 | 504.8094 | 31.18% | 502 | 349.4013 | -9.203% | -30.79% | 349.4013 | -9.203% | AECOM | Mohammed Imran | VOA_GPN_GOV_UK\7254880 | 2021-10-14 | Low | - | Low | Costs provided by AECOM (industry experts) | - | - | NA | SPONS Civils | 2 | (BEAMS Note 2) Standard | - | - | 2 | TRUE
5256 | 215N68 | 7503 | 215N68 | Stairs, Ladders and Walkways | Gates across walkways, gantries | 1m wide | Metal tube | Galvanised | Gates - single galvanised chain suspended from brackets with hasp or hook fastening. Gates - tubular steel with welded joints to 1.0 m wide - hung from galvanised hinges from tubular or box section steel posts. | Location Adjustment Applicable (See Guidance Notes) - ERC = UK mean of 1.00 | (BEAMS Note 2) The ERC for this item should be added to all other rateable items on the hereditament (except land). Therefore the total of the ERC of the other Building Items and the P&M ERC (where applicable) to enable the correct contract size adjustment to be made. ERC of Building Component + ERC of P&M = Total ERC to which contract size adjustment should be applied. The appropriate % adjustment should be made in accordance with the scale for contract size adjustment specified under section 6 of the RCG 2023 Guidance notes. The currency ERC rates are set at £4m (Four Million Pounds) @ 1st April 2021 (AVD) for the RCG 2023 Publication. | - | each item | - | - | Walkways, stairs, platforms | It is assumed that the item forms part of an average size industrial, commercial or office complex. Where it would be normal to find more than one item in such a hereditament the ERC stated has been adjusted to reflect any number / quantity, discount. These figures are NOT one off figures. | - | - | - | 10263 |  | Each | - | 3 - INDUSTRIAL | David Grace | Jim Allen | 461.7799 | Option 2 | 605.7713 | 31.18% | 608 | 423.1793 | -8.359% | -30.14% | 423.1793 | -8.359% | AECOM | Mohammed Imran | VOA_GPN_GOV_UK\7254880 | 2021-10-14 | Low | - | Low | Costs provided by AECOM (industry experts) | - | - | NA | SPONS Civils | 2 | (BEAMS Note 2) Standard | - | - | 2 | TRUE
5258 | 215N02 | 7465 | 215N02 | Stairs, Ladders and Walkways | Handrails and Balustrades | Metal handrail | 1.06m high tubular steel. Inc. Base plate, kicking rails and fixing bolts. Fixed to top of wall or tank | Galvanised | Metal - Steel stairways, walkways etcetera are purpose made to specific designs in the factory and transported to site. Fixing in location is normally by fixing bolts (occasionally welded) and built up in workable sections. Usually galvanised but some items are specifically painted to customers requirements. | Location Adjustment Applicable (See Guidance Notes) - ERC = UK mean of 1.00 | (BEAMS Note 2) The ERC for this item should be added to all other rateable items on the hereditament (except land). Therefore the total of the ERC of the other Building Items and the P&M ERC (where applicable) to enable the correct contract size adjustment to be made. ERC of Building Component + ERC of P&M = Total ERC to which contract size adjustment should be applied. The appropriate % adjustment should be made in accordance with the scale for contract size adjustment specified under section 6 of the RCG 2023 Guidance notes. The currency ERC rates are set at £4m (Four Million Pounds) @ 1st April 2021 (AVD) for the RCG 2023 Publication. | - | measure length and height. = m | - | - | Tanks, handrails, platforms | It is assumed that the item forms part of an average size industrial, commercial or office complex. Where it would be normal to find more than one item in such a hereditament the ERC stated has been adjusted to reflect any number / quantity, discount. These figures are NOT one off figures. | - | - | - | 10262 |  | m | - | 3 - INDUSTRIAL | David Grace | Jim Allen | 134.6858 | Option 2 | 166.984 | 23.98% | 265 | 200.2775 | 48.7% | 19.94% | 200.2775 | 48.7% | AECOM | Mohammed Imran | VOA_GPN_GOV_UK\7254880 | 2021-10-13 | Low | - | Low | Costs provided by AECOM (industry experts) | - | - | NA | SPONS A&B | 2 | (BEAMS Note 2) Standard | - | - | 2 | TRUE
5257 | 215N01 | 7463 | 215N01 | Stairs, Ladders and Walkways | Handrails and Balustrades | Metal handrail | 1.06m high tubular steel. Inc. Base plate, kicking rails and fixing bolts. Fixed to top of wall or tank | Painted | Metal - Steel stairways, walkways etcetera are purpose made to specific designs in the factory and transported to site. Fixing in location is normally by fixing bolts (occasionally welded) and built up in workable sections. Usually galvanised but some items are specifically painted to customers requirements. Painted on site with metal primer, undercoat system and decorative finish. | Location Adjustment Applicable (See Guidance Notes) - ERC = UK mean of 1.00 | (BEAMS Note 2) The ERC for this item should be added to all other rateable items on the hereditament (except land). Therefore the total of the ERC of the other Building Items and the P&M ERC (where applicable) to enable the correct contract size adjustment to be made. ERC of Building Component + ERC of P&M = Total ERC to which contract size adjustment should be applied. The appropriate % adjustment should be made in accordance with the scale for contract size adjustment specified under section 6 of the RCG 2023 Guidance notes. The currency ERC rates are set at £4m (Four Million Pounds) @ 1st April 2021 (AVD) for the RCG 2023 Publication. | - | per m | - | - | Tanks, handrails, platforms | It is assumed that the item forms part of an average size industrial, commercial or office complex. Where it would be normal to find more than one item in such a hereditament the ERC stated has been adjusted to reflect any number / quantity, discount. These figures are NOT one off figures. | - | - | - | 10262 |  | m | - | 3 - INDUSTRIAL | David Grace | Jim Allen | 100.0523 | Option 2 | 124.0453 | 23.98% | 225 | 170.047 | 69.96% | 37.08% | 170.047 | 69.96% | AECOM | Mohammed Imran | VOA_GPN_GOV_UK\7254880 | 2021-10-13 | Low | - | Low | Costs provided by AECOM (industry experts) | - | - | NA | SPONS A&B | 2 | (BEAMS Note 2) Standard | - | - | 2 | TRUE
5259 | 30K0UA | 6927 | 30K0UA | Stairs, Ladders and Walkways | Handrails and Balustrades | Mild steel with hardwood handrail | - | - | Mild steel balustrade with hardwood handrail. Rate does not include the staircase | Location Adjustment Applicable (See Guidance Notes) - ERC = UK mean of 1.00 | (BEAMS Note 2) The ERC for this item should be added to all other rateable items on the hereditament (except land). Therefore the total of the ERC of the other Building Items and the P&M ERC (where applicable) to enable the correct contract size adjustment to be made. ERC of Building Component + ERC of P&M = Total ERC to which contract size adjustment should be applied. The appropriate % adjustment should be made in accordance with the scale for contract size adjustment specified under section 6 of the RCG 2023 Guidance notes. The currency ERC rates are set at £4m (Four Million Pounds) @ 1st April 2021 (AVD) for the RCG 2023 Publication. | - | - | - | - | - | - | - | Photo 1 - PVC covered mild steel rail on brackets. Photo 2 - Stainless steel handrail - tubular or side wall of staircase with stainless steel and glass balustrading | - | 10260 |  | Each | - | NA | NA | NA | 1654.7112 | Option 2 | 2170.6806 | 31.18% | 452.8066 | 315.1617 | -80.95% | -85.48% | 315.1617 | -80.95% | Indexed | NA | VOA_GPN_GOV_UK\7246041 | 2019-08-30 | Low | - | Medium | Risk taken from previous CG | - | - | NA | SPONS Civils | NA | (BEAMS Note 2) The ERC for this item should be added to all other rateable items on the hereditament (except land). Therefore the total of the ERC of the other Building Items and the P&M ERC (where applicable) to enable the correct contract size adjustment to be made. ERC of Building Component + ERC of P&M = Total ERC to which contract size adjustment should be applied. The appropriate % adjustment should be made in accordance with the scale for contract size adjustment specified under section 6 of the RCG 2021 Guidance notes. The currency ERC rates are set at £4m (Four Million Pounds) @ 1st April 2019 (AVD) for the RCG 2021 Publication. | Photo 1 - PVC covered mild steel rail on brackets. Photo 2 - Stainless steel handrail - tubular or side wall of staircase with stainless steel and glass balustrading | - | 2 | TRUE
5260 | 30K0U5 | 6926 | 30K0U5 | Stairs, Ladders and Walkways | Handrails and Balustrades | Mild steel with PVC covered hand rail | - | - | Mild steel balustrade with PVC covered hand rail. Allowance does not include staircase, just an allowance for the rail. | Location Adjustment Applicable (See Guidance Notes) - ERC = UK mean of 1.00 | (BEAMS Note 2) The ERC for this item should be added to all other rateable items on the hereditament (except land). Therefore the total of the ERC of the other Building Items and the P&M ERC (where applicable) to enable the correct contract size adjustment to be made. ERC of Building Component + ERC of P&M = Total ERC to which contract size adjustment should be applied. The appropriate % adjustment should be made in accordance with the scale for contract size adjustment specified under section 6 of the RCG 2023 Guidance notes. The currency ERC rates are set at £4m (Four Million Pounds) @ 1st April 2021 (AVD) for the RCG 2023 Publication. | - | - | - | - | - | - | - | Photo 1 - PVC covered mild steel rail on brackets. Photo 2 - Stainless steel handrail - tubular or side wall of staircase with stainless steel and glass balustrading | - | 10260 |  | Each | - | NA | NA | NA | 1454.6066 | Option 2 | 1908.1797 | 31.18% | 476.569 | 331.7008 | -77.2% | -82.62% | 331.7008 | -77.2% | Indexed | NA | VOA_GPN_GOV_UK\7246041 | 2019-08-30 | Low | - | Medium | Risk taken from previous CG | - | - | NA | SPONS Civils | NA | (BEAMS Note 2) The ERC for this item should be added to all other rateable items on the hereditament (except land). Therefore the total of the ERC of the other Building Items and the P&M ERC (where applicable) to enable the correct contract size adjustment to be made. ERC of Building Component + ERC of P&M = Total ERC to which contract size adjustment should be applied. The appropriate % adjustment should be made in accordance with the scale for contract size adjustment specified under section 6 of the RCG 2021 Guidance notes. The currency ERC rates are set at £4m (Four Million Pounds) @ 1st April 2019 (AVD) for the RCG 2021 Publication. | Photo 1 - PVC covered mild steel rail on brackets. Photo 2 - Stainless steel handrail - tubular or side wall of staircase with stainless steel and glass balustrading | - | 2 | TRUE
5261 | 30K0UF | 6928 | 30K0UF | Stairs, Ladders and Walkways | Handrails and Balustrades | Stainless steel | - | - | Stainless steel balustrade and handrail. Rate does not include cost of staircase. | Location Adjustment Applicable (See Guidance Notes) - ERC = UK mean of 1.00 | (BEAMS Note 2) The ERC for this item should be added to all other rateable items on the hereditament (except land). Therefore the total of the ERC of the other Building Items and the P&M ERC (where applicable) to enable the correct contract size adjustment to be made. ERC of Building Component + ERC of P&M = Total ERC to which contract size adjustment should be applied. The appropriate % adjustment should be made in accordance with the scale for contract size adjustment specified under section 6 of the RCG 2023 Guidance notes. The currency ERC rates are set at £4m (Four Million Pounds) @ 1st April 2021 (AVD) for the RCG 2023 Publication. | - | - | - | - | - | - | - | Photo 1 - PVC covered mild steel rail on brackets. Photo 2 - Stainless steel handrail - tubular or side wall of staircase with stainless steel and glass balustrading | - | 10260 |  | Each | - | NA | NA | NA | 3078.5324 | Option 2 | 4038.4756 | 31.18% | 768.319 | 534.7642 | -82.63% | -86.76% | 534.7642 | -82.63% | Indexed | NA | VOA_GPN_GOV_UK\7246041 | 2019-08-30 | Low | - | Medium | Risk taken from previous CG | - | - | NA | SPONS Civils | NA | (BEAMS Note 2) The ERC for this item should be added to all other rateable items on the hereditament (except land). Therefore the total of the ERC of the other Building Items and the P&M ERC (where applicable) to enable the correct contract size adjustment to be made. ERC of Building Component + ERC of P&M = Total ERC to which contract size adjustment should be applied. The appropriate % adjustment should be made in accordance with the scale for contract size adjustment specified under section 6 of the RCG 2021 Guidance notes. The currency ERC rates are set at £4m (Four Million Pounds) @ 1st April 2019 (AVD) for the RCG 2021 Publication. | Photo 1 - PVC covered mild steel rail on brackets. Photo 2 - Stainless steel handrail - tubular or side wall of staircase with stainless steel and glass balustrading | - | 2 | TRUE
5262 | 30K0UK | 6929 | 30K0UK | Stairs, Ladders and Walkways | Handrails and Balustrades | Stainless steel and safety glazing | - | - | Stainless steel balustrade with safety glazing (Structural). Rate does not include the cost of the staircase. | Location Adjustment Applicable (See Guidance Notes) - ERC = UK mean of 1.00 | (BEAMS Note 2) The ERC for this item should be added to all other rateable items on the hereditament (except land). Therefore the total of the ERC of the other Building Items and the P&M ERC (where applicable) to enable the correct contract size adjustment to be made. ERC of Building Component + ERC of P&M = Total ERC to which contract size adjustment should be applied. The appropriate % adjustment should be made in accordance with the scale for contract size adjustment specified under section 6 of the RCG 2023 Guidance notes. The currency ERC rates are set at £4m (Four Million Pounds) @ 1st April 2021 (AVD) for the RCG 2023 Publication. | - | - | - | - | - | - | - | Photo 1 - PVC covered mild steel rail on brackets. Photo 2 - Stainless steel handrail - tubular or side wall of staircase with stainless steel and glass balustrading | - | 10260 |  | Each | - | NA | NA | NA | 4617.7987 | Option 2 | 6057.7134 | 31.18% | 1341.2579 | 933.5403 | -79.78% | -84.59% | 933.5403 | -79.78% | Indexed | NA | VOA_GPN_GOV_UK\7246041 | 2019-08-30 | Low | - | Medium | Risk taken from previous CG | - | - | NA | SPONS Civils | NA | (BEAMS Note 2) The ERC for this item should be added to all other rateable items on the hereditament (except land). Therefore the total of the ERC of the other Building Items and the P&M ERC (where applicable) to enable the correct contract size adjustment to be made. ERC of Building Component + ERC of P&M = Total ERC to which contract size adjustment should be applied. The appropriate % adjustment should be made in accordance with the scale for contract size adjustment specified under section 6 of the RCG 2021 Guidance notes. The currency ERC rates are set at £4m (Four Million Pounds) @ 1st April 2019 (AVD) for the RCG 2021 Publication. | Photo 1 - PVC covered mild steel rail on brackets. Photo 2 - Stainless steel handrail - tubular or side wall of staircase with stainless steel and glass balustrading | - | 2 | TRUE
5263 | 30K0P5 | 6924 | 30K0P5 | Stairs, Ladders and Walkways | Handrails and Balustrades | Wall handrail | On brackets | PVC covered mild steel | Plastic covered metal handrail fixed to wall on brackets. | Location Adjustment Applicable (See Guidance Notes) - ERC = UK mean of 1.00 | (BEAMS Note 2) The ERC for this item should be added to all other rateable items on the hereditament (except land). Therefore the total of the ERC of the other Building Items and the P&M ERC (where applicable) to enable the correct contract size adjustment to be made. ERC of Building Component + ERC of P&M = Total ERC to which contract size adjustment should be applied. The appropriate % adjustment should be made in accordance with the scale for contract size adjustment specified under section 6 of the RCG 2023 Guidance notes. The currency ERC rates are set at £4m (Four Million Pounds) @ 1st April 2021 (AVD) for the RCG 2023 Publication. | - | Measure to m | - | - | - | - | - | Photo 1 - Plastic covered metal handrail fixed to wall on bracket. | - | 10260 |  | M | - | NA | NA | NA | 307.8532 | Option 2 | 403.8476 | 31.18% | 227.0633 | 158.0403 | -48.66% | -60.87% | 158.0403 | -48.66% | Indexed | NA | VOA_GPN_GOV_UK\7246041 | 2019-08-30 | Low | - | Medium | Risk taken from previous CG | - | - | NA | SPONS Civils | NA | (BEAMS Note 2) The ERC for this item should be added to all other rateable items on the hereditament (except land). Therefore the total of the ERC of the other Building Items and the P&M ERC (where applicable) to enable the correct contract size adjustment to be made. ERC of Building Component + ERC of P&M = Total ERC to which contract size adjustment should be applied. The appropriate % adjustment should be made in accordance with the scale for contract size adjustment specified under section 6 of the RCG 2021 Guidance notes. The currency ERC rates are set at £4m (Four Million Pounds) @ 1st April 2019 (AVD) for the RCG 2021 Publication. | Photo 1 - Plastic covered metal handrail fixed to wall on bracket. | - | 2 | TRUE
5264 | 30K0PA | 6908 | 30K0PA | Stairs, Ladders and Walkways | Handrails and Balustrades | Wall handrail | On brackets | Hardwood | Wall handrail, hardwood on brackets. | Location Adjustment Applicable (See Guidance Notes) - ERC = UK mean of 1.00 | (BEAMS Note 2) The ERC for this item should be added to all other rateable items on the hereditament (except land). Therefore the total of the ERC of the other Building Items and the P&M ERC (where applicable) to enable the correct contract size adjustment to be made. ERC of Building Component + ERC of P&M = Total ERC to which contract size adjustment should be applied. The appropriate % adjustment should be made in accordance with the scale for contract size adjustment specified under section 6 of the RCG 2023 Guidance notes. The currency ERC rates are set at £4m (Four Million Pounds) @ 1st April 2021 (AVD) for the RCG 2023 Publication. | - | Measure to m | - | - | - | - | - | - | - | 10260 |  | M | - | NA | NA | NA | 387.8951 | Option 2 | 508.8479 | 31.18% | 170.2975 | 118.5302 | -69.44% | -76.71% | 118.5302 | -69.44% | Indexed | NA | VOA_GPN_GOV_UK\7246041 | 2019-08-30 | Low | - | Medium | Risk taken from previous CG | - | - | NA | SPONS Civils | NA | (BEAMS Note 2) The ERC for this item should be added to all other rateable items on the hereditament (except land). Therefore the total of the ERC of the other Building Items and the P&M ERC (where applicable) to enable the correct contract size adjustment to be made. ERC of Building Component + ERC of P&M = Total ERC to which contract size adjustment should be applied. The appropriate % adjustment should be made in accordance with the scale for contract size adjustment specified under section 6 of the RCG 2021 Guidance notes. The currency ERC rates are set at £4m (Four Million Pounds) @ 1st April 2019 (AVD) for the RCG 2021 Publication. | - | - | 2 | TRUE
5265 | 30K0PF | 6925 | 30K0PF | Stairs, Ladders and Walkways | Handrails and Balustrades | Wall handrail | On brackets | Stainless steel | Wall handrail, stainless steel on brackets. | Location Adjustment Applicable (See Guidance Notes) - ERC = UK mean of 1.00 | (BEAMS Note 2) The ERC for this item should be added to all other rateable items on the hereditament (except land). Therefore the total of the ERC of the other Building Items and the P&M ERC (where applicable) to enable the correct contract size adjustment to be made. ERC of Building Component + ERC of P&M = Total ERC to which contract size adjustment should be applied. The appropriate % adjustment should be made in accordance with the scale for contract size adjustment specified under section 6 of the RCG 2023 Guidance notes. The currency ERC rates are set at £4m (Four Million Pounds) @ 1st April 2021 (AVD) for the RCG 2023 Publication. | - | Measure to m | - | - | - | - | - | Tubular stainless steel handrail on brackets on wall side of staircase. | - | 10260 |  | M | - | NA | NA | NA | 923.5597 | Option 2 | 1211.5427 | 31.18% | 295.7104 | 205.8199 | -77.71% | -83.01% | 205.8199 | -77.71% | Indexed | NA | VOA_GPN_GOV_UK\7246041 | 2019-08-30 | Low | - | Medium | Risk taken from previous CG | - | - | NA | SPONS Civils | NA | (BEAMS Note 2) The ERC for this item should be added to all other rateable items on the hereditament (except land). Therefore the total of the ERC of the other Building Items and the P&M ERC (where applicable) to enable the correct contract size adjustment to be made. ERC of Building Component + ERC of P&M = Total ERC to which contract size adjustment should be applied. The appropriate % adjustment should be made in accordance with the scale for contract size adjustment specified under section 6 of the RCG 2021 Guidance notes. The currency ERC rates are set at £4m (Four Million Pounds) @ 1st April 2019 (AVD) for the RCG 2021 Publication. | Tubular stainless steel handrail on brackets on wall side of staircase. | - | 2 | TRUE
5266 | 215N19 | 7488 | 215N19 | Stairs, Ladders and Walkways | Ladders | Bund ladder metal | Over bund wall. Per m ht. | Painted | Up and over bund wall. May be galvanised or painted | Location Adjustment Applicable (See Guidance Notes) - ERC = UK mean of 1.00 | (BEAMS Note 2) The ERC for this item should be added to all other rateable items on the hereditament (except land). Therefore the total of the ERC of the other Building Items and the P&M ERC (where applicable) to enable the correct contract size adjustment to be made. ERC of Building Component + ERC of P&M = Total ERC to which contract size adjustment should be applied. The appropriate % adjustment should be made in accordance with the scale for contract size adjustment specified under section 6 of the RCG 2023 Guidance notes. The currency ERC rates are set at £4m (Four Million Pounds) @ 1st April 2021 (AVD) for the RCG 2023 Publication. | - | inside and outside of bund - count as one unit | - | - | - | It is assumed that the item forms part of an average size industrial, commercial or office complex. Where it would be normal to find more than one item in such a hereditament the ERC stated has been adjusted to reflect any number / quantity, discount. These figures are NOT one off figures. | - | - | - | 10264 |  | m | - | 3 - INDUSTRIAL | David Grace | Jim Allen | 430.9945 | Option 2 | 565.3866 | 31.18% | 616 | 428.7474 | -0.5214% | -24.17% | 428.7474 | -0.5214% | AECOM | Mohammed Imran | VOA_GPN_GOV_UK\7254880 | 2021-10-14 | Low | - | Low | Costs provided by AECOM (industry experts) | - | - | NA | SPONS Civils | 2 | (BEAMS Note 2) Standard | - | - | 2 | TRUE
5267 | 215N20 | 7489 | 215N20 | Stairs, Ladders and Walkways | Ladders | Bund ladder metal | Over bund wall. Per m ht. | Galvanised | Up and over bund wall. May be galvanised or painted | Location Adjustment Applicable (See Guidance Notes) - ERC = UK mean of 1.00 | (BEAMS Note 2) The ERC for this item should be added to all other rateable items on the hereditament (except land). Therefore the total of the ERC of the other Building Items and the P&M ERC (where applicable) to enable the correct contract size adjustment to be made. ERC of Building Component + ERC of P&M = Total ERC to which contract size adjustment should be applied. The appropriate % adjustment should be made in accordance with the scale for contract size adjustment specified under section 6 of the RCG 2023 Guidance notes. The currency ERC rates are set at £4m (Four Million Pounds) @ 1st April 2021 (AVD) for the RCG 2023 Publication. | - | inside and outside of bund - count as one unit | - | - | - | It is assumed that the item forms part of an average size industrial, commercial or office complex. Where it would be normal to find more than one item in such a hereditament the ERC stated has been adjusted to reflect any number / quantity, discount. These figures are NOT one off figures. | - | - | - | 10264 |  | m | - | 3 - INDUSTRIAL | David Grace | Jim Allen | 504.1097 | Option 2 | 661.3004 | 31.18% | 1250 | 870.0231 | 72.59% | 31.56% | 870.0231 | 72.59% | AECOM | Mohammed Imran | VOA_GPN_GOV_UK\7254880 | 2021-10-14 | Low | - | Low | Costs provided by AECOM (industry experts) | - | - | NA | SPONS Civils | 2 | (BEAMS Note 2) Standard | - | - | 2 | TRUE
5268 | 215N30 | 7495 | 215N30 | Stairs, Ladders and Walkways | Ladders | Caged ladders | 0.75mm dia. cage starts 2.5m above gl. 380mm wide, 250 centred rungs. 7.0m long. | Galvanised | Metal - Steel stairways, walkways etcetera are purpose made to specific designs in the factory and transported to site. Fixing in location is normally by fixing bolts (occasionally welded) and built up in workable sections. Usually galvanised but some items are specifically painted to customers requirements. | Location Adjustment Applicable (See Guidance Notes) - ERC = UK mean of 1.00 | (BEAMS Note 2) The ERC for this item should be added to all other rateable items on the hereditament (except land). Therefore the total of the ERC of the other Building Items and the P&M ERC (where applicable) to enable the correct contract size adjustment to be made. ERC of Building Component + ERC of P&M = Total ERC to which contract size adjustment should be applied. The appropriate % adjustment should be made in accordance with the scale for contract size adjustment specified under section 6 of the RCG 2023 Guidance notes. The currency ERC rates are set at £4m (Four Million Pounds) @ 1st April 2021 (AVD) for the RCG 2023 Publication. | It is usual to assume (unless obviously not so) that these items are standard and thus a total figure should be applied. i.e. back cage ladders on site, 15 approx. standard length of 7m each, say each £2,100 total ERC £31,500 | - | - | - | Tanks, handrails, platforms | It is assumed that the item forms part of an average size industrial, commercial or office complex. Where it would be normal to find more than one item in such a hereditament the ERC stated has been adjusted to reflect any number / quantity, discount. These figures are NOT one off figures. | - | - | - | 10262 |  | Each | - | 3 - INDUSTRIAL | David Grace | Jim Allen | 1616.2295 | Option 2 | 2003.808 | 23.98% | 2887 | 2181.8915 | 35% | 8.887% | 2181.8915 | 35% | AECOM | Mohammed Imran | VOA_GPN_GOV_UK\7254880 | 2021-10-13 | Low | - | Low | Costs provided by AECOM (industry experts) | - | - | NA | SPONS A&B | 2 | (BEAMS Note 2) Standard | - | - | 2 | TRUE
5269 | 215N03 | 7466 | 215N03 | Stairs, Ladders and Walkways | Ladders | Metal caged ladders | 0.75mm dia. cage starts 2.5m above gl. 380mm wide, 250 centred rungs | Painted | Metal - Steel stairways, walkways etcetera are purpose made to specific designs in the factory and transported to site. Fixing in location is normally by fixing bolts (occasionally welded) and built up in workable sections. Usually galvanised but some items are specifically painted to customers requirements. | Location Adjustment Applicable (See Guidance Notes) - ERC = UK mean of 1.00 | (BEAMS Note 2) The ERC for this item should be added to all other rateable items on the hereditament (except land). Therefore the total of the ERC of the other Building Items and the P&M ERC (where applicable) to enable the correct contract size adjustment to be made. ERC of Building Component + ERC of P&M = Total ERC to which contract size adjustment should be applied. The appropriate % adjustment should be made in accordance with the scale for contract size adjustment specified under section 6 of the RCG 2023 Guidance notes. The currency ERC rates are set at £4m (Four Million Pounds) @ 1st April 2021 (AVD) for the RCG 2023 Publication. | It is usual to assume (unless obviously not so) that these items are standard and thus a total figure should be applied. i.e. back cage ladders on site, 15 approx. standard length of 7m each, say each £2,100 total ERC £31,500 | - | - | - | Tanks, handrails, platforms | It is assumed that the item forms part of an average size industrial, commercial or office complex. Where it would be normal to find more than one item in such a hereditament the ERC stated has been adjusted to reflect any number / quantity, discount. These figures are NOT one off figures. | - | - | - | 10262 |  | m | - | 3 - INDUSTRIAL | David Grace | Jim Allen | 269.3716 | Option 2 | 333.968 | 23.98% | 412 | 311.3749 | 15.59% | -6.765% | 311.3749 | 15.59% | AECOM | Mohammed Imran | VOA_GPN_GOV_UK\7254880 | 2021-10-13 | Low | - | Low | Costs provided by AECOM (industry experts) | - | - | NA | SPONS A&B | 2 | (BEAMS Note 2) Standard | - | - | 2 | TRUE
5270 | 215N04 | 7467 | 215N04 | Stairs, Ladders and Walkways | Ladders | Metal caged ladders | 0.75mm dia. cage starts 2.5m above gl. 380mm wide, 250 centred rungs | Galvanised | Metal - Steel stairways, walkways etcetera are purpose made to specific designs in the factory and transported to site. Fixing in location is normally by fixing bolts (occasionally welded) and built up in workable sections. Usually galvanised but some items are specifically painted to customers requirements. | Location Adjustment Applicable (See Guidance Notes) - ERC = UK mean of 1.00 | (BEAMS Note 2) The ERC for this item should be added to all other rateable items on the hereditament (except land). Therefore the total of the ERC of the other Building Items and the P&M ERC (where applicable) to enable the correct contract size adjustment to be made. ERC of Building Component + ERC of P&M = Total ERC to which contract size adjustment should be applied. The appropriate % adjustment should be made in accordance with the scale for contract size adjustment specified under section 6 of the RCG 2023 Guidance notes. The currency ERC rates are set at £4m (Four Million Pounds) @ 1st April 2021 (AVD) for the RCG 2023 Publication. | It is usual to assume (unless obviously not so) that these items are standard and thus a total figure should be applied. i.e. back cage ladders on site, 15 approx. standard length of 7m each, say each £2,100 total ERC £31,500 | - | - | - | Tanks, handrails, platforms | It is assumed that the item forms part of an average size industrial, commercial or office complex. Where it would be normal to find more than one item in such a hereditament the ERC stated has been adjusted to reflect any number / quantity, discount. These figures are NOT one off figures. | - | - | - | 10262 |  | m | - | 3 - INDUSTRIAL | David Grace | Jim Allen | 307.8532 | Option 2 | 381.6777 | 23.98% | 476 | 359.7438 | 16.86% | -5.747% | 359.7438 | 16.86% | AECOM | Mohammed Imran | VOA_GPN_GOV_UK\7254880 | 2021-10-13 | Low | - | Low | Costs provided by AECOM (industry experts) | - | - | NA | SPONS A&B | 2 | (BEAMS Note 2) Standard | - | - | 2 | TRUE
5271 | 215N21 | 7490 | 215N21 | Stairs, Ladders and Walkways | Ladders | Spiral tank ladder galvanised | Metal around tank. Handrail one side only | 3m | Spiral to full height of tank outside of tank, specifically designed to fit tank curvature. (add cost of midway rest platform every 9m) see 215NO5 above. Stairs resting on flanges that are welded to the tank and have a handrail to the outside only. | Location Adjustment Applicable (See Guidance Notes) - ERC = UK mean of 1.00 | (BEAMS Note 2) The ERC for this item should be added to all other rateable items on the hereditament (except land). Therefore the total of the ERC of the other Building Items and the P&M ERC (where applicable) to enable the correct contract size adjustment to be made. ERC of Building Component + ERC of P&M = Total ERC to which contract size adjustment should be applied. The appropriate % adjustment should be made in accordance with the scale for contract size adjustment specified under section 6 of the RCG 2023 Guidance notes. The currency ERC rates are set at £4m (Four Million Pounds) @ 1st April 2021 (AVD) for the RCG 2023 Publication. | - | - | - | - | - | It is assumed that the item forms part of an average size industrial, commercial or office complex. Where it would be normal to find more than one | - | - | - | 10265 |  | Each | - | 3 - INDUSTRIAL | David Grace | Jim Allen | 584.9212 | Option 2 | 767.3104 | 31.18% | 890 | 619.4565 | 5.904% | -19.27% | 619.4565 | 5.904% | AECOM | Mohammed Imran | VOA_GPN_GOV_UK\7254880 | 2021-10-14 | Low | - | Low | Costs provided by AECOM (industry experts) | - | - | NA | SPONS Civils | 2 | (BEAMS Note 2) Standard | - | - | 2 | TRUE
5272 | 215N22 | 7491 | 215N22 | Stairs, Ladders and Walkways | Ladders | Spiral tank ladder galvanised | Metal around tank. Handrail one side only | 4m | Spiral to full height of tank outside of tank, specifically designed to fit tank curvature. (add cost of midway rest platform every 9m) see 215NO5 above. Stairs resting on flanges that are welded to the tank and have a handrail to the outside only. | Location Adjustment Applicable (See Guidance Notes) - ERC = UK mean of 1.00 | (BEAMS Note 2) The ERC for this item should be added to all other rateable items on the hereditament (except land). Therefore the total of the ERC of the other Building Items and the P&M ERC (where applicable) to enable the correct contract size adjustment to be made. ERC of Building Component + ERC of P&M = Total ERC to which contract size adjustment should be applied. The appropriate % adjustment should be made in accordance with the scale for contract size adjustment specified under section 6 of the RCG 2023 Guidance notes. The currency ERC rates are set at £4m (Four Million Pounds) @ 1st April 2021 (AVD) for the RCG 2023 Publication. | - | - | - | - | - | It is assumed that the item forms part of an average size industrial, commercial or office complex. Where it would be normal to find more than one | - | - | - | 10265 |  | Each | - | 3 - INDUSTRIAL | David Grace | Jim Allen | 600.3138 | Option 2 | 787.5027 | 31.18% | 950 | 661.2176 | 10.15% | -16.04% | 661.2176 | 10.15% | AECOM | Mohammed Imran | VOA_GPN_GOV_UK\7254880 | 2021-10-14 | Low | - | Low | Costs provided by AECOM (industry experts) | - | - | NA | SPONS Civils | 2 | (BEAMS Note 2) Standard | - | - | 2 | TRUE
5273 | 215N23 | 7492 | 215N23 | Stairs, Ladders and Walkways | Ladders | Spiral tank ladder galvanised | Metal around tank. Handrail one side only | 5m | Spiral to full height of tank outside of tank, specifically designed to fit tank curvature. (add cost of midway rest platform every 9m) see 215NO5 above. Stairs resting on flanges that are welded to the tank and have a handrail to the outside only. | Location Adjustment Applicable (See Guidance Notes) - ERC = UK mean of 1.00 | (BEAMS Note 2) The ERC for this item should be added to all other rateable items on the hereditament (except land). Therefore the total of the ERC of the other Building Items and the P&M ERC (where applicable) to enable the correct contract size adjustment to be made. ERC of Building Component + ERC of P&M = Total ERC to which contract size adjustment should be applied. The appropriate % adjustment should be made in accordance with the scale for contract size adjustment specified under section 6 of the RCG 2023 Guidance notes. The currency ERC rates are set at £4m (Four Million Pounds) @ 1st April 2021 (AVD) for the RCG 2023 Publication. | - | - | - | - | - | It is assumed that the item forms part of an average size industrial, commercial or office complex. Where it would be normal to find more than one | - | - | - | 10265 |  | Each | - | 3 - INDUSTRIAL | David Grace | Jim Allen | 677.2771 | Option 2 | 888.4646 | 31.18% | 1120 | 779.5407 | 15.1% | -12.26% | 779.5407 | 15.1% | AECOM | Mohammed Imran | VOA_GPN_GOV_UK\7254880 | 2021-10-15 | Low | - | Low | Costs provided by AECOM (industry experts) | - | - | NA | SPONS Civils | 2 | (BEAMS Note 2) Standard | - | - | 2 | TRUE
5274 | 215N24 | 7493 | 215N24 | Stairs, Ladders and Walkways | Ladders | Spiral tank ladder galvanised | Metal around tank. Handrail one side only | 10m | Spiral to full height of tank outside of tank, specifically designed to fit tank curvature. (add cost of midway rest platform every 9m) see 215NO5 above. Stairs resting on flanges that are welded to the tank and have a handrail to the outside only. | Location Adjustment Applicable (See Guidance Notes) - ERC = UK mean of 1.00 | (BEAMS Note 2) The ERC for this item should be added to all other rateable items on the hereditament (except land). Therefore the total of the ERC of the other Building Items and the P&M ERC (where applicable) to enable the correct contract size adjustment to be made. ERC of Building Component + ERC of P&M = Total ERC to which contract size adjustment should be applied. The appropriate % adjustment should be made in accordance with the scale for contract size adjustment specified under section 6 of the RCG 2023 Guidance notes. The currency ERC rates are set at £4m (Four Million Pounds) @ 1st April 2021 (AVD) for the RCG 2023 Publication. | - | - | - | - | - | It is assumed that the item forms part of an average size industrial, commercial or office complex. Where it would be normal to find more than one | - | - | - | 10265 |  | Each | - | 3 - INDUSTRIAL | David Grace | Jim Allen | 827.3556 | Option 2 | 1085.3403 | 31.18% | 1300 | 904.8241 | 9.363% | -16.63% | 904.8241 | 9.363% | AECOM | Mohammed Imran | VOA_GPN_GOV_UK\7254880 | 2021-10-15 | Low | - | Low | Costs provided by AECOM (industry experts) | - | - | NA | SPONS Civils | 2 | (BEAMS Note 2) Standard | - | - | 2 | TRUE
5275 | 215N25 | 7494 | 215N25 | Stairs, Ladders and Walkways | Ladders | Spiral tank ladder galvanised | Metal around tank. Handrail one side only | 13m | Spiral to full height of tank outside of tank, specifically designed to fit tank curvature. (add cost of midway rest platform every 9m) see 215NO5 above. Stairs resting on flanges that are welded to the tank and have a handrail to the outside only. | Location Adjustment Applicable (See Guidance Notes) - ERC = UK mean of 1.00 | (BEAMS Note 2) The ERC for this item should be added to all other rateable items on the hereditament (except land). Therefore the total of the ERC of the other Building Items and the P&M ERC (where applicable) to enable the correct contract size adjustment to be made. ERC of Building Component + ERC of P&M = Total ERC to which contract size adjustment should be applied. The appropriate % adjustment should be made in accordance with the scale for contract size adjustment specified under section 6 of the RCG 2023 Guidance notes. The currency ERC rates are set at £4m (Four Million Pounds) @ 1st April 2021 (AVD) for the RCG 2023 Publication. | - | - | - | - | - | It is assumed that the item forms part of an average size industrial, commercial or office complex. Where it would be normal to find more than one | - | - | - | 10265 |  | Each | - | 3 - INDUSTRIAL | David Grace | Jim Allen | 885.0781 | Option 2 | 1161.0617 | 31.18% | 1450 | 1009.2268 | 14.03% | -13.08% | 1009.2268 | 14.03% | AECOM | Mohammed Imran | VOA_GPN_GOV_UK\7254880 | 2021-10-15 | Low | - | Low | Costs provided by AECOM (industry experts) | - | - | NA | SPONS Civils | 2 | (BEAMS Note 2) Standard | - | - | 2 | TRUE
5276 | 215N90 | 7506 | 215N90 | Stairs, Ladders and Walkways | Metal | Weight of steel - galvanised | Price per tonne | - | Single flight at 45 deg includes, steps (open mesh with non slip nosing) 1070mm wide. Painted Hand railing is fitted both sides with tubular top and mid rails. Where the items have not been measured but have been weighted (i.e. 9 tonnes) the figure provided should be adopted. It is assumed the item is galvanised, if painted see relevant section in the guide. | Location Adjustment Applicable (See Guidance Notes) - ERC = UK mean of 1.00 | (BEAMS Note 2) The ERC for this item should be added to all other rateable items on the hereditament (except land). Therefore the total of the ERC of the other Building Items and the P&M ERC (where applicable) to enable the correct contract size adjustment to be made. ERC of Building Component + ERC of P&M = Total ERC to which contract size adjustment should be applied. The appropriate % adjustment should be made in accordance with the scale for contract size adjustment specified under section 6 of the RCG 2023 Guidance notes. The currency ERC rates are set at £4m (Four Million Pounds) @ 1st April 2021 (AVD) for the RCG 2023 Publication. | It is assumed the item is galvanised, if painted see relevant section in the guide for addition. | Where accurate site measurement is not practicable then calculation of the weight of steel is an option based on the size of the constructional members. | - | - | - | - | - | Photo 1 - Simple straight flight with mid height platform - Painted finish. Tubular handrail. Photo 2 -Spiral staircase to first floor | - | 10266 |  | Tonnes | linear | NA | NA | NA | 3595.7259 | Option 2 | 3906.6324 | 8.647% | 5753.9843 | 5766.8442 | 60.38% | 47.62% | 5766.8442 | 60.38% | Indexed | NA | VOA_GPN_GOV_UK\7246041 | 2021-10-08 | Low | - | Medium | Risk taken from previous CG | - | - | NA | Steel | NA | (BEAMS Note 2) The ERC for this item should be added to all other rateable items on the hereditament (except land). Therefore the total of the ERC of the other Building Items and the P&M ERC (where applicable) to enable the correct contract size adjustment to be made. ERC of Building Component + ERC of P&M = Total ERC to which contract size adjustment should be applied. The appropriate % adjustment should be made in accordance with the scale for contract size adjustment specified under section 6 of the RCG 2021 Guidance notes. The currency ERC rates are set at £4m (Four Million Pounds) @ 1st April 2019 (AVD) for the RCG 2021 Publication. | Photo 1 - Simple straight flight with mid height platform - Painted finish. Tubular handrail. Photo 2 -Spiral staircase to first floor | - | 2 | TRUE
5277 | 30K0D5 | 6919 | 30K0D5 | Stairs, Ladders and Walkways | Metal - feature - swimming pool | Spiral to water chute | 9m rise with platforms | Stainless steel treads with inset tiling | Stairs Ladders Walkways - Stairs - Metal Construction. Feature. Galvanised finish, perforated treads; no risers, decorated, 3.0 m rise between platforms, including balustrades and handrails, typical width 1.0 m. | Location Adjustment Applicable (See Guidance Notes) - ERC = UK mean of 1.00 | (BEAMS Note 2) The ERC for this item should be added to all other rateable items on the hereditament (except land). Therefore the total of the ERC of the other Building Items and the P&M ERC (where applicable) to enable the correct contract size adjustment to be made. ERC of Building Component + ERC of P&M = Total ERC to which contract size adjustment should be applied. The appropriate % adjustment should be made in accordance with the scale for contract size adjustment specified under section 6 of the RCG 2023 Guidance notes. The currency ERC rates are set at £4m (Four Million Pounds) @ 1st April 2021 (AVD) for the RCG 2023 Publication. | Feature staircases usually within buildings - See Stairs/finishes: 201N55 | Vertical height= m width and type- straight , spiral, dogleg, etc. | - | - | - | - | - | Photo 1 - galvanised steel spiral staircase | - | 10267 |  | Each | - | NA | NA | NA | 40020.9218 | Option 2 | 52500.1825 | 31.18% | 71392.9395 | 49690.807 | 24.16% | -5.351% | 49690.807 | 24.16% | Indexed | NA | VOA_GPN_GOV_UK\7246041 | 2019-08-30 | Low | - | Medium | Risk taken from previous CG | - | - | NA | SPONS Civils | NA | (BEAMS Note 2) The ERC for this item should be added to all other rateable items on the hereditament (except land). Therefore the total of the ERC of the other Building Items and the P&M ERC (where applicable) to enable the correct contract size adjustment to be made. ERC of Building Component + ERC of P&M = Total ERC to which contract size adjustment should be applied. The appropriate % adjustment should be made in accordance with the scale for contract size adjustment specified under section 6 of the RCG 2021 Guidance notes. The currency ERC rates are set at £4m (Four Million Pounds) @ 1st April 2019 (AVD) for the RCG 2021 Publication. | Photo 1 - galvanised steel spiral staircase | - | 2 | TRUE
5278 | 30K0B5 | 6915 | 30K0B5 | Stairs, Ladders and Walkways | Metal - feature staircase | 3m rise x 1m wide | Spiral galvanised | - | Stairs Ladders Walkways - Stairs - Metal Construction. Feature. Galvanised finish, perforated treads; no risers, decorated, 3.0 m rise, including balustrades and handrails, typical width 1.0 m. | Location Adjustment Applicable (See Guidance Notes) - ERC = UK mean of 1.00 | (BEAMS Note 2) The ERC for this item should be added to all other rateable items on the hereditament (except land). Therefore the total of the ERC of the other Building Items and the P&M ERC (where applicable) to enable the correct contract size adjustment to be made. ERC of Building Component + ERC of P&M = Total ERC to which contract size adjustment should be applied. The appropriate % adjustment should be made in accordance with the scale for contract size adjustment specified under section 6 of the RCG 2023 Guidance notes. The currency ERC rates are set at £4m (Four Million Pounds) @ 1st April 2021 (AVD) for the RCG 2023 Publication. | Feature staircases usually within buildings - See Stairs/finishes: 201N55 | Vertical height= m width and type- straight , spiral, dogleg, etc. | - | - | - | - | - | Photo 1 - galvanised steel spiral staircase | - | 10267 |  | Each | Each | NA | NA | NA | 3193.9774 | Option 2 | 4189.9184 | 31.18% | 5697.7057 | 3965.7086 | 24.16% | -5.351% | 3965.7086 | 24.16% | Indexed | NA | VOA_GPN_GOV_UK\7246041 | 2019-08-30 | Low | - | Medium | Risk taken from previous CG | - | - | NA | SPONS Civils | NA | (BEAMS Note 2) The ERC for this item should be added to all other rateable items on the hereditament (except land). Therefore the total of the ERC of the other Building Items and the P&M ERC (where applicable) to enable the correct contract size adjustment to be made. ERC of Building Component + ERC of P&M = Total ERC to which contract size adjustment should be applied. The appropriate % adjustment should be made in accordance with the scale for contract size adjustment specified under section 6 of the RCG 2021 Guidance notes. The currency ERC rates are set at £4m (Four Million Pounds) @ 1st April 2019 (AVD) for the RCG 2021 Publication. | Photo 1 - galvanised steel spiral staircase | - | 2 | TRUE
5279 | 30K0BA | 6916 | 30K0BA | Stairs, Ladders and Walkways | Metal - feature staircase | 3m rise x 1m wide | Dogleg galvanised | Hardwood handrails | Stairs Ladders Walkways - Stairs - Metal Construction. Feature. Galvanised finish, perforated treads; no risers, decorated, 3.0 m rise, including balustrades and handrails, typical width 1.0 m. | Location Adjustment Applicable (See Guidance Notes) - ERC = UK mean of 1.00 | (BEAMS Note 2) The ERC for this item should be added to all other rateable items on the hereditament (except land). Therefore the total of the ERC of the other Building Items and the P&M ERC (where applicable) to enable the correct contract size adjustment to be made. ERC of Building Component + ERC of P&M = Total ERC to which contract size adjustment should be applied. The appropriate % adjustment should be made in accordance with the scale for contract size adjustment specified under section 6 of the RCG 2023 Guidance notes. The currency ERC rates are set at £4m (Four Million Pounds) @ 1st April 2021 (AVD) for the RCG 2023 Publication. | Feature staircases usually within buildings - See Stairs/finishes: 201N55 | Vertical height= m width and type- straight , spiral, dogleg, etc. | - | - | - | - | - | Photo 1 - galvanised steel spiral staircase | - | 10267 |  | Each | Each | NA | NA | NA | 5579.8401 | Option 2 | 7319.737 | 31.18% | 9953.8233 | 6928.0452 | 24.16% | -5.351% | 6928.0452 | 24.16% | Indexed | NA | VOA_GPN_GOV_UK\7246041 | 2019-08-30 | Low | - | Medium | Risk taken from previous CG | - | - | NA | SPONS Civils | NA | (BEAMS Note 2) The ERC for this item should be added to all other rateable items on the hereditament (except land). Therefore the total of the ERC of the other Building Items and the P&M ERC (where applicable) to enable the correct contract size adjustment to be made. ERC of Building Component + ERC of P&M = Total ERC to which contract size adjustment should be applied. The appropriate % adjustment should be made in accordance with the scale for contract size adjustment specified under section 6 of the RCG 2021 Guidance notes. The currency ERC rates are set at £4m (Four Million Pounds) @ 1st April 2019 (AVD) for the RCG 2021 Publication. | Photo 1 - galvanised steel spiral staircase | - | 2 | TRUE
5280 | 30K0BF | 6917 | 30K0BF | Stairs, Ladders and Walkways | Metal - feature staircase | 3m rise x 1m wide | Dogleg galvanised | Stainless balustrade and handrail | Stairs Ladders Walkways - Stairs - Metal Construction. Feature. Galvanised finish, perforated treads; no risers, decorated, 3.0 m rise, including balustrades and handrails, typical width 1.0 m. | Location Adjustment Applicable (See Guidance Notes) - ERC = UK mean of 1.00 | (BEAMS Note 2) The ERC for this item should be added to all other rateable items on the hereditament (except land). Therefore the total of the ERC of the other Building Items and the P&M ERC (where applicable) to enable the correct contract size adjustment to be made. ERC of Building Component + ERC of P&M = Total ERC to which contract size adjustment should be applied. The appropriate % adjustment should be made in accordance with the scale for contract size adjustment specified under section 6 of the RCG 2023 Guidance notes. The currency ERC rates are set at £4m (Four Million Pounds) @ 1st April 2021 (AVD) for the RCG 2023 Publication. | Feature staircases usually within buildings - See Stairs/finishes: 201N55 | Vertical height= m width and type- straight , spiral, dogleg, etc. | - | - | - | - | - | Photo 1 - galvanised steel spiral staircase | - | 10267 |  | Each | Each | NA | NA | NA | 7311.5146 | Option 2 | 9591.3795 | 31.18% | 13042.9409 | 9078.1282 | 24.16% | -5.351% | 9078.1282 | 24.16% | Indexed | NA | VOA_GPN_GOV_UK\7246041 | 2019-08-30 | Low | - | Medium | Risk taken from previous CG | - | - | NA | SPONS Civils | NA | (BEAMS Note 2) The ERC for this item should be added to all other rateable items on the hereditament (except land). Therefore the total of the ERC of the other Building Items and the P&M ERC (where applicable) to enable the correct contract size adjustment to be made. ERC of Building Component + ERC of P&M = Total ERC to which contract size adjustment should be applied. The appropriate % adjustment should be made in accordance with the scale for contract size adjustment specified under section 6 of the RCG 2021 Guidance notes. The currency ERC rates are set at £4m (Four Million Pounds) @ 1st April 2019 (AVD) for the RCG 2021 Publication. | Photo 1 - galvanised steel spiral staircase | - | 2 | TRUE
5281 | 30K0C5 | 6918 | 30K0C5 | Stairs, Ladders and Walkways | Metal - feature staircase | 3m rise x 1m wide | Dogleg galvanised | Precast concrete treads | Stairs Ladders Walkways - Stairs - Metal Construction. Feature. Galvanised finish, perforated treads; no risers, decorated, 3.0 m rise, including balustrades and handrails, typical width 1.0 m. | Location Adjustment Applicable (See Guidance Notes) - ERC = UK mean of 1.00 | (BEAMS Note 2) The ERC for this item should be added to all other rateable items on the hereditament (except land). Therefore the total of the ERC of the other Building Items and the P&M ERC (where applicable) to enable the correct contract size adjustment to be made. ERC of Building Component + ERC of P&M = Total ERC to which contract size adjustment should be applied. The appropriate % adjustment should be made in accordance with the scale for contract size adjustment specified under section 6 of the RCG 2023 Guidance notes. The currency ERC rates are set at £4m (Four Million Pounds) @ 1st April 2021 (AVD) for the RCG 2023 Publication. | Feature staircases usually within buildings - See Stairs/finishes: 201N55 | Vertical height= m width and type- straight , spiral, dogleg, etc. | - | - | - | - | - | Photo 1 - galvanised steel spiral staircase | - | 10267 |  | Each | Each | NA | NA | NA | 8081.1477 | Option 2 | 10600.9984 | 31.18% | 14415.882 | 10033.7206 | 24.16% | -5.351% | 10033.7206 | 24.16% | Indexed | NA | VOA_GPN_GOV_UK\7246041 | 2019-08-30 | Low | - | Medium | Risk taken from previous CG | - | - | NA | SPONS Civils | NA | (BEAMS Note 2) The ERC for this item should be added to all other rateable items on the hereditament (except land). Therefore the total of the ERC of the other Building Items and the P&M ERC (where applicable) to enable the correct contract size adjustment to be made. ERC of Building Component + ERC of P&M = Total ERC to which contract size adjustment should be applied. The appropriate % adjustment should be made in accordance with the scale for contract size adjustment specified under section 6 of the RCG 2021 Guidance notes. The currency ERC rates are set at £4m (Four Million Pounds) @ 1st April 2019 (AVD) for the RCG 2021 Publication. | Photo 1 - galvanised steel spiral staircase | - | 2 | TRUE
5282 | 215N55 | 7496 | 215N55 | Stairs, Ladders and Walkways | Metal Stairs 3m rise | Open mesh treads | 1.07m wide handrails on 2 sides | Painted | Single flight at 45 deg includes, steps (open mesh with non slip nosing) 1070mm wide Galvanised Hand railing is fitted both sides with tubular top and mid rails | Location Adjustment Applicable (See Guidance Notes) - ERC = UK mean of 1.00 | (BEAMS Note 2) The ERC for this item should be added to all other rateable items on the hereditament (except land). Therefore the total of the ERC of the other Building Items and the P&M ERC (where applicable) to enable the correct contract size adjustment to be made. ERC of Building Component + ERC of P&M = Total ERC to which contract size adjustment should be applied. The appropriate % adjustment should be made in accordance with the scale for contract size adjustment specified under section 6 of the RCG 2023 Guidance notes. The currency ERC rates are set at £4m (Four Million Pounds) @ 1st April 2021 (AVD) for the RCG 2023 Publication. | Excludes price of landings | per m | - | - | - | It is assumed that the item forms part of an average size industrial, commercial or office complex. Where it would be normal to find more than one item in such a hereditament the ERC stated has been adjusted to reflect any number / quantity, discount. These figures are NOT one off figures. | - | - | - | 10261 |  | m | - | 3 - INDUSTRIAL | David Grace | Jim Allen | 573.3767 | Option 2 | 710.8747 | 23.98% | 1055 | 797.3313 | 39.06% | 12.16% | 797.3313 | 39.06% | AECOM | Mohammed Imran | VOA_GPN_GOV_UK\7254880 | 2021-10-13 | Low | - | Low | Costs provided by AECOM (industry experts) | - | - | NA | SPONS A&B | 2 | (BEAMS Note 2) Standard | - | - | 2 | TRUE
5283 | 215N56 | 7497 | 215N56 | Stairs, Ladders and Walkways | Metal Stairs 3m rise | Open mesh treads | 1.07m wide handrails on 2 sides | Galvanised | Single flight at 45 deg includes, steps (open mesh with non slip nosing) 1070mm wide Galvanised Hand railing is fitted both sides with tubular top and mid rails | Location Adjustment Applicable (See Guidance Notes) - ERC = UK mean of 1.00 | (BEAMS Note 2) The ERC for this item should be added to all other rateable items on the hereditament (except land). Therefore the total of the ERC of the other Building Items and the P&M ERC (where applicable) to enable the correct contract size adjustment to be made. ERC of Building Component + ERC of P&M = Total ERC to which contract size adjustment should be applied. The appropriate % adjustment should be made in accordance with the scale for contract size adjustment specified under section 6 of the RCG 2023 Guidance notes. The currency ERC rates are set at £4m (Four Million Pounds) @ 1st April 2021 (AVD) for the RCG 2023 Publication. | Excludes price of landings | per m | - | - | - | It is assumed that the item forms part of an average size industrial, commercial or office complex. Where it would be normal to find more than one item in such a hereditament the ERC stated has been adjusted to reflect any number / quantity, discount. These figures are NOT one off figures. | - | - | - | 10261 |  | m | - | 3 - INDUSTRIAL | David Grace | Jim Allen | 684.9735 | Option 2 | 849.2329 | 23.98% | 1320 | 997.6089 | 45.64% | 17.47% | 997.6089 | 45.64% | AECOM | Mohammed Imran | VOA_GPN_GOV_UK\7254880 | 2021-10-13 | Low | - | Low | Costs provided by AECOM (industry experts) | - | - | NA | SPONS A&B | 2 | (BEAMS Note 2) Standard | - | - | 2 | TRUE
5284 | 215N57 | 7501 | 215N57 | Stairs, Ladders and Walkways | Metal Stairs 3m rise | Open mesh treads | 0.76m wide handrails on 2 sides | Painted | Single flight at 45 deg includes, steps (open mesh with non slip nosing) 760mm wide Galvanised Hand railing is fitted both sides with tubular top and mid rails | Location Adjustment Applicable (See Guidance Notes) - ERC = UK mean of 1.00 | (BEAMS Note 2) The ERC for this item should be added to all other rateable items on the hereditament (except land). Therefore the total of the ERC of the other Building Items and the P&M ERC (where applicable) to enable the correct contract size adjustment to be made. ERC of Building Component + ERC of P&M = Total ERC to which contract size adjustment should be applied. The appropriate % adjustment should be made in accordance with the scale for contract size adjustment specified under section 6 of the RCG 2023 Guidance notes. The currency ERC rates are set at £4m (Four Million Pounds) @ 1st April 2021 (AVD) for the RCG 2023 Publication. | Excludes price of landings | per m | - | - | - | It is assumed that the item forms part of an average size industrial, commercial or office complex. Where it would be normal to find more than one item in such a hereditament the ERC stated has been adjusted to reflect any number / quantity, discount. These figures are NOT one off figures. | - | - | - | 10261 |  | m | - | 3 - INDUSTRIAL | David Grace | Jim Allen | 592.6175 | Option 2 | 734.7296 | 23.98% | 955 | 721.7549 | 21.79% | -1.766% | 721.7549 | 21.79% | AECOM | Mohammed Imran | VOA_GPN_GOV_UK\7254880 | 2021-10-13 | Low | - | Low | Costs provided by AECOM (industry experts) | - | - | NA | SPONS A&B | 2 | (BEAMS Note 2) Standard | - | - | 2 | TRUE
5285 | 215N58 | 7502 | 215N58 | Stairs, Ladders and Walkways | Metal Stairs 3m rise | Open mesh treads | 0.76m wide handrails on 2 sides | Galvanised | Single flight at 45 deg includes, steps (open mesh with non slip nosing) 760mm wide Galvanised Hand railing is fitted both sides with tubular top and mid rails | Location Adjustment Applicable (See Guidance Notes) - ERC = UK mean of 1.00 | (BEAMS Note 2) The ERC for this item should be added to all other rateable items on the hereditament (except land). Therefore the total of the ERC of the other Building Items and the P&M ERC (where applicable) to enable the correct contract size adjustment to be made. ERC of Building Component + ERC of P&M = Total ERC to which contract size adjustment should be applied. The appropriate % adjustment should be made in accordance with the scale for contract size adjustment specified under section 6 of the RCG 2023 Guidance notes. The currency ERC rates are set at £4m (Four Million Pounds) @ 1st April 2021 (AVD) for the RCG 2023 Publication. | Excludes price of landings | per m | - | - | - | It is assumed that the item forms part of an average size industrial, commercial or office complex. Where it would be normal to find more than one item in such a hereditament the ERC stated has been adjusted to reflect any number / quantity, discount. These figures are NOT one off figures. | - | - | - | 10261 |  | m | - | 3 - INDUSTRIAL | David Grace | Jim Allen | 711.9106 | Option 2 | 882.6297 | 23.98% | 1163 | 878.9539 | 23.46% | -0.4165% | 878.9539 | 23.46% | AECOM | Mohammed Imran | VOA_GPN_GOV_UK\7254880 | 2021-10-13 | Low | - | Low | Costs provided by AECOM (industry experts) | - | - | NA | SPONS A&B | 2 | (BEAMS Note 2) Standard | - | - | 2 | TRUE
5286 | 30K0A5 | 6913 | 30K0A5 | Stairs, Ladders and Walkways | Metal Stairs 3m rise | Open perforated treads | Heavy duty cast iron straight | 1.548 dia. with handrail to outside | Single flight at 45 deg includes, steps (open mesh with non slip nosing) 1070mm wide. Galvanised. Hand railing is fitted both sides with tubular top and mid rails. | Location Adjustment Applicable (See Guidance Notes) - ERC = UK mean of 1.00 | (BEAMS Note 1) The ERC for this item should be added to the total of the ERC of the other P&M items on the site and the Buildings ERC (where applicable) to enable the correct contract size adjustment to be made. ERC of P&M Items + ERC of Building Component’s = Total ERC (net figure rateable items only) to which contract size adjustment should be applied The 2023 Generic Contractors Test Spreadsheet has this facility built into the programme - it is recommended you undertake all contractors test valuations using this spreadsheet. (Details on the application of contract size adjustments can be found in the RCG 2023 Guidance notes). Where RV is calculated using the comparative method (rental method) the contract size adjustment should be made as follows: Select - SCAT code box ""P and M as an addition” within the 2023 Generic Contractors Test Spreadsheet facility. Or Where the spreadsheet is not used take the: Reciprocal of statutory de-capitalisation rate (i.e. 5% reciprocal = 20) multiply by rateable value of the buildings (before any overall end allowances are made and after making a notional deduction for the land value) and add to the ERC of P&M. Use resultant figure to calculate contract size adjustment. (Guidance Notes - Section 6) | Excludes price of landings | per m | - | - | - | It is assumed that the item forms part of an average size industrial, commercial or office complex. Where it would be normal to find more than one item in such a hereditament the ERC stated has been adjusted to reflect any number / quantity, discount. These figures are NOT one off figures. | - | Photo 1 - Typical metal staircase with intermediate platform | - | 10261 |  | Each | Each | NA | NA | NA | 2770.6792 | Option 2 | 3634.628 | 31.18% | 4942.5881 | 3440.1328 | 24.16% | -5.351% | 3440.1328 | 24.16% | Indexed | NA | VOA_GPN_GOV_UK\7246041 | 2019-08-30 | Low | - | Medium | Risk taken from previous CG | - | - | NA | SPONS Civils | NA | (BEAMS Note 1) The ERC for this item should be added to the total of the ERC of the other P&M items on the site and the Buildings ERC (where applicable) to enable the correct contract size adjustment to be made. ERC of P&M Items + ERC of Building Component’s = Total ERC (net figure rateable items only) to which contract size adjustment should be applied The 2021 Generic Contractors Test Spreadsheet has this facility built into the programme - it is recommended you undertake all contractors test valuations using this spreadsheet. (Details on the application of contract size adjustments can be found in the RCG 2021 Guidance notes). Where RV is calculated using the comparative method (rental method) the contract size adjustment should be made as follows: Select - SCAT code box "P and M as an addition” within the 2021 Generic Contractors Test Spreadsheet facility. Or Where the spreadsheet is not used take the: Reciprocal of statutory de-capitalisation rate (i.e. 5% reciprocal = 20) multiply by rateable value of the buildings (before any overall end allowances are made and after making a notional deduction for the land value) and add to the ERC of P&M. Use resultant figure to calculate contract size adjustment. (Guidance Notes - Section 6) | Photo 1 - Typical metal staircase with intermediate platform | - | 1 | TRUE
5287 | 30K0A9 | 6914 | 30K0A9 | Stairs, Ladders and Walkways | Metal Stairs 3m rise | Open perforated treads | Heavy duty cast iron spiral | Balustrade and handrail to 2 sides | Single flight at 45 deg includes, steps (open mesh with non slip nosing) 1070mm wide. Galvanised. Hand railing is fitted both sides with tubular top and mid rails. | Location Adjustment Applicable (See Guidance Notes) - ERC = UK mean of 1.00 | (BEAMS Note 1) The ERC for this item should be added to the total of the ERC of the other P&M items on the site and the Buildings ERC (where applicable) to enable the correct contract size adjustment to be made. ERC of P&M Items + ERC of Building Component’s = Total ERC (net figure rateable items only) to which contract size adjustment should be applied The 2023 Generic Contractors Test Spreadsheet has this facility built into the programme - it is recommended you undertake all contractors test valuations using this spreadsheet. (Details on the application of contract size adjustments can be found in the RCG 2023 Guidance notes). Where RV is calculated using the comparative method (rental method) the contract size adjustment should be made as follows: Select - SCAT code box ""P and M as an addition” within the 2023 Generic Contractors Test Spreadsheet facility. Or Where the spreadsheet is not used take the: Reciprocal of statutory de-capitalisation rate (i.e. 5% reciprocal = 20) multiply by rateable value of the buildings (before any overall end allowances are made and after making a notional deduction for the land value) and add to the ERC of P&M. Use resultant figure to calculate contract size adjustment. (Guidance Notes - Section 6) | Excludes price of landings | per m | - | - | - | It is assumed that the item forms part of an average size industrial, commercial or office complex. Where it would be normal to find more than one item in such a hereditament the ERC stated has been adjusted to reflect any number / quantity, discount. These figures are NOT one off figures. | - | Photo 1 - Typical metal staircase with intermediate platform | - | 10261 |  | Each | Each | NA | NA | NA | 3232.4591 | Option 2 | 4240.3994 | 31.18% | 5766.3528 | 4013.4883 | 24.16% | -5.351% | 4013.4883 | 24.16% | Indexed | NA | VOA_GPN_GOV_UK\7246041 | 2019-08-30 | Low | - | Medium | Risk taken from previous CG | - | - | NA | SPONS Civils | NA | (BEAMS Note 1) The ERC for this item should be added to the total of the ERC of the other P&M items on the site and the Buildings ERC (where applicable) to enable the correct contract size adjustment to be made. ERC of P&M Items + ERC of Building Component’s = Total ERC (net figure rateable items only) to which contract size adjustment should be applied The 2021 Generic Contractors Test Spreadsheet has this facility built into the programme - it is recommended you undertake all contractors test valuations using this spreadsheet. (Details on the application of contract size adjustments can be found in the RCG 2021 Guidance notes). Where RV is calculated using the comparative method (rental method) the contract size adjustment should be made as follows: Select - SCAT code box "P and M as an addition” within the 2021 Generic Contractors Test Spreadsheet facility. Or Where the spreadsheet is not used take the: Reciprocal of statutory de-capitalisation rate (i.e. 5% reciprocal = 20) multiply by rateable value of the buildings (before any overall end allowances are made and after making a notional deduction for the land value) and add to the ERC of P&M. Use resultant figure to calculate contract size adjustment. (Guidance Notes - Section 6) | Photo 1 - Typical metal staircase with intermediate platform | - | 1 | TRUE
5288 | 30K01F | 6906 | 30K01F | Stairs, Ladders and Walkways | Reinforced concrete staircase | Concrete with one metal handrail | Standard flight straight 2.6m rise | Plaster skim and paint to soffit | Reinforced concrete staircase and metal handrail to one side, 2.6m standard rise, no other finishes. | Location Adjustment Applicable (See Guidance Notes) - ERC = UK mean of 1.00 | (BEAMS Note 2) The ERC for this item should be added to all other rateable items on the hereditament (except land). Therefore the total of the ERC of the other Building Items and the P&M ERC (where applicable) to enable the correct contract size adjustment to be made. ERC of Building Component + ERC of P&M = Total ERC to which contract size adjustment should be applied. The appropriate % adjustment should be made in accordance with the scale for contract size adjustment specified under section 6 of the RCG 2023 Guidance notes. The currency ERC rates are set at £4m (Four Million Pounds) @ 1st April 2021 (AVD) for the RCG 2023 Publication. | If more appropriate, e.g. for a flight of 3No steps, adopt a rate of £770 per step | Either measure floor to floor height for dogleg type or measure horizontal length of stair case | - | - | - | - | - | - | - | 10268 |  | Each | - | 3 - INDUSTRIAL | David Grace | Jim Allen | 4958.9415 | Option 2 | 6148.116 | 23.98% | 7500 | 5668.2323 | 14.3% | -7.805% | 5668.2323 | 14.3% | AECOM | Mohammed Imran | VOA_GPN_GOV_UK\7254880 | 2021-10-01 | Low | - | Low | Costs provided by AECOM (industry experts) | - | - | NA | SPONS A&B | 1.58 | (BEAMS Note 2) Standard | - | - | 2 | TRUE
5289 | 30K02P | 6912 | 30K02P | Stairs, Ladders and Walkways | Reinforced concrete staircase | Quality finishes, glass and s/s balustrades | 3m rise | Plaster skim and paint to soffit | Softwood Staircase; softwood balustrade and hardwood handrail; plasterboard; skim and emulsion to soffit. | Location Adjustment Applicable (See Guidance Notes) - ERC = UK mean of 1.00 | (BEAMS Note 2) The ERC for this item should be added to all other rateable items on the hereditament (except land). Therefore the total of the ERC of the other Building Items and the P&M ERC (where applicable) to enable the correct contract size adjustment to be made. ERC of Building Component + ERC of P&M = Total ERC to which contract size adjustment should be applied. The appropriate % adjustment should be made in accordance with the scale for contract size adjustment specified under section 6 of the RCG 2023 Guidance notes. The currency ERC rates are set at £4m (Four Million Pounds) @ 1st April 2021 (AVD) for the RCG 2023 Publication. | - | Either measure floor to floor height for dogleg type or measure horizontal length of stair case | - | - | - | - | - | Photo 1 - Typical hardwood winding staircase. Photo 2 - diagram of staircase component parts | - | 10268 |  | Each | Each | NA | NA | NA | 13800.4651 | Option 2 | 17109.8732 | 23.98% | 21453.7637 | 16213.9888 | 17.49% | -5.236% | 16213.9888 | 17.49% | Indexed | NA | VOA_GPN_GOV_UK\7246041 | 2019-08-30 | Low | - | Medium | Risk taken from previous CG | - | - | NA | SPONS A&B | NA | (BEAMS Note 2) The ERC for this item should be added to all other rateable items on the hereditament (except land). Therefore the total of the ERC of the other Building Items and the P&M ERC (where applicable) to enable the correct contract size adjustment to be made. ERC of Building Component + ERC of P&M = Total ERC to which contract size adjustment should be applied. The appropriate % adjustment should be made in accordance with the scale for contract size adjustment specified under section 6 of the RCG 2021 Guidance notes. The currency ERC rates are set at £4m (Four Million Pounds) @ 1st April 2019 (AVD) for the RCG 2021 Publication. | Photo 1 - Typical hardwood winding staircase. Photo 2 - diagram of staircase component parts | - | 2 | TRUE
5290 | 30K02F | 6907 | 30K02F | Stairs, Ladders and Walkways | Reinforced concrete staircase | Terrazzo finish, balustrade and handrail | 3m rise | Plaster skim and paint to soffit | Softwood Staircase; softwood balustrade and hardwood handrail; plasterboard; skim and emulsion to soffit. | Location Adjustment Applicable (See Guidance Notes) - ERC = UK mean of 1.00 | (BEAMS Note 2) The ERC for this item should be added to all other rateable items on the hereditament (except land). Therefore the total of the ERC of the other Building Items and the P&M ERC (where applicable) to enable the correct contract size adjustment to be made. ERC of Building Component + ERC of P&M = Total ERC to which contract size adjustment should be applied. The appropriate % adjustment should be made in accordance with the scale for contract size adjustment specified under section 6 of the RCG 2023 Guidance notes. The currency ERC rates are set at £4m (Four Million Pounds) @ 1st April 2021 (AVD) for the RCG 2023 Publication. | - | Either measure floor to floor height for dogleg type or measure horizontal length of stair case | - | - | - | - | - | Photo 1 - Typical hardwood winding staircase. Photo 2 - diagram of staircase component parts | - | 10268 |  | Each | Each | NA | NA | NA | 6842.5704 | Option 2 | 8483.4469 | 23.98% | 10637.2422 | 8039.2479 | 17.49% | -5.236% | 8039.2479 | 17.49% | Indexed | NA | VOA_GPN_GOV_UK\7246041 | 2019-08-30 | Low | - | Medium | Risk taken from previous CG | - | - | NA | SPONS A&B | NA | (BEAMS Note 2) The ERC for this item should be added to all other rateable items on the hereditament (except land). Therefore the total of the ERC of the other Building Items and the P&M ERC (where applicable) to enable the correct contract size adjustment to be made. ERC of Building Component + ERC of P&M = Total ERC to which contract size adjustment should be applied. The appropriate % adjustment should be made in accordance with the scale for contract size adjustment specified under section 6 of the RCG 2021 Guidance notes. The currency ERC rates are set at £4m (Four Million Pounds) @ 1st April 2019 (AVD) for the RCG 2021 Publication. | Photo 1 - Typical hardwood winding staircase. Photo 2 - diagram of staircase component parts | - | 2 | TRUE
5291 | 30K02K | 6911 | 30K02K | Stairs, Ladders and Walkways | Reinforced concrete staircase | Terrazzo finish, s/s balustrade and handrail | 3m rise | Plaster skim and paint to soffit | Softwood Staircase; softwood balustrade and hardwood handrail; plasterboard; skim and emulsion to soffit. | Location Adjustment Applicable (See Guidance Notes) - ERC = UK mean of 1.00 | (BEAMS Note 2) The ERC for this item should be added to all other rateable items on the hereditament (except land). Therefore the total of the ERC of the other Building Items and the P&M ERC (where applicable) to enable the correct contract size adjustment to be made. ERC of Building Component + ERC of P&M = Total ERC to which contract size adjustment should be applied. The appropriate % adjustment should be made in accordance with the scale for contract size adjustment specified under section 6 of the RCG 2023 Guidance notes. The currency ERC rates are set at £4m (Four Million Pounds) @ 1st April 2021 (AVD) for the RCG 2023 Publication. | - | Either measure floor to floor height for dogleg type or measure horizontal length of stair case | - | - | - | - | - | Photo 1 - External concrete staircase | - | 10268 |  | Each | Each | NA | NA | NA | 8303.3439 | Option 2 | 10294.5198 | 23.98% | 12908.1141 | 9755.4919 | 17.49% | -5.236% | 9755.4919 | 17.49% | Indexed | NA | VOA_GPN_GOV_UK\7246041 | 2019-08-30 | Low | - | Medium | Risk taken from previous CG | - | - | NA | SPONS A&B | NA | (BEAMS Note 2) The ERC for this item should be added to all other rateable items on the hereditament (except land). Therefore the total of the ERC of the other Building Items and the P&M ERC (where applicable) to enable the correct contract size adjustment to be made. ERC of Building Component + ERC of P&M = Total ERC to which contract size adjustment should be applied. The appropriate % adjustment should be made in accordance with the scale for contract size adjustment specified under section 6 of the RCG 2021 Guidance notes. The currency ERC rates are set at £4m (Four Million Pounds) @ 1st April 2019 (AVD) for the RCG 2021 Publication. | Photo 1 - External concrete staircase | - | 2 | TRUE
5292 | 30K01A | 6848 | 30K01A | Stairs, Ladders and Walkways | Timber staircase | Hardwood purpose made | Dogleg 2.6m rise | Plasterboard, skim and paint to soffit | Softwood Staircase; softwood balustrade and hardwood handrail; plasterboard; skim and emulsion to soffit. | Location Adjustment Applicable (See Guidance Notes) - ERC = UK mean of 1.00 | (BEAMS Note 2) The ERC for this item should be added to all other rateable items on the hereditament (except land). Therefore the total of the ERC of the other Building Items and the P&M ERC (where applicable) to enable the correct contract size adjustment to be made. ERC of Building Component + ERC of P&M = Total ERC to which contract size adjustment should be applied. The appropriate % adjustment should be made in accordance with the scale for contract size adjustment specified under section 6 of the RCG 2023 Guidance notes. The currency ERC rates are set at £4m (Four Million Pounds) @ 1st April 2021 (AVD) for the RCG 2023 Publication. | - | Either measure floor to floor height for dogleg type or measure horizontal length of stair case | - | - | - | - | - | Photo 1 - Typical hardwood winding staircase. Photo 2 - diagram of staircase component parts. | - | 10268 |  | Each | Each | NA | NA | NA | 6150.6251 | Option 2 | 7625.5702 | 23.98% | 9561.566 | 7226.2903 | 17.49% | -5.236% | 7226.2903 | 17.49% | Indexed | NA | VOA_GPN_GOV_UK\7246041 | 2019-08-30 | Low | - | Medium | Risk taken from previous CG | - | - | NA | SPONS A&B | NA | (BEAMS Note 2) The ERC for this item should be added to all other rateable items on the hereditament (except land). Therefore the total of the ERC of the other Building Items and the P&M ERC (where applicable) to enable the correct contract size adjustment to be made. ERC of Building Component + ERC of P&M = Total ERC to which contract size adjustment should be applied. The appropriate % adjustment should be made in accordance with the scale for contract size adjustment specified under section 6 of the RCG 2021 Guidance notes. The currency ERC rates are set at £4m (Four Million Pounds) @ 1st April 2019 (AVD) for the RCG 2021 Publication. | Photo 1 - Typical hardwood winding staircase. Photo 2 - diagram of staircase component parts. | - | 2 | TRUE
5293 | 30K00A | 3703 | 30K00A | Stairs, Ladders and Walkways | Timber staircase | Softwood with balustrade | Standard flight straight | Plasterboard, skim and paint to soffit | Softwood Staircase; softwood balustrade and hardwood handrail; plasterboard; skim and emulsion to soffit. | Location Adjustment Applicable (See Guidance Notes) - ERC = UK mean of 1.00 | (BEAMS Note 2) The ERC for this item should be added to all other rateable items on the hereditament (except land). Therefore the total of the ERC of the other Building Items and the P&M ERC (where applicable) to enable the correct contract size adjustment to be made. ERC of Building Component + ERC of P&M = Total ERC to which contract size adjustment should be applied. The appropriate % adjustment should be made in accordance with the scale for contract size adjustment specified under section 6 of the RCG 2023 Guidance notes. The currency ERC rates are set at £4m (Four Million Pounds) @ 1st April 2021 (AVD) for the RCG 2023 Publication. | - | Either measure floor to floor height for dogleg type or measure horizontal length of stair case | - | - | - | - | - | Photo 1 - Typical hardwood winding staircase. Photo 2 - diagram of staircase component parts | - | 10268 |  | Each | Each | NA | NA | NA | 711.9106 | Option 2 | 882.6297 | 23.98% | 1105.5561 | 835.5398 | 17.37% | -5.335% | 835.5398 | 17.37% | Indexed | NA | VOA_GPN_GOV_UK\7246041 | 2019-08-30 | Low | - | Medium | Risk taken from previous CG | - | - | NA | SPONS A&B | NA | (BEAMS Note 2) The ERC for this item should be added to all other rateable items on the hereditament (except land). Therefore the total of the ERC of the other Building Items and the P&M ERC (where applicable) to enable the correct contract size adjustment to be made. ERC of Building Component + ERC of P&M = Total ERC to which contract size adjustment should be applied. The appropriate % adjustment should be made in accordance with the scale for contract size adjustment specified under section 6 of the RCG 2021 Guidance notes. The currency ERC rates are set at £4m (Four Million Pounds) @ 1st April 2019 (AVD) for the RCG 2021 Publication. | Photo 1 - Typical hardwood winding staircase. Photo 2 - diagram of staircase component parts | - | 2 | TRUE
5294 | 30K00F | 6905 | 30K00F | Stairs, Ladders and Walkways | Timber staircase | Softwood with balustrade | Top 3 treads winding | Plasterboard, skim and paint to soffit | Softwood Staircase; softwood balustrade and hardwood handrail; plasterboard; skim and emulsion to soffit. | Location Adjustment Applicable (See Guidance Notes) - ERC = UK mean of 1.00 | (BEAMS Note 2) The ERC for this item should be added to all other rateable items on the hereditament (except land). Therefore the total of the ERC of the other Building Items and the P&M ERC (where applicable) to enable the correct contract size adjustment to be made. ERC of Building Component + ERC of P&M = Total ERC to which contract size adjustment should be applied. The appropriate % adjustment should be made in accordance with the scale for contract size adjustment specified under section 6 of the RCG 2023 Guidance notes. The currency ERC rates are set at £4m (Four Million Pounds) @ 1st April 2021 (AVD) for the RCG 2023 Publication. | - | Either measure floor to floor height for dogleg type or measure horizontal length of stair case | - | - | - | - | - | Photo 1 - Typical hardwood winding staircase. Photo 2 - diagram of staircase component parts | - | 10268 |  | Each | Each | NA | NA | NA | 884.1524 | Option 2 | 1096.1757 | 23.98% | 1374.4751 | 1038.7792 | 17.49% | -5.236% | 1038.7792 | 17.49% | Indexed | NA | VOA_GPN_GOV_UK\7246041 | 2019-08-30 | Low | - | Medium | Risk taken from previous CG | - | - | NA | SPONS A&B | NA | (BEAMS Note 2) The ERC for this item should be added to all other rateable items on the hereditament (except land). Therefore the total of the ERC of the other Building Items and the P&M ERC (where applicable) to enable the correct contract size adjustment to be made. ERC of Building Component + ERC of P&M = Total ERC to which contract size adjustment should be applied. The appropriate % adjustment should be made in accordance with the scale for contract size adjustment specified under section 6 of the RCG 2021 Guidance notes. The currency ERC rates are set at £4m (Four Million Pounds) @ 1st April 2019 (AVD) for the RCG 2021 Publication. | Photo 1 - Typical hardwood winding staircase. Photo 2 - diagram of staircase component parts | - | 2 | TRUE
5295 | 30K00K | 6847 | 30K00K | Stairs, Ladders and Walkways | Timber staircase | Softwood with balustrade | Dogleg | Plasterboard, skim and paint to soffit | Softwood Staircase; softwood balustrade and hardwood handrail; plasterboard; skim and emulsion to soffit. | Location Adjustment Applicable (See Guidance Notes) - ERC = UK mean of 1.00 | (BEAMS Note 2) The ERC for this item should be added to all other rateable items on the hereditament (except land). Therefore the total of the ERC of the other Building Items and the P&M ERC (where applicable) to enable the correct contract size adjustment to be made. ERC of Building Component + ERC of P&M = Total ERC to which contract size adjustment should be applied. The appropriate % adjustment should be made in accordance with the scale for contract size adjustment specified under section 6 of the RCG 2023 Guidance notes. The currency ERC rates are set at £4m (Four Million Pounds) @ 1st April 2021 (AVD) for the RCG 2023 Publication. | - | Either measure floor to floor height for dogleg type or measure horizontal length of stair case | - | - | - | - | - | Photo 1 - Typical hardwood winding staircase. Photo 2 - diagram of staircase component parts. | - | 10268 |  | Each | Each | NA | NA | NA | 961.0352 | Option 2 | 1191.4954 | 23.98% | 1493.9947 | 1129.1079 | 17.49% | -5.236% | 1129.1079 | 17.49% | Indexed | NA | VOA_GPN_GOV_UK\7246041 | 2019-08-30 | Low | - | Medium | Risk taken from previous CG | - | - | NA | SPONS A&B | NA | (BEAMS Note 2) The ERC for this item should be added to all other rateable items on the hereditament (except land). Therefore the total of the ERC of the other Building Items and the P&M ERC (where applicable) to enable the correct contract size adjustment to be made. ERC of Building Component + ERC of P&M = Total ERC to which contract size adjustment should be applied. The appropriate % adjustment should be made in accordance with the scale for contract size adjustment specified under section 6 of the RCG 2021 Guidance notes. The currency ERC rates are set at £4m (Four Million Pounds) @ 1st April 2019 (AVD) for the RCG 2021 Publication. | Photo 1 - Typical hardwood winding staircase. Photo 2 - diagram of staircase component parts. | - | 2 | TRUE
5296 | 215N07G | 7471 | 215N07G | Stairs, Ladders and Walkways | Walkways, gantries | 600mm wide galvanised | Chequer plate base | Handrail both sides | Freestanding walkway comprising horizontal structural steel sub frame, steel deck with supports and tubular steel railings on both sides. (Note: Any vertical structural stanchions to support the walkway (e.g. at high level) are not included here) or Attached walkway comprising horizontal steel angle frame bolted to adjacent wall, steel deck with supports and tubular steel railings on one side. | Location Adjustment Applicable (See Guidance Notes) - ERC = UK mean of 1.00 | (BEAMS Note 2) The ERC for this item should be added to all other rateable items on the hereditament (except land). Therefore the total of the ERC of the other Building Items and the P&M ERC (where applicable) to enable the correct contract size adjustment to be made. ERC of Building Component + ERC of P&M = Total ERC to which contract size adjustment should be applied. The appropriate % adjustment should be made in accordance with the scale for contract size adjustment specified under section 6 of the RCG 2023 Guidance notes. The currency ERC rates are set at £4m (Four Million Pounds) @ 1st April 2021 (AVD) for the RCG 2023 Publication. | - | each item- width and length. handrails on one or both sides. Galvanised or painted | - | - | Walkways, stairs, platforms, supporting steelwork, tanks etc. | It is assumed that the item forms part of an average size industrial, commercial or office complex. Where it would be normal to find more than one item in such a hereditament the ERC stated has been adjusted to reflect any number / quantity, discount. These figures are NOT one off figures. | - | - | - | 10263 |  | m | - | 3 - INDUSTRIAL | David Grace | Jim Allen | 615.7065 | Option 2 | 807.6951 | 31.18% | 837 | 582.5675 | -5.382% | -27.87% | 582.5675 | -5.382% | AECOM | Mohammed Imran | VOA_GPN_GOV_UK\7254880 | 2021-10-13 | Low | - | Low | Costs provided by AECOM (industry experts) | - | - | NA | SPONS Civils | 2 | (BEAMS Note 2) Standard | - | - | 2 | TRUE
5297 | 215N08G | 7473 | 215N08G | Stairs, Ladders and Walkways | Walkways, gantries | 600mm wide galvanised | Open mesh | Handrail both sides | Freestanding walkway comprising horizontal structural steel sub frame, steel deck with supports and tubular steel railings on both sides. (Note: Any vertical structural stanchions to support the walkway (e.g. at high level) are not included here) or Attached walkway comprising horizontal steel angle frame bolted to adjacent wall, steel deck with supports and tubular steel railings on one side. | Location Adjustment Applicable (See Guidance Notes) - ERC = UK mean of 1.00 | (BEAMS Note 2) The ERC for this item should be added to all other rateable items on the hereditament (except land). Therefore the total of the ERC of the other Building Items and the P&M ERC (where applicable) to enable the correct contract size adjustment to be made. ERC of Building Component + ERC of P&M = Total ERC to which contract size adjustment should be applied. The appropriate % adjustment should be made in accordance with the scale for contract size adjustment specified under section 6 of the RCG 2023 Guidance notes. The currency ERC rates are set at £4m (Four Million Pounds) @ 1st April 2021 (AVD) for the RCG 2023 Publication. | - | each item- width and length. handrails on one or both sides. Galvanised or painted | - | - | Walkways, stairs, platforms, supporting steelwork, tanks etc. | It is assumed that the item forms part of an average size industrial, commercial or office complex. Where it would be normal to find more than one item in such a hereditament the ERC stated has been adjusted to reflect any number / quantity, discount. These figures are NOT one off figures. | - | - | - | 10263 |  | m | - | 3 - INDUSTRIAL | David Grace | Jim Allen | 574.1463 | Option 2 | 753.1757 | 31.18% | 982 | 683.4902 | 19.04% | -9.252% | 683.4902 | 19.04% | AECOM | Mohammed Imran | VOA_GPN_GOV_UK\7254880 | 2021-10-13 | Low | - | Low | Costs provided by AECOM (industry experts) | - | - | NA | SPONS Civils | 2 | (BEAMS Note 2) Standard | - | - | 2 | TRUE
5298 | 215N11G | 7478 | 215N11G | Stairs, Ladders and Walkways | Walkways, gantries | 600mm wide galvanised | Chequer plate base | Handrail one side only | Freestanding walkway comprising horizontal structural steel sub frame, steel deck with supports and tubular steel railings on both sides. (Note: Any vertical structural stanchions to support the walkway (e.g. at high level) are not included here) or Attached walkway comprising horizontal steel angle frame bolted to adjacent wall, steel deck with supports and tubular steel railings on one side. | Location Adjustment Applicable (See Guidance Notes) - ERC = UK mean of 1.00 | (BEAMS Note 2) The ERC for this item should be added to all other rateable items on the hereditament (except land). Therefore the total of the ERC of the other Building Items and the P&M ERC (where applicable) to enable the correct contract size adjustment to be made. ERC of Building Component + ERC of P&M = Total ERC to which contract size adjustment should be applied. The appropriate % adjustment should be made in accordance with the scale for contract size adjustment specified under section 6 of the RCG 2023 Guidance notes. The currency ERC rates are set at £4m (Four Million Pounds) @ 1st April 2021 (AVD) for the RCG 2023 Publication. | - | each item- width and length. handrails on one or both sides. Galvanised or painted | - | - | Walkways, stairs, platforms, supporting steelwork, tanks etc. | It is assumed that the item forms part of an average size industrial, commercial or office complex. Where it would be normal to find more than one item in such a hereditament the ERC stated has been adjusted to reflect any number / quantity, discount. These figures are NOT one off figures. | - | - | - | 10263 |  | m | - | 3 - INDUSTRIAL | David Grace | Jim Allen | 340.1778 | Option 2 | 446.2516 | 31.18% | 635 | 441.9718 | 29.92% | -0.9591% | 441.9718 | 29.92% | AECOM | Mohammed Imran | VOA_GPN_GOV_UK\7254880 | 2021-10-13 | Low | - | Low | Costs provided by AECOM (industry experts) | - | - | NA | SPONS Civils | 2 | (BEAMS Note 2) Standard | - | - | 2 | TRUE
5299 | 215N12G | 7483 | 215N12G | Stairs, Ladders and Walkways | Walkways, gantries | 600mm wide galvanised | Open mesh | Handrail one side only | Freestanding walkway comprising horizontal structural steel sub frame, steel deck with supports and tubular steel railings on both sides. (Note: Any vertical structural stanchions to support the walkway (e.g. at high level) are not included here) or Attached walkway comprising horizontal steel angle frame bolted to adjacent wall, steel deck with supports and tubular steel railings on one side. | Location Adjustment Applicable (See Guidance Notes) - ERC = UK mean of 1.00 | (BEAMS Note 2) The ERC for this item should be added to all other rateable items on the hereditament (except land). Therefore the total of the ERC of the other Building Items and the P&M ERC (where applicable) to enable the correct contract size adjustment to be made. ERC of Building Component + ERC of P&M = Total ERC to which contract size adjustment should be applied. The appropriate % adjustment should be made in accordance with the scale for contract size adjustment specified under section 6 of the RCG 2023 Guidance notes. The currency ERC rates are set at £4m (Four Million Pounds) @ 1st April 2021 (AVD) for the RCG 2023 Publication. | - | each item- width and length. handrails on one or both sides. Galvanised or painted | - | - | Walkways, stairs, platforms, supporting steelwork, tanks etc. | It is assumed that the item forms part of an average size industrial, commercial or office complex. Where it would be normal to find more than one item in such a hereditament the ERC stated has been adjusted to reflect any number / quantity, discount. These figures are NOT one off figures. | - | - | - | 10263 |  | m | - | 3 - INDUSTRIAL | David Grace | Jim Allen | 349.4134 | Option 2 | 458.367 | 31.18% | 678 | 471.9005 | 35.06% | 2.953% | 471.9005 | 35.06% | AECOM | Mohammed Imran | VOA_GPN_GOV_UK\7254880 | 2021-10-14 | Low | - | Low | Costs provided by AECOM (industry experts) | - | - | NA | SPONS Civils | 2 | (BEAMS Note 2) Standard | - | - | 2 | TRUE
5300 | 215N07 | 7470 | 215N07 | Stairs, Ladders and Walkways | Walkways, gantries | 600mm wide painted | Chequer plate base | Handrail both sides | Freestanding walkway comprising horizontal structural steel sub frame, steel deck with supports and tubular steel railings on both sides. (Note: Any vertical structural stanchions to support the walkway (e.g. at high level) are not included here) or Attached walkway comprising horizontal steel angle frame bolted to adjacent wall, steel deck with supports and tubular steel railings on one side. | Location Adjustment Applicable (See Guidance Notes) - ERC = UK mean of 1.00 | (BEAMS Note 2) The ERC for this item should be added to all other rateable items on the hereditament (except land). Therefore the total of the ERC of the other Building Items and the P&M ERC (where applicable) to enable the correct contract size adjustment to be made. ERC of Building Component + ERC of P&M = Total ERC to which contract size adjustment should be applied. The appropriate % adjustment should be made in accordance with the scale for contract size adjustment specified under section 6 of the RCG 2023 Guidance notes. The currency ERC rates are set at £4m (Four Million Pounds) @ 1st April 2021 (AVD) for the RCG 2023 Publication. | - | each item- width and length. handrails on one or both sides. Galvanised or painted | - | - | Walkways, stairs, platforms, supporting steelwork, tanks etc. | It is assumed that the item forms part of an average size industrial, commercial or office complex. Where it would be normal to find more than one item in such a hereditament the ERC stated has been adjusted to reflect any number / quantity, discount. These figures are NOT one off figures. | - | - | - | 10263 |  | m | - | 3 - INDUSTRIAL | David Grace | Jim Allen | 467.9369 | Option 2 | 613.8483 | 31.18% | 770 | 535.9342 | 14.53% | -12.69% | 535.9342 | 14.53% | AECOM | Mohammed Imran | VOA_GPN_GOV_UK\7254880 | 2021-10-13 | Low | - | Low | Costs provided by AECOM (industry experts) | - | - | NA | SPONS Civils | 2 | (BEAMS Note 2) Standard | - | - | 2 | TRUE
5301 | 215N08 | 7472 | 215N08 | Stairs, Ladders and Walkways | Walkways, gantries | 600mm wide painted | Open mesh | Handrail both sides | Freestanding walkway comprising horizontal structural steel sub frame, steel deck with supports and tubular steel railings on both sides. (Note: Any vertical structural stanchions to support the walkway (e.g. at high level) are not included here) or Attached walkway comprising horizontal steel angle frame bolted to adjacent wall, steel deck with supports and tubular steel railings on one side. | Location Adjustment Applicable (See Guidance Notes) - ERC = UK mean of 1.00 | (BEAMS Note 2) The ERC for this item should be added to all other rateable items on the hereditament (except land). Therefore the total of the ERC of the other Building Items and the P&M ERC (where applicable) to enable the correct contract size adjustment to be made. ERC of Building Component + ERC of P&M = Total ERC to which contract size adjustment should be applied. The appropriate % adjustment should be made in accordance with the scale for contract size adjustment specified under section 6 of the RCG 2023 Guidance notes. The currency ERC rates are set at £4m (Four Million Pounds) @ 1st April 2021 (AVD) for the RCG 2023 Publication. | - | each item- width and length. handrails on one or both sides. Galvanised or painted | - | - | Walkways, stairs, platforms, supporting steelwork, tanks etc. | It is assumed that the item forms part of an average size industrial, commercial or office complex. Where it would be normal to find more than one item in such a hereditament the ERC stated has been adjusted to reflect any number / quantity, discount. These figures are NOT one off figures. | - | - | - | 10263 |  | m | - | 3 - INDUSTRIAL | David Grace | Jim Allen | 477.1725 | Option 2 | 625.9637 | 31.18% | 854 | 594.3998 | 24.57% | -5.042% | 594.3998 | 24.57% | AECOM | Mohammed Imran | VOA_GPN_GOV_UK\7254880 | 2021-10-14 | Low | - | Low | Costs provided by AECOM (industry experts) | - | - | NA | SPONS Civils | 2 | (BEAMS Note 2) Standard | - | - | 2 | TRUE
5302 | 215N11 | 7459 | 215N11 | Stairs, Ladders and Walkways | Walkways, gantries | 600mm wide painted | Chequer plate base | Handrail one side only | Freestanding walkway comprising horizontal structural steel sub frame, steel deck with supports and tubular steel railings on both sides. (Note: Any vertical structural stanchions to support the walkway (e.g. at high level) are not included here) or Attached walkway comprising horizontal steel angle frame bolted to adjacent wall, steel deck with supports and tubular steel railings on one side. | Location Adjustment Applicable (See Guidance Notes) - ERC = UK mean of 1.00 | (BEAMS Note 2) The ERC for this item should be added to all other rateable items on the hereditament (except land). Therefore the total of the ERC of the other Building Items and the P&M ERC (where applicable) to enable the correct contract size adjustment to be made. ERC of Building Component + ERC of P&M = Total ERC to which contract size adjustment should be applied. The appropriate % adjustment should be made in accordance with the scale for contract size adjustment specified under section 6 of the RCG 2023 Guidance notes. The currency ERC rates are set at £4m (Four Million Pounds) @ 1st April 2021 (AVD) for the RCG 2023 Publication. | - | each item- width and length. handrails on one or both sides. Galvanised or painted | - | - | Walkways, stairs, platforms, supporting steelwork, tanks etc. | It is assumed that the item forms part of an average size industrial, commercial or office complex. Where it would be normal to find more than one item in such a hereditament the ERC stated has been adjusted to reflect any number / quantity, discount. These figures are NOT one off figures. | - | - | - | 10263 |  | m | - | 3 - INDUSTRIAL | David Grace | Jim Allen | 284.7643 | Option 2 | 373.559 | 31.18% | 552 | 384.2022 | 34.92% | 2.849% | 384.2022 | 34.92% | AECOM | Mohammed Imran | VOA_GPN_GOV_UK\7254880 | 2021-10-13 | Low | - | Low | Costs provided by AECOM (industry experts) | - | - | NA | SPONS Civils | 2 | (BEAMS Note 2) Standard | - | - | 2 | TRUE
5303 | 215N12 | 7482 | 215N12 | Stairs, Ladders and Walkways | Walkways, gantries | 600mm wide painted | Open mesh | Handrail one side only | Freestanding walkway comprising horizontal structural steel sub frame, steel deck with supports and tubular steel railings on both sides. (Note: Any vertical structural stanchions to support the walkway (e.g. at high level) are not included here) or Attached walkway comprising horizontal steel angle frame bolted to adjacent wall, steel deck with supports and tubular steel railings on one side. | Location Adjustment Applicable (See Guidance Notes) - ERC = UK mean of 1.00 | (BEAMS Note 2) The ERC for this item should be added to all other rateable items on the hereditament (except land). Therefore the total of the ERC of the other Building Items and the P&M ERC (where applicable) to enable the correct contract size adjustment to be made. ERC of Building Component + ERC of P&M = Total ERC to which contract size adjustment should be applied. The appropriate % adjustment should be made in accordance with the scale for contract size adjustment specified under section 6 of the RCG 2023 Guidance notes. The currency ERC rates are set at £4m (Four Million Pounds) @ 1st April 2021 (AVD) for the RCG 2023 Publication. | - | each item- width and length. handrails on one or both sides. Galvanised or painted | - | - | Walkways, stairs, platforms, supporting steelwork, tanks etc. | It is assumed that the item forms part of an average size industrial, commercial or office complex. Where it would be normal to find more than one item in such a hereditament the ERC stated has been adjusted to reflect any number / quantity, discount. These figures are NOT one off figures. | - | - | - | 10263 |  | m | - | 3 - INDUSTRIAL | David Grace | Jim Allen | 295.5391 | Option 2 | 387.6937 | 31.18% | 684 | 476.0767 | 61.09% | 22.8% | 476.0767 | 61.09% | AECOM | Mohammed Imran | VOA_GPN_GOV_UK\7254880 | 2021-10-13 | Low | - | Low | Costs provided by AECOM (industry experts) | - | - | NA | SPONS Civils | 2 | (BEAMS Note 2) Standard | - | - | 2 | TRUE
5304 | 215N09G | 7475 | 215N09G | Stairs, Ladders and Walkways | Walkways, gantries | 850mm wide galvanised | Chequer plate base | Handrail both sides | Freestanding walkway comprising horizontal structural steel sub frame, steel deck with supports and tubular steel railings on both sides. (Note: Any vertical structural stanchions to support the walkway (e.g. at high level) are not included here) or Attached walkway comprising horizontal steel angle frame bolted to adjacent wall, steel deck with supports and tubular steel railings on one side. | Location Adjustment Applicable (See Guidance Notes) - ERC = UK mean of 1.00 | (BEAMS Note 2) The ERC for this item should be added to all other rateable items on the hereditament (except land). Therefore the total of the ERC of the other Building Items and the P&M ERC (where applicable) to enable the correct contract size adjustment to be made. ERC of Building Component + ERC of P&M = Total ERC to which contract size adjustment should be applied. The appropriate % adjustment should be made in accordance with the scale for contract size adjustment specified under section 6 of the RCG 2023 Guidance notes. The currency ERC rates are set at £4m (Four Million Pounds) @ 1st April 2021 (AVD) for the RCG 2023 Publication. | - | each item- width and length. handrails on one or both sides. Galvanised or painted | - | - | Walkways, stairs, platforms, supporting steelwork, tanks etc. | It is assumed that the item forms part of an average size industrial, commercial or office complex. Where it would be normal to find more than one item in such a hereditament the ERC stated has been adjusted to reflect any number / quantity, discount. These figures are NOT one off figures. | - | - | - | 10263 |  | m | - | 3 - INDUSTRIAL | David Grace | Jim Allen | 660.3452 | Option 2 | 866.253 | 31.18% | 945 | 657.7375 | -0.3949% | -24.07% | 657.7375 | -0.3949% | AECOM | Mohammed Imran | VOA_GPN_GOV_UK\7254880 | 2021-10-13 | Low | - | Low | Costs provided by AECOM (industry experts) | - | - | NA | SPONS Civils | 2 | (BEAMS Note 2) Standard | - | - | 2 | TRUE
5305 | 215N10G | 7477 | 215N10G | Stairs, Ladders and Walkways | Walkways, gantries | 850mm wide galvanised | Open mesh | Handrail both sides | Freestanding walkway comprising horizontal structural steel sub frame, steel deck with supports and tubular steel railings on both sides. (Note: Any vertical structural stanchions to support the walkway (e.g. at high level) are not included here) or Attached walkway comprising horizontal steel angle frame bolted to adjacent wall, steel deck with supports and tubular steel railings on one side. | Location Adjustment Applicable (See Guidance Notes) - ERC = UK mean of 1.00 | (BEAMS Note 2) The ERC for this item should be added to all other rateable items on the hereditament (except land). Therefore the total of the ERC of the other Building Items and the P&M ERC (where applicable) to enable the correct contract size adjustment to be made. ERC of Building Component + ERC of P&M = Total ERC to which contract size adjustment should be applied. The appropriate % adjustment should be made in accordance with the scale for contract size adjustment specified under section 6 of the RCG 2023 Guidance notes. The currency ERC rates are set at £4m (Four Million Pounds) @ 1st April 2021 (AVD) for the RCG 2023 Publication. | - | each item- width and length. handrails on one or both sides. Galvanised or painted | - | - | Walkways, stairs, platforms, supporting steelwork, tanks etc. | It is assumed that the item forms part of an average size industrial, commercial or office complex. Where it would be normal to find more than one item in such a hereditament the ERC stated has been adjusted to reflect any number / quantity, discount. These figures are NOT one off figures. | - | - | - | 10263 |  | m | - | 3 - INDUSTRIAL | David Grace | Jim Allen | 624.1725 | Option 2 | 818.8009 | 31.18% | 1030 | 716.8991 | 14.86% | -12.45% | 716.8991 | 14.86% | AECOM | Mohammed Imran | VOA_GPN_GOV_UK\7254880 | 2021-10-13 | Low | - | Low | Costs provided by AECOM (industry experts) | - | - | NA | SPONS Civils | 2 | (BEAMS Note 2) Standard | - | - | 2 | TRUE
5306 | 215N13G | 7485 | 215N13G | Stairs, Ladders and Walkways | Walkways, gantries | 850mm wide galvanised | Chequer plate base | Handrail one side only | Freestanding walkway comprising horizontal structural steel sub frame, steel deck with supports and tubular steel railings on both sides. (Note: Any vertical structural stanchions to support the walkway (e.g. at high level) are not included here) or Attached walkway comprising horizontal steel angle frame bolted to adjacent wall, steel deck with supports and tubular steel railings on one side. | Location Adjustment Applicable (See Guidance Notes) - ERC = UK mean of 1.00 | (BEAMS Note 2) The ERC for this item should be added to all other rateable items on the hereditament (except land). Therefore the total of the ERC of the other Building Items and the P&M ERC (where applicable) to enable the correct contract size adjustment to be made. ERC of Building Component + ERC of P&M = Total ERC to which contract size adjustment should be applied. The appropriate % adjustment should be made in accordance with the scale for contract size adjustment specified under section 6 of the RCG 2023 Guidance notes. The currency ERC rates are set at £4m (Four Million Pounds) @ 1st April 2021 (AVD) for the RCG 2023 Publication. | - | each item- width and length. handrails on one or both sides. Galvanised or painted | - | - | Walkways, stairs, platforms, supporting steelwork, tanks etc. | It is assumed that the item forms part of an average size industrial, commercial or office complex. Where it would be normal to find more than one item in such a hereditament the ERC stated has been adjusted to reflect any number / quantity, discount. These figures are NOT one off figures. | - | - | - | 10263 |  | m | - | 3 - INDUSTRIAL | David Grace | Jim Allen | 374.0417 | Option 2 | 490.6748 | 31.18% | 685 | 476.7727 | 27.47% | -2.833% | 476.7727 | 27.47% | AECOM | Mohammed Imran | VOA_GPN_GOV_UK\7254880 | 2021-10-14 | Low | - | Low | Costs provided by AECOM (industry experts) | - | - | NA | SPONS Civils | 2 | (BEAMS Note 2) Standard | - | - | 2 | TRUE
5307 | 215N14G | 7487 | 215N14G | Stairs, Ladders and Walkways | Walkways, gantries | 850mm wide galvanised | Open mesh | Handrail one side only | Freestanding walkway comprising horizontal structural steel sub frame, steel deck with supports and tubular steel railings on both sides. (Note: Any vertical structural stanchions to support the walkway (e.g. at high level) are not included here) or Attached walkway comprising horizontal steel angle frame bolted to adjacent wall, steel deck with supports and tubular steel railings on one side. | Location Adjustment Applicable (See Guidance Notes) - ERC = UK mean of 1.00 | (BEAMS Note 2) The ERC for this item should be added to all other rateable items on the hereditament (except land). Therefore the total of the ERC of the other Building Items and the P&M ERC (where applicable) to enable the correct contract size adjustment to be made. ERC of Building Component + ERC of P&M = Total ERC to which contract size adjustment should be applied. The appropriate % adjustment should be made in accordance with the scale for contract size adjustment specified under section 6 of the RCG 2023 Guidance notes. The currency ERC rates are set at £4m (Four Million Pounds) @ 1st April 2021 (AVD) for the RCG 2023 Publication. | - | each item- width and length. handrails on one or both sides. Galvanised or painted | - | - | Walkways, stairs, platforms, supporting steelwork, tanks etc. | It is assumed that the item forms part of an average size industrial, commercial or office complex. Where it would be normal to find more than one item in such a hereditament the ERC stated has been adjusted to reflect any number / quantity, discount. These figures are NOT one off figures. | - | - | - | 10263 |  | m | - | 3 - INDUSTRIAL | David Grace | Jim Allen | 384.8166 | Option 2 | 504.8094 | 31.18% | 725 | 504.6134 | 31.13% | -0.03883% | 504.6134 | 31.13% | AECOM | Mohammed Imran | VOA_GPN_GOV_UK\7254880 | 2021-10-14 | Low | - | Low | Costs provided by AECOM (industry experts) | - | - | NA | SPONS Civils | 2 | (BEAMS Note 2) Standard | - | - | 2 | TRUE
5308 | 215N09 | 7474 | 215N09 | Stairs, Ladders and Walkways | Walkways, gantries | 850mm wide painted | Chequer plate base | Handrail both sides | Freestanding walkway comprising horizontal structural steel sub frame, steel deck with supports and tubular steel railings on both sides. (Note: Any vertical structural stanchions to support the walkway (e.g. at high level) are not included here) or Attached walkway comprising horizontal steel angle frame bolted to adjacent wall, steel deck with supports and tubular steel railings on one side. | Location Adjustment Applicable (See Guidance Notes) - ERC = UK mean of 1.00 | (BEAMS Note 2) The ERC for this item should be added to all other rateable items on the hereditament (except land). Therefore the total of the ERC of the other Building Items and the P&M ERC (where applicable) to enable the correct contract size adjustment to be made. ERC of Building Component + ERC of P&M = Total ERC to which contract size adjustment should be applied. The appropriate % adjustment should be made in accordance with the scale for contract size adjustment specified under section 6 of the RCG 2023 Guidance notes. The currency ERC rates are set at £4m (Four Million Pounds) @ 1st April 2021 (AVD) for the RCG 2023 Publication. | - | each item- width and length. handrails on one or both sides. Galvanised or painted | - | - | Walkways, stairs, platforms, supporting steelwork, tanks etc. | It is assumed that the item forms part of an average size industrial, commercial or office complex. Where it would be normal to find more than one item in such a hereditament the ERC stated has been adjusted to reflect any number / quantity, discount. These figures are NOT one off figures. | - | - | - | 10263 |  | m | - | 3 - INDUSTRIAL | David Grace | Jim Allen | 503.3401 | Option 2 | 660.2908 | 31.18% | 815 | 567.2551 | 12.7% | -14.09% | 567.2551 | 12.7% | AECOM | Mohammed Imran | VOA_GPN_GOV_UK\7254880 | 2021-10-13 | Low | - | Low | Costs provided by AECOM (industry experts) | - | - | NA | SPONS Civils | 2 | (BEAMS Note 2) Standard | - | - | 2 | TRUE
5309 | 215N10 | 7476 | 215N10 | Stairs, Ladders and Walkways | Walkways, gantries | 850mm wide painted | Open mesh | Handrail both sides | Freestanding walkway comprising horizontal structural steel sub frame, steel deck with supports and tubular steel railings on both sides. (Note: Any vertical structural stanchions to support the walkway (e.g. at high level) are not included here) or Attached walkway comprising horizontal steel angle frame bolted to adjacent wall, steel deck with supports and tubular steel railings on one side. | Location Adjustment Applicable (See Guidance Notes) - ERC = UK mean of 1.00 | (BEAMS Note 2) The ERC for this item should be added to all other rateable items on the hereditament (except land). Therefore the total of the ERC of the other Building Items and the P&M ERC (where applicable) to enable the correct contract size adjustment to be made. ERC of Building Component + ERC of P&M = Total ERC to which contract size adjustment should be applied. The appropriate % adjustment should be made in accordance with the scale for contract size adjustment specified under section 6 of the RCG 2023 Guidance notes. The currency ERC rates are set at £4m (Four Million Pounds) @ 1st April 2021 (AVD) for the RCG 2023 Publication. | - | each item- width and length. handrails on one or both sides. Galvanised or painted | - | - | Walkways, stairs, platforms, supporting steelwork, tanks etc. | It is assumed that the item forms part of an average size industrial, commercial or office complex. Where it would be normal to find more than one item in such a hereditament the ERC stated has been adjusted to reflect any number / quantity, discount. These figures are NOT one off figures. | - | - | - | 10263 |  | m | - | 3 - INDUSTRIAL | David Grace | Jim Allen | 515.6542 | Option 2 | 676.4447 | 31.18% | 915 | 636.8569 | 23.5% | -5.852% | 636.8569 | 23.5% | AECOM | Mohammed Imran | VOA_GPN_GOV_UK\7254880 | 2021-10-13 | Low | - | Low | Costs provided by AECOM (industry experts) | - | - | NA | SPONS Civils | 2 | (BEAMS Note 2) Standard | - | - | 2 | TRUE
5310 | 215N13 | 7484 | 215N13 | Stairs, Ladders and Walkways | Walkways, gantries | 850mm wide painted | Chequer plate base | Handrail one side only | Freestanding walkway comprising horizontal structural steel sub frame, steel deck with supports and tubular steel railings on both sides. (Note: Any vertical structural stanchions to support the walkway (e.g. at high level) are not included here) or Attached walkway comprising horizontal steel angle frame bolted to adjacent wall, steel deck with supports and tubular steel railings on one side. | Location Adjustment Applicable (See Guidance Notes) - ERC = UK mean of 1.00 | (BEAMS Note 2) The ERC for this item should be added to all other rateable items on the hereditament (except land). Therefore the total of the ERC of the other Building Items and the P&M ERC (where applicable) to enable the correct contract size adjustment to be made. ERC of Building Component + ERC of P&M = Total ERC to which contract size adjustment should be applied. The appropriate % adjustment should be made in accordance with the scale for contract size adjustment specified under section 6 of the RCG 2023 Guidance notes. The currency ERC rates are set at £4m (Four Million Pounds) @ 1st April 2021 (AVD) for the RCG 2023 Publication. | - | each item- width and length. handrails on one or both sides. Galvanised or painted | - | - | Walkways, stairs, platforms, supporting steelwork, tanks etc. | It is assumed that the item forms part of an average size industrial, commercial or office complex. Where it would be normal to find more than one item in such a hereditament the ERC stated has been adjusted to reflect any number / quantity, discount. These figures are NOT one off figures. | - | - | - | 10263 |  | m | - | 3 - INDUSTRIAL | David Grace | Jim Allen | 318.6281 | Option 2 | 417.9822 | 31.18% | 618 | 430.1394 | 35% | 2.909% | 430.1394 | 35% | AECOM | Mohammed Imran | VOA_GPN_GOV_UK\7254880 | 2021-10-14 | Low | - | Low | Costs provided by AECOM (industry experts) | - | - | NA | SPONS Civils | 2 | (BEAMS Note 2) Standard | - | - | 2 | TRUE
5311 | 215N14 | 7486 | 215N14 | Stairs, Ladders and Walkways | Walkways, gantries | 850mm wide painted | Open mesh | Handrail one side only | Freestanding walkway comprising horizontal structural steel sub frame, steel deck with supports and tubular steel railings on both sides. (Note: Any vertical structural stanchions to support the walkway (e.g. at high level) are not included here) or Attached walkway comprising horizontal steel angle frame bolted to adjacent wall, steel deck with supports and tubular steel railings on one side. | Location Adjustment Applicable (See Guidance Notes) - ERC = UK mean of 1.00 | (BEAMS Note 2) The ERC for this item should be added to all other rateable items on the hereditament (except land). Therefore the total of the ERC of the other Building Items and the P&M ERC (where applicable) to enable the correct contract size adjustment to be made. ERC of Building Component + ERC of P&M = Total ERC to which contract size adjustment should be applied. The appropriate % adjustment should be made in accordance with the scale for contract size adjustment specified under section 6 of the RCG 2023 Guidance notes. The currency ERC rates are set at £4m (Four Million Pounds) @ 1st April 2021 (AVD) for the RCG 2023 Publication. | - | each item- width and length. handrails on one or both sides. Galvanised or painted | - | - | Walkways, stairs, platforms, supporting steelwork, tanks etc. | It is assumed that the item forms part of an average size industrial, commercial or office complex. Where it would be normal to find more than one item in such a hereditament the ERC stated has been adjusted to reflect any number / quantity, discount. These figures are NOT one off figures. | - | - | - | 10263 |  | m | - | 3 - INDUSTRIAL | David Grace | Jim Allen | 330.9422 | Option 2 | 434.1361 | 31.18% | 641 | 446.1479 | 34.81% | 2.767% | 446.1479 | 34.81% | AECOM | Mohammed Imran | VOA_GPN_GOV_UK\7254880 | 2021-10-14 | Low | - | Low | Costs provided by AECOM (industry experts) | - | - | NA | SPONS Civils | 2 | (BEAMS Note 2) Standard | - | - | 2 | TRUE
5312 | 215N06 | 7469 | 215N06 | Stairs, Ladders and Walkways | Walkways, gantries | Platforms with handrails for caged ladders - galvanised | 0.85m x 0.85m weld mesh type flooring | On tanks > 9.0m ht | Metal - Steel stairways, walkways etcetera are purpose made to specific designs in the factory and transported to site. Fixing in location is normally by fixing bolts (occasionally welded) and built up in workable sections. Usually galvanised but some items are specifically painted to customers requirements. | Location Adjustment Applicable (See Guidance Notes) - ERC = UK mean of 1.00 | (BEAMS Note 2) The ERC for this item should be added to all other rateable items on the hereditament (except land). Therefore the total of the ERC of the other Building Items and the P&M ERC (where applicable) to enable the correct contract size adjustment to be made. ERC of Building Component + ERC of P&M = Total ERC to which contract size adjustment should be applied. The appropriate % adjustment should be made in accordance with the scale for contract size adjustment specified under section 6 of the RCG 2023 Guidance notes. The currency ERC rates are set at £4m (Four Million Pounds) @ 1st April 2021 (AVD) for the RCG 2023 Publication. | It is usual to assume (unless obviously not so) that these items are standard and thus a total figure should be applied. i.e. back cage ladders on site, 15 approx. standard length of 7m each, say each £2,100 total ERC £31,500 | - | - | - | Tanks, handrails, platforms | It is assumed that the item forms part of an average size industrial, commercial or office complex. Where it would be normal to find more than one item in such a hereditament the ERC stated has been adjusted to reflect any number / quantity, discount. These figures are NOT one off figures. | - | - | - | 10262 |  | m | - | 3 - INDUSTRIAL | David Grace | Jim Allen | 538.7432 | Option 2 | 667.936 | 23.98% | 1250 | 944.7054 | 75.35% | 41.44% | 944.7054 | 75.35% | AECOM | Mohammed Imran | VOA_GPN_GOV_UK\7254880 | 2021-10-13 | Low | - | Low | Costs provided by AECOM (industry experts) | - | - | NA | SPONS A&B | 2 | (BEAMS Note 2) Standard | - | - | 2 | TRUE
5313 | 215N05 | 7468 | 215N05 | Stairs, Ladders and Walkways | Walkways, gantries | Platforms with handrails for caged ladders - painted | 0.85m x 0.85m weld mesh type flooring | On tanks > 9.0m ht | Metal - Steel stairways, walkways etcetera are purpose made to specific designs in the factory and transported to site. Fixing in location is normally by fixing bolts (occasionally welded) and built up in workable sections. Usually galvanised but some items are specifically painted to customers requirements. | Location Adjustment Applicable (See Guidance Notes) - ERC = UK mean of 1.00 | (BEAMS Note 2) The ERC for this item should be added to all other rateable items on the hereditament (except land). Therefore the total of the ERC of the other Building Items and the P&M ERC (where applicable) to enable the correct contract size adjustment to be made. ERC of Building Component + ERC of P&M = Total ERC to which contract size adjustment should be applied. The appropriate % adjustment should be made in accordance with the scale for contract size adjustment specified under section 6 of the RCG 2023 Guidance notes. The currency ERC rates are set at £4m (Four Million Pounds) @ 1st April 2021 (AVD) for the RCG 2023 Publication. | It is usual to assume (unless obviously not so) that these items are standard and thus a total figure should be applied. i.e. back cage ladders on site, 15 approx. standard length of 7m each, say each £2,100 total ERC £31,500 | - | - | - | Tanks, handrails, platforms | It is assumed that the item forms part of an average size industrial, commercial or office complex. Where it would be normal to find more than one item in such a hereditament the ERC stated has been adjusted to reflect any number / quantity, discount. These figures are NOT one off figures. | - | - | - | 10262 |  | m | - | 3 - INDUSTRIAL | David Grace | Jim Allen | 461.7799 | Option 2 | 572.5166 | 23.98% | 856 | 646.9342 | 40.1% | 13% | 646.9342 | 40.1% | AECOM | Mohammed Imran | VOA_GPN_GOV_UK\7254880 | 2021-10-13 | Low | - | Low | Costs provided by AECOM (industry experts) | - | - | NA | SPONS A&B | 2 | (BEAMS Note 2) Standard | - | - | 2 | TRUE
5314 | 215NNG | 7640 | 215NNG | Steelwork | All-in average price | Weight of steel - galvanised | Price per tonne | - | This an average figure for all average section structural and fabricated galvanised steelwork based on tonne rate. | Location Adjustment Applicable (See Guidance Notes) - ERC = UK mean of 1.00 | (BEAMS Note 2) The ERC for this item should be added to all other rateable items on the hereditament (except land). Therefore the total of the ERC of the other Building Items and the P&M ERC (where applicable) to enable the correct contract size adjustment to be made. ERC of Building Component + ERC of P&M = Total ERC to which contract size adjustment should be applied. The appropriate % adjustment should be made in accordance with the scale for contract size adjustment specified under section 6 of the RCG 2023 Guidance notes. The currency ERC rates are set at £4m (Four Million Pounds) @ 1st April 2021 (AVD) for the RCG 2023 Publication. | - | For use where the exact weight and makeup of the steel work is such that detailed referencing cannot be undertaken either for safety or security or size reasons. Weight of steel to be estimated based on a detail of a specific section where possible. | - | - | Concrete supports and foundations. | - | - | - | - | 10269 |  | Tonnes | - | 3 - INDUSTRIAL | David Grace | Jim Allen | 2654.1863 | Option 2 | 2883.682 | 8.647% | 2880 | 2886.4367 | 8.75% | 0.09553% | 2886.4367 | 8.75% | AECOM | Mohammed Imran | VOA_GPN_GOV_UK\7254880 | 2021-10-15 | Low | - | Low | Costs provided by AECOM (industry experts) | - | - | NA | Steel | 2 | (BEAMS Note 2) Standard | - | - | 2 | TRUE
5315 | 3050CK | 7106 | 3050CK | Steelwork | Castellated members | <=20 tonnes | - | - | Castellated beams. Split and joined extended web steel beams - to provide additional strength. Connections will be by riveting, bolting or welded joints. Including fittings and erection on site. Factory primed. | Location Adjustment Applicable (See Guidance Notes) - ERC = UK mean of 1.00 | (BEAMS Note 2) The ERC for this item should be added to all other rateable items on the hereditament (except land). Therefore the total of the ERC of the other Building Items and the P&M ERC (where applicable) to enable the correct contract size adjustment to be made. ERC of Building Component + ERC of P&M = Total ERC to which contract size adjustment should be applied. The appropriate % adjustment should be made in accordance with the scale for contract size adjustment specified under section 6 of the RCG 2023 Guidance notes. The currency ERC rates are set at £4m (Four Million Pounds) @ 1st April 2021 (AVD) for the RCG 2023 Publication. | Costs include fittings and erection on site. See: Item Code 3050FU for galvanising Item Code 3050FZ for painting on site Excludes Fire Protection Excludes Foundations | CALCULATE WEIGHT OF STEEL IN TONNES. | - | - | - | - | - | Photo 1 - Castellated beam in formation - being welded. Photo 2 - Castellated beams in position - forming pipe bridge. Photo 3 - Typical prefabricated beams used as floor supports. | - | 10270 |  | Tonnes | - | NA | NA | NA | 2422.159 | Option 2 | 2631.5924 | 8.647% | 2650.6131 | 2656.5371 | 9.676% | 0.9479% | 2656.5371 | 9.676% | Indexed | NA | VOA_GPN_GOV_UK\7246041 | 2019-08-30 | Low | - | High | Risk taken from previous CG | - | - | NA | Steel | NA | (BEAMS Note 2) The ERC for this item should be added to all other rateable items on the hereditament (except land). Therefore the total of the ERC of the other Building Items and the P&M ERC (where applicable) to enable the correct contract size adjustment to be made. ERC of Building Component + ERC of P&M = Total ERC to which contract size adjustment should be applied. The appropriate % adjustment should be made in accordance with the scale for contract size adjustment specified under section 6 of the RCG 2021 Guidance notes. The currency ERC rates are set at £4m (Four Million Pounds) @ 1st April 2019 (AVD) for the RCG 2021 Publication. | Photo 1 - Castellated beam in formation - being welded. Photo 2 - Castellated beams in position - forming pipe bridge. Photo 3 - Typical prefabricated beams used as floor supports. | - | 2 | TRUE
5316 | 3050CN | 7109 | 3050CN | Steelwork | Castellated members | >1000 tonnes | - | - | Castellated beams. Split and joined extended web steel beams - to provide additional strength. Connections will be by riveting, bolting or welded joints. Including fittings and erection on site. Factory primed. | Location Adjustment Applicable (See Guidance Notes) - ERC = UK mean of 1.00 | (BEAMS Note 2) The ERC for this item should be added to all other rateable items on the hereditament (except land). Therefore the total of the ERC of the other Building Items and the P&M ERC (where applicable) to enable the correct contract size adjustment to be made. ERC of Building Component + ERC of P&M = Total ERC to which contract size adjustment should be applied. The appropriate % adjustment should be made in accordance with the scale for contract size adjustment specified under section 6 of the RCG 2023 Guidance notes. The currency ERC rates are set at £4m (Four Million Pounds) @ 1st April 2021 (AVD) for the RCG 2023 Publication. | Costs include fittings and erection on site. See: Item Code 3050FU for galvanising Item Code 3050FZ for painting on site Excludes Fire Protection Excludes Foundations | CALCULATE WEIGHT OF STEEL IN TONNES. | - | - | - | - | - | Photo 1 - Castellated beam in formation - being welded. Photo 2 - Castellated beams in position - forming pipe bridge. Photo 3 - Typical prefabricated beams used as floor supports. | - | 10270 |  | Tonnes | - | NA | NA | NA | 2084.8205 | Option 2 | 2265.0857 | 8.647% | 2121.8125 | 2126.5547 | 2.002% | -6.116% | 2126.5547 | 2.002% | Indexed | NA | VOA_GPN_GOV_UK\7246041 | 2019-08-30 | Low | - | High | Risk taken from previous CG | - | - | NA | Steel | NA | (BEAMS Note 2) The ERC for this item should be added to all other rateable items on the hereditament (except land). Therefore the total of the ERC of the other Building Items and the P&M ERC (where applicable) to enable the correct contract size adjustment to be made. ERC of Building Component + ERC of P&M = Total ERC to which contract size adjustment should be applied. The appropriate % adjustment should be made in accordance with the scale for contract size adjustment specified under section 6 of the RCG 2021 Guidance notes. The currency ERC rates are set at £4m (Four Million Pounds) @ 1st April 2019 (AVD) for the RCG 2021 Publication. | Photo 1 - Castellated beam in formation - being welded. Photo 2 - Castellated beams in position - forming pipe bridge. Photo 3 - Typical prefabricated beams used as floor supports. | - | 2 | TRUE
5317 | 3050CM | 7108 | 3050CM | Steelwork | Castellated members | 150 - 1000 tonnes | - | - | Castellated beams. Split and joined extended web steel beams - to provide additional strength. Connections will be by riveting, bolting or welded joints. Including fittings and erection on site. Factory primed. | Location Adjustment Applicable (See Guidance Notes) - ERC = UK mean of 1.00 | (BEAMS Note 2) The ERC for this item should be added to all other rateable items on the hereditament (except land). Therefore the total of the ERC of the other Building Items and the P&M ERC (where applicable) to enable the correct contract size adjustment to be made. ERC of Building Component + ERC of P&M = Total ERC to which contract size adjustment should be applied. The appropriate % adjustment should be made in accordance with the scale for contract size adjustment specified under section 6 of the RCG 2023 Guidance notes. The currency ERC rates are set at £4m (Four Million Pounds) @ 1st April 2021 (AVD) for the RCG 2023 Publication. | Costs include fittings and erection on site. See: Item Code 3050FU for galvanising Item Code 3050FZ for painting on site Excludes Fire Protection Excludes Foundations | CALCULATE WEIGHT OF STEEL IN TONNES. | - | - | - | - | - | Photo 1 - Castellated beam in formation - being welded. Photo 2 - Castellated beams in position - forming pipe bridge. Photo 3 - Typical prefabricated beams used as floor supports. | - | 10270 |  | Tonnes | - | NA | NA | NA | 2107.0814 | Option 2 | 2289.2714 | 8.647% | 2300.2827 | 2305.4238 | 9.413% | 0.7056% | 2305.4238 | 9.413% | Indexed | NA | VOA_GPN_GOV_UK\7246041 | 2019-08-30 | Low | - | High | Risk taken from previous CG | - | - | NA | Steel | NA | (BEAMS Note 2) The ERC for this item should be added to all other rateable items on the hereditament (except land). Therefore the total of the ERC of the other Building Items and the P&M ERC (where applicable) to enable the correct contract size adjustment to be made. ERC of Building Component + ERC of P&M = Total ERC to which contract size adjustment should be applied. The appropriate % adjustment should be made in accordance with the scale for contract size adjustment specified under section 6 of the RCG 2021 Guidance notes. The currency ERC rates are set at £4m (Four Million Pounds) @ 1st April 2019 (AVD) for the RCG 2021 Publication. | Photo 1 - Castellated beam in formation - being welded. Photo 2 - Castellated beams in position - forming pipe bridge. Photo 3 - Typical prefabricated beams used as floor supports. | - | 2 | TRUE
5318 | 3050CL | 7107 | 3050CL | Steelwork | Castellated members | 20 - 150 tonnes | - | - | Castellated beams. Split and joined extended web steel beams - to provide additional strength. Connections will be by riveting, bolting or welded joints. Including fittings and erection on site. Factory primed. | Location Adjustment Applicable (See Guidance Notes) - ERC = UK mean of 1.00 | (BEAMS Note 2) The ERC for this item should be added to all other rateable items on the hereditament (except land). Therefore the total of the ERC of the other Building Items and the P&M ERC (where applicable) to enable the correct contract size adjustment to be made. ERC of Building Component + ERC of P&M = Total ERC to which contract size adjustment should be applied. The appropriate % adjustment should be made in accordance with the scale for contract size adjustment specified under section 6 of the RCG 2023 Guidance notes. The currency ERC rates are set at £4m (Four Million Pounds) @ 1st April 2021 (AVD) for the RCG 2023 Publication. | Costs include fittings and erection on site. See: Item Code 3050FU for galvanising Item Code 3050FZ for painting on site Excludes Fire Protection Excludes Foundations | CALCULATE WEIGHT OF STEEL IN TONNES. | - | - | - | - | - | Photo 1 - Castellated beam in formation - being welded. Photo 2 - Castellated beams in position - forming pipe bridge. Photo 3 - Typical prefabricated beams used as floor supports. | - | 10270 |  | Tonnes | - | NA | NA | NA | 2249.2088 | Option 2 | 2443.688 | 8.647% | 2472.1429 | 2477.6681 | 10.16% | 1.391% | 2477.6681 | 10.16% | Indexed | NA | VOA_GPN_GOV_UK\7246041 | 2019-08-30 | Low | - | High | Risk taken from previous CG | - | - | NA | Steel | NA | (BEAMS Note 2) The ERC for this item should be added to all other rateable items on the hereditament (except land). Therefore the total of the ERC of the other Building Items and the P&M ERC (where applicable) to enable the correct contract size adjustment to be made. ERC of Building Component + ERC of P&M = Total ERC to which contract size adjustment should be applied. The appropriate % adjustment should be made in accordance with the scale for contract size adjustment specified under section 6 of the RCG 2021 Guidance notes. The currency ERC rates are set at £4m (Four Million Pounds) @ 1st April 2019 (AVD) for the RCG 2021 Publication. | Photo 1 - Castellated beam in formation - being welded. Photo 2 - Castellated beams in position - forming pipe bridge. Photo 3 - Typical prefabricated beams used as floor supports. | - | 2 | TRUE
5319 | 3050C5 | 7024 | 3050C5 | Steelwork | Compound members | <=20 tonnes | - | - | Steel members - e.g. joists or channels, have been strengthened by adding additional web or flange plates. Connections will be by riveting, bolting or welded joints. Used where it is necessary by design to increase the strength or bearing capacity without increasing substantially the overall dimensions of the member Typical installation - plate girder railway bridges. | Location Adjustment Applicable (See Guidance Notes) - ERC = UK mean of 1.00 | (BEAMS Note 2) The ERC for this item should be added to all other rateable items on the hereditament (except land). Therefore the total of the ERC of the other Building Items and the P&M ERC (where applicable) to enable the correct contract size adjustment to be made. ERC of Building Component + ERC of P&M = Total ERC to which contract size adjustment should be applied. The appropriate % adjustment should be made in accordance with the scale for contract size adjustment specified under section 6 of the RCG 2023 Guidance notes. The currency ERC rates are set at £4m (Four Million Pounds) @ 1st April 2021 (AVD) for the RCG 2023 Publication. | See Item Code 3050FU for galvanising. Item Code 3050FZ for painting on site. Excludes fire protection. Excludes foundations. | CALCULATE WEIGHT OF STEEL IN TONNES. | - | - | - | - | - | - | - | 10270 |  | Tonnes | - | NA | NA | NA | 1964.0978 | Option 2 | 2133.9247 | 8.647% | 2584.9927 | 2590.77 | 31.91% | 21.41% | 2590.77 | 31.91% | Indexed | NA | VOA_GPN_GOV_UK\7246041 | 2019-08-30 | Low | - | High | Risk taken from previous CG | - | - | NA | Steel | NA | (BEAMS Note 2) The ERC for this item should be added to all other rateable items on the hereditament (except land). Therefore the total of the ERC of the other Building Items and the P&M ERC (where applicable) to enable the correct contract size adjustment to be made. ERC of Building Component + ERC of P&M = Total ERC to which contract size adjustment should be applied. The appropriate % adjustment should be made in accordance with the scale for contract size adjustment specified under section 6 of the RCG 2021 Guidance notes. The currency ERC rates are set at £4m (Four Million Pounds) @ 1st April 2019 (AVD) for the RCG 2021 Publication. | - | - | 2 | TRUE
5320 | 3050C8 | 7062 | 3050C8 | Steelwork | Compound members | >1000 tonnes | - | - | Steel members - e.g. joists or channels, have been strengthened by adding additional web or flange plates. Connections will be by riveting, bolting or welded joints. Used where it is necessary by design to increase the strength or bearing capacity without increasing substantially the overall dimensions of the member Typical installation - plate girder railway bridges. | Location Adjustment Applicable (See Guidance Notes) - ERC = UK mean of 1.00 | (BEAMS Note 2) The ERC for this item should be added to all other rateable items on the hereditament (except land). Therefore the total of the ERC of the other Building Items and the P&M ERC (where applicable) to enable the correct contract size adjustment to be made. ERC of Building Component + ERC of P&M = Total ERC to which contract size adjustment should be applied. The appropriate % adjustment should be made in accordance with the scale for contract size adjustment specified under section 6 of the RCG 2023 Guidance notes. The currency ERC rates are set at £4m (Four Million Pounds) @ 1st April 2021 (AVD) for the RCG 2023 Publication. | See Item Code 3050FU for galvanising. Item Code 3050FZ for painting on site. Excludes fire protection. Excludes foundations. | CALCULATE WEIGHT OF STEEL IN TONNES. | - | - | - | - | - | - | - | 10270 |  | Tonnes | - | NA | NA | NA | 1692.6859 | Option 2 | 1839.045 | 8.647% | 2274.4113 | 2279.4945 | 34.67% | 23.95% | 2279.4945 | 34.67% | Indexed | NA | VOA_GPN_GOV_UK\7246041 | 2019-08-30 | Low | - | High | Risk taken from previous CG | - | - | NA | Steel | NA | (BEAMS Note 2) The ERC for this item should be added to all other rateable items on the hereditament (except land). Therefore the total of the ERC of the other Building Items and the P&M ERC (where applicable) to enable the correct contract size adjustment to be made. ERC of Building Component + ERC of P&M = Total ERC to which contract size adjustment should be applied. The appropriate % adjustment should be made in accordance with the scale for contract size adjustment specified under section 6 of the RCG 2021 Guidance notes. The currency ERC rates are set at £4m (Four Million Pounds) @ 1st April 2019 (AVD) for the RCG 2021 Publication. | - | - | 2 | TRUE
5321 | 3050C7 | 7061 | 3050C7 | Steelwork | Compound members | 150 - 1000 tonnes | - | - | Steel members - e.g. joists or channels, have been strengthened by adding additional web or flange plates. Connections will be by riveting, bolting or welded joints. Used where it is necessary by design to increase the strength or bearing capacity without increasing substantially the overall dimensions of the member Typical installation - plate girder railway bridges. | Location Adjustment Applicable (See Guidance Notes) - ERC = UK mean of 1.00 | (BEAMS Note 2) The ERC for this item should be added to all other rateable items on the hereditament (except land). Therefore the total of the ERC of the other Building Items and the P&M ERC (where applicable) to enable the correct contract size adjustment to be made. ERC of Building Component + ERC of P&M = Total ERC to which contract size adjustment should be applied. The appropriate % adjustment should be made in accordance with the scale for contract size adjustment specified under section 6 of the RCG 2023 Guidance notes. The currency ERC rates are set at £4m (Four Million Pounds) @ 1st April 2021 (AVD) for the RCG 2023 Publication. | See Item Code 3050FU for galvanising. Item Code 3050FZ for painting on site. Excludes fire protection. Excludes foundations. | CALCULATE WEIGHT OF STEEL IN TONNES. | - | - | - | - | - | - | - | 10270 |  | Tonnes | - | NA | NA | NA | 1708.0973 | Option 2 | 1855.7889 | 8.647% | 2332.9439 | 2338.158 | 36.89% | 25.99% | 2338.158 | 36.89% | Indexed | NA | VOA_GPN_GOV_UK\7246041 | 2019-08-30 | Low | - | High | Risk taken from previous CG | - | - | NA | Steel | NA | (BEAMS Note 2) The ERC for this item should be added to all other rateable items on the hereditament (except land). Therefore the total of the ERC of the other Building Items and the P&M ERC (where applicable) to enable the correct contract size adjustment to be made. ERC of Building Component + ERC of P&M = Total ERC to which contract size adjustment should be applied. The appropriate % adjustment should be made in accordance with the scale for contract size adjustment specified under section 6 of the RCG 2021 Guidance notes. The currency ERC rates are set at £4m (Four Million Pounds) @ 1st April 2019 (AVD) for the RCG 2021 Publication. | - | - | 2 | TRUE
5322 | 3050C6 | 7060 | 3050C6 | Steelwork | Compound members | 20 - 150 tonnes | - | - | Steel members - e.g. joists or channels, have been strengthened by adding additional web or flange plates. Connections will be by riveting, bolting or welded joints. Used where it is necessary by design to increase the strength or bearing capacity without increasing substantially the overall dimensions of the member Typical installation - plate girder railway bridges. | Location Adjustment Applicable (See Guidance Notes) - ERC = UK mean of 1.00 | (BEAMS Note 2) The ERC for this item should be added to all other rateable items on the hereditament (except land). Therefore the total of the ERC of the other Building Items and the P&M ERC (where applicable) to enable the correct contract size adjustment to be made. ERC of Building Component + ERC of P&M = Total ERC to which contract size adjustment should be applied. The appropriate % adjustment should be made in accordance with the scale for contract size adjustment specified under section 6 of the RCG 2023 Guidance notes. The currency ERC rates are set at £4m (Four Million Pounds) @ 1st April 2021 (AVD) for the RCG 2023 Publication. | See Item Code 3050FU for galvanising. Item Code 3050FZ for painting on site. Excludes fire protection. Excludes foundations. | CALCULATE WEIGHT OF STEEL IN TONNES. | - | - | - | - | - | - | - | 10270 |  | Tonnes | - | NA | NA | NA | 1829.6761 | Option 2 | 1987.8802 | 8.647% | 2455.9819 | 2461.471 | 34.53% | 23.82% | 2461.471 | 34.53% | Indexed | NA | VOA_GPN_GOV_UK\7246041 | 2019-08-30 | Low | - | High | Risk taken from previous CG | - | - | NA | Steel | NA | (BEAMS Note 2) The ERC for this item should be added to all other rateable items on the hereditament (except land). Therefore the total of the ERC of the other Building Items and the P&M ERC (where applicable) to enable the correct contract size adjustment to be made. ERC of Building Component + ERC of P&M = Total ERC to which contract size adjustment should be applied. The appropriate % adjustment should be made in accordance with the scale for contract size adjustment specified under section 6 of the RCG 2021 Guidance notes. The currency ERC rates are set at £4m (Four Million Pounds) @ 1st April 2019 (AVD) for the RCG 2021 Publication. | - | - | 2 | TRUE
5323 | 3050FA | 7112 | 3050FA | Steelwork | Fire protection | Board lining to steelwork | - | - | Steelwork - Fire Protection - Board lining VICUCLAD is a non-combustible board in which the unique cellular structure of vermiculite is maintained by a pre-treatment process. This gives excellent thermal insulation properties with dimensional stability at high temperatures. It is used extensively for the fire protection of structural elements in buildings such as steel beams and columns and to provide up to 4 hours fire protection. It may also be used to protect sheet metal ducts and for the construction of smoke extraction ducts. | Location Adjustment Applicable (See Guidance Notes) - ERC = UK mean of 1.00 | (BEAMS Note 2) The ERC for this item should be added to all other rateable items on the hereditament (except land). Therefore the total of the ERC of the other Building Items and the P&M ERC (where applicable) to enable the correct contract size adjustment to be made. ERC of Building Component + ERC of P&M = Total ERC to which contract size adjustment should be applied. The appropriate % adjustment should be made in accordance with the scale for contract size adjustment specified under section 6 of the RCG 2023 Guidance notes. The currency ERC rates are set at £4m (Four Million Pounds) @ 1st April 2021 (AVD) for the RCG 2023 Publication. | Cost given per m2 of board covering. Excludes decorative finish. Unit price relates to m2 of board covering. | Dimensions and weights of beams or columns. | - | - | - | - | - | Photo 2 - Vicuclad or similar proprietary. Board covering to steel work to give fire protection of 30 min or above. | - | 10271 |  | M3 | Board covering | NA | NA | NA | 308.2281 | Option 2 | 382.1424 | 23.98% | 30.2064 | 22.8289 | -92.59% | -94.03% | 22.8289 | -92.59% | Indexed | NA | VOA_GPN_GOV_UK\7246041 | 2019-08-30 | Low | - | High | Risk taken from previous CG | - | - | NA | SPONS A&B | NA | (BEAMS Note 2) The ERC for this item should be added to all other rateable items on the hereditament (except land). Therefore the total of the ERC of the other Building Items and the P&M ERC (where applicable) to enable the correct contract size adjustment to be made. ERC of Building Component + ERC of P&M = Total ERC to which contract size adjustment should be applied. The appropriate % adjustment should be made in accordance with the scale for contract size adjustment specified under section 6 of the RCG 2021 Guidance notes. The currency ERC rates are set at £4m (Four Million Pounds) @ 1st April 2019 (AVD) for the RCG 2021 Publication. | Photo 2 - Vicuclad or similar proprietary. Board covering to steel work to give fire protection of 30 min or above. | - | 2 | TRUE
5324 | 3050FF | 7113 | 3050FF | Steelwork | Fire protection | Intumescent paint | - | - | Nullifire or similar type intumescent paint coating to steel beams and columns to achieve 1 hour fire resistance. Decorative final coat. Heat in a fire triggers a catalytic reaction causing expansion of an insulating char layer up to 50 times the paint film thickness. This keeps the steel below its critical temperature thus maintaining the structural stability of the building. | Location Adjustment Applicable (See Guidance Notes) - ERC = UK mean of 1.00 | (BEAMS Note 2) The ERC for this item should be added to all other rateable items on the hereditament (except land). Therefore the total of the ERC of the other Building Items and the P&M ERC (where applicable) to enable the correct contract size adjustment to be made. ERC of Building Component + ERC of P&M = Total ERC to which contract size adjustment should be applied. The appropriate % adjustment should be made in accordance with the scale for contract size adjustment specified under section 6 of the RCG 2023 Guidance notes. The currency ERC rates are set at £4m (Four Million Pounds) @ 1st April 2021 (AVD) for the RCG 2023 Publication. | Excludes decorative finish. Unit price relates to weight of steel being protected. See also Item Codes 31A055/A/F/K/P/U/31A060/5. | CALCULATE WEIGHT OF STEEL IN TONNES. | - | - | - | - | - | Photo 1 - Typical paint layer on steel expanding when attacked by fire. | - | 10271 |  | Tonnes | Weight of steel | NA | NA | NA | 148.1207 | Option 2 | 183.6407 | 23.98% | 605.9506 | 457.9558 | 209.2% | 149.4% | 457.9558 | 209.2% | Indexed | NA | VOA_GPN_GOV_UK\7246041 | 2019-08-30 | Low | - | High | Risk taken from previous CG | - | - | NA | SPONS A&B | NA | (BEAMS Note 2) The ERC for this item should be added to all other rateable items on the hereditament (except land). Therefore the total of the ERC of the other Building Items and the P&M ERC (where applicable) to enable the correct contract size adjustment to be made. ERC of Building Component + ERC of P&M = Total ERC to which contract size adjustment should be applied. The appropriate % adjustment should be made in accordance with the scale for contract size adjustment specified under section 6 of the RCG 2021 Guidance notes. The currency ERC rates are set at £4m (Four Million Pounds) @ 1st April 2019 (AVD) for the RCG 2021 Publication. | Photo 1 - Typical paint layer on steel expanding when attacked by fire. | - | 2 | TRUE
5325 | 3050F5 | 7110 | 3050F5 | Steelwork | Fire protection | Reinforced concrete surround to steel | - | - | - | Location Adjustment Applicable (See Guidance Notes) - ERC = UK mean of 1.00 | (BEAMS Note 2) The ERC for this item should be added to all other rateable items on the hereditament (except land). Therefore the total of the ERC of the other Building Items and the P&M ERC (where applicable) to enable the correct contract size adjustment to be made. ERC of Building Component + ERC of P&M = Total ERC to which contract size adjustment should be applied. The appropriate % adjustment should be made in accordance with the scale for contract size adjustment specified under section 6 of the RCG 2023 Guidance notes. The currency ERC rates are set at £4m (Four Million Pounds) @ 1st April 2021 (AVD) for the RCG 2023 Publication. | Excludes decorative finish. Unit price relates to weight of steel being protected. | CALCULATE WEIGHT OF STEEL IN TONNES. | - | - | - | - | - | - | - | 10271 |  | Tonnes | Weight of steel | NA | NA | NA | 754.3026 | Option 2 | 935.1875 | 23.98% | 1158.8982 | 875.8539 | 16.11% | -6.345% | 875.8539 | 16.11% | Indexed | NA | VOA_GPN_GOV_UK\7246041 | 2019-08-30 | Low | - | High | Risk taken from previous CG | - | - | NA | SPONS A&B | NA | (BEAMS Note 2) The ERC for this item should be added to all other rateable items on the hereditament (except land). Therefore the total of the ERC of the other Building Items and the P&M ERC (where applicable) to enable the correct contract size adjustment to be made. ERC of Building Component + ERC of P&M = Total ERC to which contract size adjustment should be applied. The appropriate % adjustment should be made in accordance with the scale for contract size adjustment specified under section 6 of the RCG 2021 Guidance notes. The currency ERC rates are set at £4m (Four Million Pounds) @ 1st April 2019 (AVD) for the RCG 2021 Publication. | - | - | 2 | TRUE
5326 | 3050CA | 7079 | 3050CA | Steelwork | Lattice | <=20 tonnes | - | - | Steel members of smaller section e.g. RSJ, angles, tees or channels used as bracing or stiffening in framed structures or in roof trusses. Connections will be by riveting, bolt or welded joints. This type will often be used in conjunction with plain, compound or castellated members to provide support for bracing. For combined use see section on mixed steelwork codes 305B01-305B16. | Location Adjustment Applicable (See Guidance Notes) - ERC = UK mean of 1.00 | (BEAMS Note 2) The ERC for this item should be added to all other rateable items on the hereditament (except land). Therefore the total of the ERC of the other Building Items and the P&M ERC (where applicable) to enable the correct contract size adjustment to be made. ERC of Building Component + ERC of P&M = Total ERC to which contract size adjustment should be applied. The appropriate % adjustment should be made in accordance with the scale for contract size adjustment specified under section 6 of the RCG 2023 Guidance notes. The currency ERC rates are set at £4m (Four Million Pounds) @ 1st April 2021 (AVD) for the RCG 2023 Publication. | See Item Code 3050FU for galvanising. Item Code 3050FZ for painting on site. Excludes fire protection. Excludes foundations. | CALCULATE WEIGHT OF STEEL IN TONNES. | - | - | - | - | - | Photo 1 - Typical support showing lattice elements of angles used as bracing and tie bars. Use of plain members as uprights might put this into mixed classification. | - | 10270 |  | Tonnes | - | NA | NA | NA | 2017.1816 | Option 2 | 2191.5983 | 8.647% | 3212.4638 | 3219.6435 | 59.61% | 46.91% | 3219.6435 | 59.61% | Indexed | NA | VOA_GPN_GOV_UK\7246041 | 2019-08-30 | Low | - | High | Risk taken from previous CG | - | - | NA | Steel | NA | (BEAMS Note 2) The ERC for this item should be added to all other rateable items on the hereditament (except land). Therefore the total of the ERC of the other Building Items and the P&M ERC (where applicable) to enable the correct contract size adjustment to be made. ERC of Building Component + ERC of P&M = Total ERC to which contract size adjustment should be applied. The appropriate % adjustment should be made in accordance with the scale for contract size adjustment specified under section 6 of the RCG 2021 Guidance notes. The currency ERC rates are set at £4m (Four Million Pounds) @ 1st April 2019 (AVD) for the RCG 2021 Publication. | Photo 1 - Typical support showing lattice elements of angles used as bracing and tie bars. Use of plain members as uprights might put this into mixed classification. | - | 2 | TRUE
5327 | 3050CD | 7102 | 3050CD | Steelwork | Lattice | >1000 tonnes | - | - | Steel members of smaller section e.g. RSJ, angles, tees or channels used as bracing or stiffening in framed structures or in roof trusses. Connections will be by riveting, bolt or welded joints. This type will often be used in conjunction with plain, compound or castellated members to provide support for bracing. For combined use see section on mixed steelwork codes 305B01-305B16. | Location Adjustment Applicable (See Guidance Notes) - ERC = UK mean of 1.00 | (BEAMS Note 2) The ERC for this item should be added to all other rateable items on the hereditament (except land). Therefore the total of the ERC of the other Building Items and the P&M ERC (where applicable) to enable the correct contract size adjustment to be made. ERC of Building Component + ERC of P&M = Total ERC to which contract size adjustment should be applied. The appropriate % adjustment should be made in accordance with the scale for contract size adjustment specified under section 6 of the RCG 2023 Guidance notes. The currency ERC rates are set at £4m (Four Million Pounds) @ 1st April 2021 (AVD) for the RCG 2023 Publication. | See Item Code 3050FU for galvanising. Item Code 3050FZ for painting on site. Excludes fire protection. Excludes foundations. | CALCULATE WEIGHT OF STEEL IN TONNES. | - | - | - | - | - | Photo 1 - Typical support showing lattice elements of angles used as bracing and tie bars. Use of plain members as uprights might put this into mixed classification. | - | 10270 |  | Tonnes | - | NA | NA | NA | 1734.6391 | Option 2 | 1884.6257 | 8.647% | 2551.463 | 2557.1654 | 47.42% | 35.69% | 2557.1654 | 47.42% | Indexed | NA | VOA_GPN_GOV_UK\7246041 | 2019-08-30 | Low | - | High | Risk taken from previous CG | - | - | NA | Steel | NA | (BEAMS Note 2) The ERC for this item should be added to all other rateable items on the hereditament (except land). Therefore the total of the ERC of the other Building Items and the P&M ERC (where applicable) to enable the correct contract size adjustment to be made. ERC of Building Component + ERC of P&M = Total ERC to which contract size adjustment should be applied. The appropriate % adjustment should be made in accordance with the scale for contract size adjustment specified under section 6 of the RCG 2021 Guidance notes. The currency ERC rates are set at £4m (Four Million Pounds) @ 1st April 2019 (AVD) for the RCG 2021 Publication. | Photo 1 - Typical support showing lattice elements of angles used as bracing and tie bars. Use of plain members as uprights might put this into mixed classification. | - | 2 | TRUE
5328 | 3050CC | 7005 | 3050CC | Steelwork | Lattice | 150 - 1000 tonnes | - | - | Steel members of smaller section e.g. RSJ, angles, tees or channels used as bracing or stiffening in framed structures or in roof trusses. Connections will be by riveting, bolt or welded joints. This type will often be used in conjunction with plain, compound or castellated members to provide support for bracing. For combined use see section on mixed steelwork codes 305B01-305B16. | Location Adjustment Applicable (See Guidance Notes) - ERC = UK mean of 1.00 | (BEAMS Note 2) The ERC for this item should be added to all other rateable items on the hereditament (except land). Therefore the total of the ERC of the other Building Items and the P&M ERC (where applicable) to enable the correct contract size adjustment to be made. ERC of Building Component + ERC of P&M = Total ERC to which contract size adjustment should be applied. The appropriate % adjustment should be made in accordance with the scale for contract size adjustment specified under section 6 of the RCG 2023 Guidance notes. The currency ERC rates are set at £4m (Four Million Pounds) @ 1st April 2021 (AVD) for the RCG 2023 Publication. | See Item Code 3050FU for galvanising. Item Code 3050FZ for painting on site. Excludes fire protection. Excludes foundations. | CALCULATE WEIGHT OF STEEL IN TONNES. | - | - | - | - | - | Photo 1 - Typical support showing lattice elements of angles used as bracing and tie bars. Use of plain members as uprights might put this into mixed classification. | - | 10270 |  | Tonnes | - | NA | NA | NA | 1751.7629 | Option 2 | 1903.2301 | 8.647% | 2769.5933 | 2775.7832 | 58.46% | 45.85% | 2775.7832 | 58.46% | Indexed | NA | VOA_GPN_GOV_UK\7246041 | 2019-08-30 | Low | - | High | Risk taken from previous CG | - | - | NA | Steel | NA | (BEAMS Note 2) The ERC for this item should be added to all other rateable items on the hereditament (except land). Therefore the total of the ERC of the other Building Items and the P&M ERC (where applicable) to enable the correct contract size adjustment to be made. ERC of Building Component + ERC of P&M = Total ERC to which contract size adjustment should be applied. The appropriate % adjustment should be made in accordance with the scale for contract size adjustment specified under section 6 of the RCG 2021 Guidance notes. The currency ERC rates are set at £4m (Four Million Pounds) @ 1st April 2019 (AVD) for the RCG 2021 Publication. | Photo 1 - Typical support showing lattice elements of angles used as bracing and tie bars. Use of plain members as uprights might put this into mixed classification. | - | 2 | TRUE
5329 | 3050CB | 7004 | 3050CB | Steelwork | Lattice | 20 - 150 tonnes | - | - | Steel members of smaller section e.g. RSJ, angles, tees or channels used as bracing or stiffening in framed structures or in roof trusses. Connections will be by riveting, bolt or welded joints. This type will often be used in conjunction with plain, compound or castellated members to provide support for bracing. For combined use see section on mixed steelwork codes 305B01-305B16. | Location Adjustment Applicable (See Guidance Notes) - ERC = UK mean of 1.00 | (BEAMS Note 2) The ERC for this item should be added to all other rateable items on the hereditament (except land). Therefore the total of the ERC of the other Building Items and the P&M ERC (where applicable) to enable the correct contract size adjustment to be made. ERC of Building Component + ERC of P&M = Total ERC to which contract size adjustment should be applied. The appropriate % adjustment should be made in accordance with the scale for contract size adjustment specified under section 6 of the RCG 2023 Guidance notes. The currency ERC rates are set at £4m (Four Million Pounds) @ 1st April 2021 (AVD) for the RCG 2023 Publication. | See Item Code 3050FU for galvanising. Item Code 3050FZ for painting on site. Excludes fire protection. Excludes foundations. | CALCULATE WEIGHT OF STEEL IN TONNES. | - | - | - | - | - | Photo 1 - Typical support showing lattice elements of angles used as bracing and tie bars. Use of plain members as uprights might put this into mixed classification. | - | 10270 |  | Tonnes | - | NA | NA | NA | 1874.198 | Option 2 | 2036.2516 | 8.647% | 2994.3335 | 3001.0258 | 60.12% | 47.38% | 3001.0258 | 60.12% | Indexed | NA | VOA_GPN_GOV_UK\7246041 | 2019-08-30 | Low | - | High | Risk taken from previous CG | - | - | NA | Steel | NA | (BEAMS Note 2) The ERC for this item should be added to all other rateable items on the hereditament (except land). Therefore the total of the ERC of the other Building Items and the P&M ERC (where applicable) to enable the correct contract size adjustment to be made. ERC of Building Component + ERC of P&M = Total ERC to which contract size adjustment should be applied. The appropriate % adjustment should be made in accordance with the scale for contract size adjustment specified under section 6 of the RCG 2021 Guidance notes. The currency ERC rates are set at £4m (Four Million Pounds) @ 1st April 2019 (AVD) for the RCG 2021 Publication. | Photo 1 - Typical support showing lattice elements of angles used as bracing and tie bars. Use of plain members as uprights might put this into mixed classification. | - | 2 | TRUE
5330 | 3050FU | 7081 | 3050FU | Steelwork | Off site treatment | Galvanising | - | - | - | Location Adjustment Applicable (See Guidance Notes) - ERC = UK mean of 1.00 | (BEAMS Note 2) The ERC for this item should be added to all other rateable items on the hereditament (except land). Therefore the total of the ERC of the other Building Items and the P&M ERC (where applicable) to enable the correct contract size adjustment to be made. ERC of Building Component + ERC of P&M = Total ERC to which contract size adjustment should be applied. The appropriate % adjustment should be made in accordance with the scale for contract size adjustment specified under section 6 of the RCG 2023 Guidance notes. The currency ERC rates are set at £4m (Four Million Pounds) @ 1st April 2021 (AVD) for the RCG 2023 Publication. | Excludes decorative finish. Unit price relates to weight of steel being protected. | CALCULATE WEIGHT OF STEEL IN TONNES. | - | - | - | - | - | Photo 1 - Galvanising palisade fencing - dipping into galvanising tank. | - | 10271 |  | Tonnes | Weight of steel | NA | NA | NA | 118.1541 | Option 2 | 146.4879 | 23.98% | 201.1147 | 151.9953 | 28.64% | 3.76% | 151.9953 | 28.64% | Indexed | NA | VOA_GPN_GOV_UK\7246041 | 2019-08-30 | Low | - | High | Risk taken from previous CG | - | - | NA | SPONS A&B | NA | (BEAMS Note 2) The ERC for this item should be added to all other rateable items on the hereditament (except land). Therefore the total of the ERC of the other Building Items and the P&M ERC (where applicable) to enable the correct contract size adjustment to be made. ERC of Building Component + ERC of P&M = Total ERC to which contract size adjustment should be applied. The appropriate % adjustment should be made in accordance with the scale for contract size adjustment specified under section 6 of the RCG 2021 Guidance notes. The currency ERC rates are set at £4m (Four Million Pounds) @ 1st April 2019 (AVD) for the RCG 2021 Publication. | Photo 1 - Galvanising palisade fencing - dipping into galvanising tank. | - | 2 | TRUE
5331 | 3050FZ | 7114 | 3050FZ | Steelwork | On site treatment | Painting on site | - | - | - | Location Adjustment Applicable (See Guidance Notes) - ERC = UK mean of 1.00 | (BEAMS Note 2) The ERC for this item should be added to all other rateable items on the hereditament (except land). Therefore the total of the ERC of the other Building Items and the P&M ERC (where applicable) to enable the correct contract size adjustment to be made. ERC of Building Component + ERC of P&M = Total ERC to which contract size adjustment should be applied. The appropriate % adjustment should be made in accordance with the scale for contract size adjustment specified under section 6 of the RCG 2023 Guidance notes. The currency ERC rates are set at £4m (Four Million Pounds) @ 1st April 2021 (AVD) for the RCG 2023 Publication. | Excludes decorative finish. Unit price relates to weight of steel being protected. | CALCULATE WEIGHT OF STEEL IN TONNES. | - | - | - | - | - | Photo 1 - Painted steel framing. | - | 10271 |  | Tonnes | Weight of steel | NA | NA | NA | 59.9332 | Option 2 | 74.3055 | 23.98% | 299.0785 | 226.0329 | 277.1% | 204.2% | 226.0329 | 277.1% | Indexed | NA | VOA_GPN_GOV_UK\7246041 | 2019-08-30 | Low | - | High | Risk taken from previous CG | - | - | NA | SPONS A&B | NA | (BEAMS Note 2) The ERC for this item should be added to all other rateable items on the hereditament (except land). Therefore the total of the ERC of the other Building Items and the P&M ERC (where applicable) to enable the correct contract size adjustment to be made. ERC of Building Component + ERC of P&M = Total ERC to which contract size adjustment should be applied. The appropriate % adjustment should be made in accordance with the scale for contract size adjustment specified under section 6 of the RCG 2021 Guidance notes. The currency ERC rates are set at £4m (Four Million Pounds) @ 1st April 2019 (AVD) for the RCG 2021 Publication. | Photo 1 - Painted steel framing. | - | 2 | TRUE
5332 | 3050CF | 7103 | 3050CF | Steelwork | Plain hollow section | <=20 tonnes | - | - | General mixed steel - a mixture of plain, castellated or compound members with general lattice sections for bracing and strengthening. | Location Adjustment Applicable (See Guidance Notes) - ERC = UK mean of 1.00 | (BEAMS Note 2) The ERC for this item should be added to all other rateable items on the hereditament (except land). Therefore the total of the ERC of the other Building Items and the P&M ERC (where applicable) to enable the correct contract size adjustment to be made. ERC of Building Component + ERC of P&M = Total ERC to which contract size adjustment should be applied. The appropriate % adjustment should be made in accordance with the scale for contract size adjustment specified under section 6 of the RCG 2023 Guidance notes. The currency ERC rates are set at £4m (Four Million Pounds) @ 1st April 2021 (AVD) for the RCG 2023 Publication. | Costs include fittings and erection on site. See: Item Code 3050FU for galvanising Item Code 3050FZ for painting on site Excludes Fire Protection Excludes Foundations | CALCULATE WEIGHT OF STEEL IN TONNES. | - | - | - | - | - | Photo 1 - Mainly plain members with lattice members. Photo 2 - Simple example of plain and lattice members - Note joining plates bolted. Photo 3 - Support structure with plain vertical members and lattice. | - | 10272 |  | Tonnes | - | NA | NA | NA | 2028.312 | Option 2 | 2203.6912 | 8.647% | 2551.463 | 2557.1654 | 26.07% | 16.04% | 2557.1654 | 26.07% | Indexed | NA | VOA_GPN_GOV_UK\7246041 | 2019-08-30 | Low | - | High | Risk taken from previous CG | - | - | NA | Steel | NA | (BEAMS Note 2) The ERC for this item should be added to all other rateable items on the hereditament (except land). Therefore the total of the ERC of the other Building Items and the P&M ERC (where applicable) to enable the correct contract size adjustment to be made. ERC of Building Component + ERC of P&M = Total ERC to which contract size adjustment should be applied. The appropriate % adjustment should be made in accordance with the scale for contract size adjustment specified under section 6 of the RCG 2021 Guidance notes. The currency ERC rates are set at £4m (Four Million Pounds) @ 1st April 2019 (AVD) for the RCG 2021 Publication. | Photo 1 - Mainly plain members with lattice members. Photo 2 - Simple example of plain and lattice members - Note joining plates bolted. Photo 3 - Support structure with plain vertical members and lattice. | - | 2 | TRUE
5333 | 3050CJ | 7105 | 3050CJ | Steelwork | Plain hollow section | >1000 tonnes | - | - | General mixed steel - a mixture of plain, castellated or compound members with general lattice sections for bracing and strengthening. | Location Adjustment Applicable (See Guidance Notes) - ERC = UK mean of 1.00 | (BEAMS Note 2) The ERC for this item should be added to all other rateable items on the hereditament (except land). Therefore the total of the ERC of the other Building Items and the P&M ERC (where applicable) to enable the correct contract size adjustment to be made. ERC of Building Component + ERC of P&M = Total ERC to which contract size adjustment should be applied. The appropriate % adjustment should be made in accordance with the scale for contract size adjustment specified under section 6 of the RCG 2023 Guidance notes. The currency ERC rates are set at £4m (Four Million Pounds) @ 1st April 2021 (AVD) for the RCG 2023 Publication. | Costs include fittings and erection on site. See: Item Code 3050FU for galvanising Item Code 3050FZ for painting on site Excludes Fire Protection Excludes Foundations | CALCULATE WEIGHT OF STEEL IN TONNES. | - | - | - | - | - | Photo 1 - Mainly plain members with lattice members. Photo 2 - Simple example of plain and lattice members - Note joining plates bolted. Photo 3 - Support structure with plain vertical members and lattice. | - | 10272 |  | Tonnes | - | NA | NA | NA | 1750.0505 | Option 2 | 1901.3697 | 8.647% | 2055.7124 | 2060.3069 | 17.73% | 8.359% | 2060.3069 | 17.73% | Indexed | NA | VOA_GPN_GOV_UK\7246041 | 2019-08-30 | Low | - | High | Risk taken from previous CG | - | - | NA | Steel | NA | (BEAMS Note 2) The ERC for this item should be added to all other rateable items on the hereditament (except land). Therefore the total of the ERC of the other Building Items and the P&M ERC (where applicable) to enable the correct contract size adjustment to be made. ERC of Building Component + ERC of P&M = Total ERC to which contract size adjustment should be applied. The appropriate % adjustment should be made in accordance with the scale for contract size adjustment specified under section 6 of the RCG 2021 Guidance notes. The currency ERC rates are set at £4m (Four Million Pounds) @ 1st April 2019 (AVD) for the RCG 2021 Publication. | Photo 1 - Mainly plain members with lattice members. Photo 2 - Simple example of plain and lattice members - Note joining plates bolted. Photo 3 - Support structure with plain vertical members and lattice. | - | 2 | TRUE
5334 | 3050CH | 7080 | 3050CH | Steelwork | Plain hollow section | 150 - 1000 tonnes | - | - | General mixed steel - a mixture of plain, castellated or compound members with general lattice sections for bracing and strengthening. | Location Adjustment Applicable (See Guidance Notes) - ERC = UK mean of 1.00 | (BEAMS Note 2) The ERC for this item should be added to all other rateable items on the hereditament (except land). Therefore the total of the ERC of the other Building Items and the P&M ERC (where applicable) to enable the correct contract size adjustment to be made. ERC of Building Component + ERC of P&M = Total ERC to which contract size adjustment should be applied. The appropriate % adjustment should be made in accordance with the scale for contract size adjustment specified under section 6 of the RCG 2023 Guidance notes. The currency ERC rates are set at £4m (Four Million Pounds) @ 1st April 2021 (AVD) for the RCG 2023 Publication. | Costs include fittings and erection on site. See: Item Code 3050FU for galvanising Item Code 3050FZ for painting on site Excludes Fire Protection Excludes Foundations | CALCULATE WEIGHT OF STEEL IN TONNES. | - | - | - | - | - | Photo 1 - Mainly plain members with lattice members. Photo 2 - Simple example of plain and lattice members - Note joining plates bolted. Photo 3 - Support structure with plain vertical members and lattice. | - | 10272 |  | Tonnes | - | NA | NA | NA | 1763.7496 | Option 2 | 1916.2532 | 8.647% | 2220.9626 | 2225.9264 | 26.2% | 16.16% | 2225.9264 | 26.2% | Indexed | NA | VOA_GPN_GOV_UK\7246041 | 2019-08-30 | Low | - | High | Risk taken from previous CG | - | - | NA | Steel | NA | (BEAMS Note 2) The ERC for this item should be added to all other rateable items on the hereditament (except land). Therefore the total of the ERC of the other Building Items and the P&M ERC (where applicable) to enable the correct contract size adjustment to be made. ERC of Building Component + ERC of P&M = Total ERC to which contract size adjustment should be applied. The appropriate % adjustment should be made in accordance with the scale for contract size adjustment specified under section 6 of the RCG 2021 Guidance notes. The currency ERC rates are set at £4m (Four Million Pounds) @ 1st April 2019 (AVD) for the RCG 2021 Publication. | Photo 1 - Mainly plain members with lattice members. Photo 2 - Simple example of plain and lattice members - Note joining plates bolted. Photo 3 - Support structure with plain vertical members and lattice. | - | 2 | TRUE
5335 | 3050CG | 7104 | 3050CG | Steelwork | Plain hollow section | 20 - 150 tonnes | - | - | General mixed steel - a mixture of plain, castellated or compound members with general lattice sections for bracing and strengthening. | Location Adjustment Applicable (See Guidance Notes) - ERC = UK mean of 1.00 | (BEAMS Note 2) The ERC for this item should be added to all other rateable items on the hereditament (except land). Therefore the total of the ERC of the other Building Items and the P&M ERC (where applicable) to enable the correct contract size adjustment to be made. ERC of Building Component + ERC of P&M = Total ERC to which contract size adjustment should be applied. The appropriate % adjustment should be made in accordance with the scale for contract size adjustment specified under section 6 of the RCG 2023 Guidance notes. The currency ERC rates are set at £4m (Four Million Pounds) @ 1st April 2021 (AVD) for the RCG 2023 Publication. | Costs include fittings and erection on site. See: Item Code 3050FU for galvanising Item Code 3050FZ for painting on site Excludes Fire Protection Excludes Foundations | CALCULATE WEIGHT OF STEEL IN TONNES. | - | - | - | - | - | Photo 1 - Mainly plain members with lattice members. Photo 2 - Simple example of plain and lattice members - Note joining plates bolted. Photo 3 - Support structure with plain vertical members and lattice. | - | 10272 |  | Tonnes | - | NA | NA | NA | 1885.3284 | Option 2 | 2048.3445 | 8.647% | 2386.2128 | 2391.5459 | 26.85% | 16.76% | 2391.5459 | 26.85% | Indexed | NA | VOA_GPN_GOV_UK\7246041 | 2019-08-30 | Low | - | High | Risk taken from previous CG | - | - | NA | Steel | NA | (BEAMS Note 2) The ERC for this item should be added to all other rateable items on the hereditament (except land). Therefore the total of the ERC of the other Building Items and the P&M ERC (where applicable) to enable the correct contract size adjustment to be made. ERC of Building Component + ERC of P&M = Total ERC to which contract size adjustment should be applied. The appropriate % adjustment should be made in accordance with the scale for contract size adjustment specified under section 6 of the RCG 2021 Guidance notes. The currency ERC rates are set at £4m (Four Million Pounds) @ 1st April 2019 (AVD) for the RCG 2021 Publication. | Photo 1 - Mainly plain members with lattice members. Photo 2 - Simple example of plain and lattice members - Note joining plates bolted. Photo 3 - Support structure with plain vertical members and lattice. | - | 2 | TRUE
5336 | 3050C0 | 7099 | 3050C0 | Steelwork | Plain members | <=20 tonnes | - | - | General mixed steel - a mixture of plain, castellated or compound members with general lattice sections for bracing and strengthening. | Location Adjustment Applicable (See Guidance Notes) - ERC = UK mean of 1.00 | (BEAMS Note 2) The ERC for this item should be added to all other rateable items on the hereditament (except land). Therefore the total of the ERC of the other Building Items and the P&M ERC (where applicable) to enable the correct contract size adjustment to be made. ERC of Building Component + ERC of P&M = Total ERC to which contract size adjustment should be applied. The appropriate % adjustment should be made in accordance with the scale for contract size adjustment specified under section 6 of the RCG 2023 Guidance notes. The currency ERC rates are set at £4m (Four Million Pounds) @ 1st April 2021 (AVD) for the RCG 2023 Publication. | Costs include fittings and erection on site. See: Item Code 3050FU for galvanising Item Code 3050FZ for painting on site Excludes Fire Protection Excludes Foundations. | CALCULATE WEIGHT OF STEEL IN TONNES. | - | - | - | - | - | Photo 1 - Mainly plain members with lattice members. Photo 2 - Simple example of plain and lattice members - Note joining plates bolted. Photo 3 - Support structure with plain vertical members and lattice. | - | 10272 |  | Tonnes | - | NA | NA | NA | 1762.0372 | Option 2 | 1914.3928 | 8.647% | 2088.7625 | 2093.4308 | 18.81% | 9.352% | 2093.4308 | 18.81% | Indexed | NA | VOA_GPN_GOV_UK\7246041 | 2019-08-30 | Low | - | High | Risk taken from previous CG | - | - | NA | Steel | NA | (BEAMS Note 2) The ERC for this item should be added to all other rateable items on the hereditament (except land). Therefore the total of the ERC of the other Building Items and the P&M ERC (where applicable) to enable the correct contract size adjustment to be made. ERC of Building Component + ERC of P&M = Total ERC to which contract size adjustment should be applied. The appropriate % adjustment should be made in accordance with the scale for contract size adjustment specified under section 6 of the RCG 2021 Guidance notes. The currency ERC rates are set at £4m (Four Million Pounds) @ 1st April 2019 (AVD) for the RCG 2021 Publication. | Photo 1 - Mainly plain members with lattice members. Photo 2 - Simple example of plain and lattice members - Note joining plates bolted. Photo 3 - Support structure with plain vertical members and lattice. | - | 2 | TRUE
5337 | 3050C3 | 7023 | 3050C3 | Steelwork | Plain members | >1000 tonnes | - | - | General mixed steel - a mixture of plain, castellated or compound members with general lattice sections for bracing and strengthening. | Location Adjustment Applicable (See Guidance Notes) - ERC = UK mean of 1.00 | (BEAMS Note 2) The ERC for this item should be added to all other rateable items on the hereditament (except land). Therefore the total of the ERC of the other Building Items and the P&M ERC (where applicable) to enable the correct contract size adjustment to be made. ERC of Building Component + ERC of P&M = Total ERC to which contract size adjustment should be applied. The appropriate % adjustment should be made in accordance with the scale for contract size adjustment specified under section 6 of the RCG 2023 Guidance notes. The currency ERC rates are set at £4m (Four Million Pounds) @ 1st April 2021 (AVD) for the RCG 2023 Publication. | Costs include fittings and erection on site. See: Item Code 3050FU for galvanising Item Code 3050FZ for painting on site Excludes Fire Protection Excludes Foundations. | CALCULATE WEIGHT OF STEEL IN TONNES. | - | - | - | - | - | Photo 1 - Mainly plain members with lattice members. Photo 2 - Simple example of plain and lattice members - Note joining plates bolted. Photo 3 - Support structure with plain vertical members and lattice. | - | 10272 |  | Tonnes | - | NA | NA | NA | 1522.3042 | Option 2 | 1653.9312 | 8.647% | 1659.112 | 1662.82 | 9.23% | 0.5374% | 1662.82 | 9.23% | Indexed | NA | VOA_GPN_GOV_UK\7246041 | 2019-08-30 | Low | - | High | Risk taken from previous CG | - | - | NA | Steel | NA | (BEAMS Note 2) The ERC for this item should be added to all other rateable items on the hereditament (except land). Therefore the total of the ERC of the other Building Items and the P&M ERC (where applicable) to enable the correct contract size adjustment to be made. ERC of Building Component + ERC of P&M = Total ERC to which contract size adjustment should be applied. The appropriate % adjustment should be made in accordance with the scale for contract size adjustment specified under section 6 of the RCG 2021 Guidance notes. The currency ERC rates are set at £4m (Four Million Pounds) @ 1st April 2019 (AVD) for the RCG 2021 Publication. | Photo 1 - Mainly plain members with lattice members. Photo 2 - Simple example of plain and lattice members - Note joining plates bolted. Photo 3 - Support structure with plain vertical members and lattice. | - | 2 | TRUE
5338 | 3050C2 | 7022 | 3050C2 | Steelwork | Plain members | 150 - 1000 tonnes | - | - | General mixed steel - a mixture of plain, castellated or compound members with general lattice sections for bracing and strengthening. | Location Adjustment Applicable (See Guidance Notes) - ERC = UK mean of 1.00 | (BEAMS Note 2) The ERC for this item should be added to all other rateable items on the hereditament (except land). Therefore the total of the ERC of the other Building Items and the P&M ERC (where applicable) to enable the correct contract size adjustment to be made. ERC of Building Component + ERC of P&M = Total ERC to which contract size adjustment should be applied. The appropriate % adjustment should be made in accordance with the scale for contract size adjustment specified under section 6 of the RCG 2023 Guidance notes. The currency ERC rates are set at £4m (Four Million Pounds) @ 1st April 2021 (AVD) for the RCG 2023 Publication. | Costs include fittings and erection on site. See: Item Code 3050FU for galvanising Item Code 3050FZ for painting on site Excludes Fire Protection Excludes Foundations. | CALCULATE WEIGHT OF STEEL IN TONNES. | - | - | - | - | - | Photo 1 - Mainly plain members with lattice members. Photo 2 - Simple example of plain and lattice members - Note joining plates bolted. Photo 3 - Support structure with plain vertical members and lattice. | - | 10272 |  | Tonnes | - | NA | NA | NA | 1544.5652 | Option 2 | 1678.1169 | 8.647% | 1890.4622 | 1894.6873 | 22.67% | 12.91% | 1894.6873 | 22.67% | Indexed | NA | VOA_GPN_GOV_UK\7246041 | 2019-08-30 | Low | - | High | Risk taken from previous CG | - | - | NA | Steel | NA | (BEAMS Note 2) The ERC for this item should be added to all other rateable items on the hereditament (except land). Therefore the total of the ERC of the other Building Items and the P&M ERC (where applicable) to enable the correct contract size adjustment to be made. ERC of Building Component + ERC of P&M = Total ERC to which contract size adjustment should be applied. The appropriate % adjustment should be made in accordance with the scale for contract size adjustment specified under section 6 of the RCG 2021 Guidance notes. The currency ERC rates are set at £4m (Four Million Pounds) @ 1st April 2019 (AVD) for the RCG 2021 Publication. | Photo 1 - Mainly plain members with lattice members. Photo 2 - Simple example of plain and lattice members - Note joining plates bolted. Photo 3 - Support structure with plain vertical members and lattice. | - | 2 | TRUE
5339 | 3050C1 | 7100 | 3050C1 | Steelwork | Plain members | 20 - 150 tonnes | - | - | General mixed steel - a mixture of plain, castellated or compound members with general lattice sections for bracing and strengthening. | Location Adjustment Applicable (See Guidance Notes) - ERC = UK mean of 1.00 | (BEAMS Note 2) The ERC for this item should be added to all other rateable items on the hereditament (except land). Therefore the total of the ERC of the other Building Items and the P&M ERC (where applicable) to enable the correct contract size adjustment to be made. ERC of Building Component + ERC of P&M = Total ERC to which contract size adjustment should be applied. The appropriate % adjustment should be made in accordance with the scale for contract size adjustment specified under section 6 of the RCG 2023 Guidance notes. The currency ERC rates are set at £4m (Four Million Pounds) @ 1st April 2021 (AVD) for the RCG 2023 Publication. | Costs include fittings and erection on site. See: Item Code 3050FU for galvanising Item Code 3050FZ for painting on site Excludes Fire Protection Excludes Foundations. | CALCULATE WEIGHT OF STEEL IN TONNES. | - | - | - | - | - | Photo 1 - Mainly plain members with lattice members. Photo 2 - Simple example of plain and lattice members - Note joining plates bolted. Photo 3 - Support structure with plain vertical members and lattice. | - | 10272 |  | Tonnes | - | NA | NA | NA | 1642.1707 | Option 2 | 1784.162 | 8.647% | 1989.6124 | 1994.0591 | 21.43% | 11.76% | 1994.0591 | 21.43% | Indexed | NA | VOA_GPN_GOV_UK\7246041 | 2019-08-30 | Low | - | High | Risk taken from previous CG | - | - | NA | Steel | NA | (BEAMS Note 2) The ERC for this item should be added to all other rateable items on the hereditament (except land). Therefore the total of the ERC of the other Building Items and the P&M ERC (where applicable) to enable the correct contract size adjustment to be made. ERC of Building Component + ERC of P&M = Total ERC to which contract size adjustment should be applied. The appropriate % adjustment should be made in accordance with the scale for contract size adjustment specified under section 6 of the RCG 2021 Guidance notes. The currency ERC rates are set at £4m (Four Million Pounds) @ 1st April 2019 (AVD) for the RCG 2021 Publication. | Photo 1 - Mainly plain members with lattice members. Photo 2 - Simple example of plain and lattice members - Note joining plates bolted. Photo 3 - Support structure with plain vertical members and lattice. | - | 2 | TRUE
5340 | 215NNE | 7507 | 215NNE | Steelwork | Stairs, Handrails and Walkways | Metal | Weight of steel - galvanised | Price per tonne | All-in general rate for fabricated small section steelwork, typical of the sections used for staircases, walkways, light framing and supports, handrails, balustrades and the like. Section unlikely to exceed 150mm in any direction. Average weight of elements will beless than 15kg per linear metre. | Location Adjustment Applicable (See Guidance Notes) - ERC = UK mean of 1.00 | (BEAMS Note 2) The ERC for this item should be added to all other rateable items on the hereditament (except land). Therefore the total of the ERC of the other Building Items and the P&M ERC (where applicable) to enable the correct contract size adjustment to be made. ERC of Building Component + ERC of P&M = Total ERC to which contract size adjustment should be applied. The appropriate % adjustment should be made in accordance with the scale for contract size adjustment specified under section 6 of the RCG 2023 Guidance notes. The currency ERC rates are set at £4m (Four Million Pounds) @ 1st April 2021 (AVD) for the RCG 2023 Publication. | - | Calculate weight of typical section of structures to be costed and times by multiples of similar size/weight to arrive at overall weight in tonnes. Price given is per tonne of steel. | Class 4 Table 3. | - | Concrete supports and foundations. | It is assumed that the item forms part of an average size industrial, commercial or office complex. Where it would be normal to find more than one | - | - | - | 10269 |  | Tonnes | - | 3 - INDUSTRIAL | David Grace | Jim Allen | 4000.1155 | Option 2 | 4345.9879 | 8.647% | 3964 | 3972.8594 | -0.6814% | -8.586% | 3972.8594 | -0.6814% | AECOM | Mohammed Imran | VOA_GPN_GOV_UK\7254880 | 2021-10-15 | Low | - | Low | Costs provided by AECOM (industry experts) | - | - | NA | Steel | 1.58 | (BEAMS Note 2) Standard | - | - | 2 | TRUE
5341 | 3050B1 | 7151 | 3050B1 | Steelwork | Supports | Compound and lattice mix | < = 20 tonnes | - | General mixed steel - a mixture of plain, castellated or compound members with general lattice sections for bracing and strengthening. | Location Adjustment Applicable (See Guidance Notes) - ERC = UK mean of 1.00 | (BEAMS Note 2) The ERC for this item should be added to all other rateable items on the hereditament (except land). Therefore the total of the ERC of the other Building Items and the P&M ERC (where applicable) to enable the correct contract size adjustment to be made. ERC of Building Component + ERC of P&M = Total ERC to which contract size adjustment should be applied. The appropriate % adjustment should be made in accordance with the scale for contract size adjustment specified under section 6 of the RCG 2023 Guidance notes. The currency ERC rates are set at £4m (Four Million Pounds) @ 1st April 2021 (AVD) for the RCG 2023 Publication. | Costs include fittings and erection on site. See: Item Code 3050FU for galvanising Item Code 3050FZ for painting on site Excludes Fire Protection Excludes Foundations. | CALCULATE WEIGHT OF STEEL IN TONNES. | - | - | - | - | - | Photo 1 - Typical steel structure with likely combination of compound and lattice members. | - | 10272 |  | Tonnes | - | NA | NA | NA | 1994.0644 | Option 2 | 2166.4824 | 8.647% | 2858.1674 | 2864.5553 | 43.65% | 32.22% | 2864.5553 | 43.65% | Indexed | NA | VOA_GPN_GOV_UK\7246041 | 2019-08-30 | Low | - | High | Risk taken from previous CG | - | - | NA | Steel | NA | (BEAMS Note 2) The ERC for this item should be added to all other rateable items on the hereditament (except land). Therefore the total of the ERC of the other Building Items and the P&M ERC (where applicable) to enable the correct contract size adjustment to be made. ERC of Building Component + ERC of P&M = Total ERC to which contract size adjustment should be applied. The appropriate % adjustment should be made in accordance with the scale for contract size adjustment specified under section 6 of the RCG 2021 Guidance notes. The currency ERC rates are set at £4m (Four Million Pounds) @ 1st April 2019 (AVD) for the RCG 2021 Publication. | Photo 1 - Typical steel structure with likely combination of compound and lattice members. | - | 2 | TRUE
5342 | 3050B2 | 7041 | 3050B2 | Steelwork | Supports | Compound and lattice mix | 20 - 150 tonnes | - | General mixed steel - a mixture of plain, castellated or compound members with general lattice sections for bracing and strengthening. | Location Adjustment Applicable (See Guidance Notes) - ERC = UK mean of 1.00 | (BEAMS Note 2) The ERC for this item should be added to all other rateable items on the hereditament (except land). Therefore the total of the ERC of the other Building Items and the P&M ERC (where applicable) to enable the correct contract size adjustment to be made. ERC of Building Component + ERC of P&M = Total ERC to which contract size adjustment should be applied. The appropriate % adjustment should be made in accordance with the scale for contract size adjustment specified under section 6 of the RCG 2023 Guidance notes. The currency ERC rates are set at £4m (Four Million Pounds) @ 1st April 2021 (AVD) for the RCG 2023 Publication. | Costs include fittings and erection on site. See: Item Code 3050FU for galvanising Item Code 3050FZ for painting on site Excludes Fire Protection Excludes Foundations. | CALCULATE WEIGHT OF STEEL IN TONNES. | - | - | - | - | - | Photo 1 - Typical steel structure with likely combination of compound and lattice members. | - | 10272 |  | Tonnes | - | NA | NA | NA | 1851.9371 | Option 2 | 2012.0659 | 8.647% | 2692.9172 | 2698.9357 | 45.74% | 34.14% | 2698.9357 | 45.74% | Indexed | NA | VOA_GPN_GOV_UK\7246041 | 2019-08-30 | Low | - | High | Risk taken from previous CG | - | - | NA | Steel | NA | (BEAMS Note 2) The ERC for this item should be added to all other rateable items on the hereditament (except land). Therefore the total of the ERC of the other Building Items and the P&M ERC (where applicable) to enable the correct contract size adjustment to be made. ERC of Building Component + ERC of P&M = Total ERC to which contract size adjustment should be applied. The appropriate % adjustment should be made in accordance with the scale for contract size adjustment specified under section 6 of the RCG 2021 Guidance notes. The currency ERC rates are set at £4m (Four Million Pounds) @ 1st April 2019 (AVD) for the RCG 2021 Publication. | Photo 1 - Typical steel structure with likely combination of compound and lattice members. | - | 2 | TRUE
5343 | 3050B3 | 6986 | 3050B3 | Steelwork | Supports | Compound and lattice mix | 150 - 1000 tonnes | - | General mixed steel - a mixture of plain, castellated or compound members with general lattice sections for bracing and strengthening. | Location Adjustment Applicable (See Guidance Notes) - ERC = UK mean of 1.00 | (BEAMS Note 2) The ERC for this item should be added to all other rateable items on the hereditament (except land). Therefore the total of the ERC of the other Building Items and the P&M ERC (where applicable) to enable the correct contract size adjustment to be made. ERC of Building Component + ERC of P&M = Total ERC to which contract size adjustment should be applied. The appropriate % adjustment should be made in accordance with the scale for contract size adjustment specified under section 6 of the RCG 2023 Guidance notes. The currency ERC rates are set at £4m (Four Million Pounds) @ 1st April 2021 (AVD) for the RCG 2023 Publication. | Costs include fittings and erection on site. See: Item Code 3050FU for galvanising Item Code 3050FZ for painting on site Excludes Fire Protection Excludes Foundations. | CALCULATE WEIGHT OF STEEL IN TONNES. | - | - | - | - | - | Photo 1 - Typical steel structure with likely combination of compound and lattice members. | - | 10272 |  | Tonnes | - | NA | NA | NA | 1727.7896 | Option 2 | 1877.184 | 8.647% | 2521.057 | 2526.6914 | 46.24% | 34.6% | 2526.6914 | 46.24% | Indexed | NA | VOA_GPN_GOV_UK\7246041 | 2019-08-30 | Low | - | High | Risk taken from previous CG | - | - | NA | Steel | NA | (BEAMS Note 2) The ERC for this item should be added to all other rateable items on the hereditament (except land). Therefore the total of the ERC of the other Building Items and the P&M ERC (where applicable) to enable the correct contract size adjustment to be made. ERC of Building Component + ERC of P&M = Total ERC to which contract size adjustment should be applied. The appropriate % adjustment should be made in accordance with the scale for contract size adjustment specified under section 6 of the RCG 2021 Guidance notes. The currency ERC rates are set at £4m (Four Million Pounds) @ 1st April 2019 (AVD) for the RCG 2021 Publication. | Photo 1 - Typical steel structure with likely combination of compound and lattice members. | - | 2 | TRUE
5344 | 3050B4 | 7097 | 3050B4 | Steelwork | Supports | Compound and lattice mix | >1000 tonnes | - | General mixed steel - a mixture of plain, castellated or compound members with general lattice sections for bracing and strengthening. | Location Adjustment Applicable (See Guidance Notes) - ERC = UK mean of 1.00 | (BEAMS Note 2) The ERC for this item should be added to all other rateable items on the hereditament (except land). Therefore the total of the ERC of the other Building Items and the P&M ERC (where applicable) to enable the correct contract size adjustment to be made. ERC of Building Component + ERC of P&M = Total ERC to which contract size adjustment should be applied. The appropriate % adjustment should be made in accordance with the scale for contract size adjustment specified under section 6 of the RCG 2023 Guidance notes. The currency ERC rates are set at £4m (Four Million Pounds) @ 1st April 2021 (AVD) for the RCG 2023 Publication. | Costs include fittings and erection on site. See: Item Code 3050FU for galvanising Item Code 3050FZ for painting on site Excludes Fire Protection Excludes Foundations. | CALCULATE WEIGHT OF STEEL IN TONNES. | - | - | - | - | - | Photo 1 - Typical steel structure with likely combination of compound and lattice members. | - | 10272 |  | Tonnes | - | NA | NA | NA | 1679.843 | Option 2 | 1825.0917 | 8.647% | 2355.8068 | 2361.0719 | 40.55% | 29.37% | 2361.0719 | 40.55% | Indexed | NA | VOA_GPN_GOV_UK\7246041 | 2019-08-30 | Low | - | High | Risk taken from previous CG | - | - | NA | Steel | NA | (BEAMS Note 2) The ERC for this item should be added to all other rateable items on the hereditament (except land). Therefore the total of the ERC of the other Building Items and the P&M ERC (where applicable) to enable the correct contract size adjustment to be made. ERC of Building Component + ERC of P&M = Total ERC to which contract size adjustment should be applied. The appropriate % adjustment should be made in accordance with the scale for contract size adjustment specified under section 6 of the RCG 2021 Guidance notes. The currency ERC rates are set at £4m (Four Million Pounds) @ 1st April 2019 (AVD) for the RCG 2021 Publication. | Photo 1 - Typical steel structure with likely combination of compound and lattice members. | - | 2 | TRUE
5345 | 3050B13 | 7093 | 3050B13 | Steelwork | Supports | General mixed steel | <=20 tonnes | - | General mixed steel - a mixture of plain, castellated or compound members with general lattice sections for bracing and strengthening. | Location Adjustment Applicable (See Guidance Notes) - ERC = UK mean of 1.00 | (BEAMS Note 2) The ERC for this item should be added to all other rateable items on the hereditament (except land). Therefore the total of the ERC of the other Building Items and the P&M ERC (where applicable) to enable the correct contract size adjustment to be made. ERC of Building Component + ERC of P&M = Total ERC to which contract size adjustment should be applied. The appropriate % adjustment should be made in accordance with the scale for contract size adjustment specified under section 6 of the RCG 2023 Guidance notes. The currency ERC rates are set at £4m (Four Million Pounds) @ 1st April 2021 (AVD) for the RCG 2023 Publication. | Costs include fittings and erection on site. See: Item Code 3050FU for galvanising Item Code 3050FZ for painting on site Excludes Fire Protection Excludes Foundations. | CALCULATE WEIGHT OF STEEL IN TONNES. | - | - | - | - | - | Photo 1 - Mixed structure with lattice, plain and compound members. Photo 2 - Mixed structure with mainly plain and lattice members. Photo 3 - Mixed structure with small scale lattice sections and plain members. | - | 10272 |  | Tonnes | - | NA | NA | NA | 2061.7034 | Option 2 | 2239.9698 | 8.647% | 2386.2128 | 2391.5459 | 16% | 6.767% | 2391.5459 | 16% | Indexed | NA | VOA_GPN_GOV_UK\7246041 | 2019-08-30 | Low | - | High | Risk taken from previous CG | - | - | NA | Steel | NA | (BEAMS Note 2) The ERC for this item should be added to all other rateable items on the hereditament (except land). Therefore the total of the ERC of the other Building Items and the P&M ERC (where applicable) to enable the correct contract size adjustment to be made. ERC of Building Component + ERC of P&M = Total ERC to which contract size adjustment should be applied. The appropriate % adjustment should be made in accordance with the scale for contract size adjustment specified under section 6 of the RCG 2021 Guidance notes. The currency ERC rates are set at £4m (Four Million Pounds) @ 1st April 2019 (AVD) for the RCG 2021 Publication. | Photo 1 - Mixed structure with lattice, plain and compound members. Photo 2 - Mixed structure with mainly plain and lattice members. Photo 3 - Mixed structure with small scale lattice sections and plain members. | - | 2 | TRUE
5346 | 3050B14 | 7094 | 3050B14 | Steelwork | Supports | General mixed steel | 20 - 150 tonnes | - | General mixed steel - a mixture of plain, castellated or compound members with general lattice sections for bracing and strengthening. | Location Adjustment Applicable (See Guidance Notes) - ERC = UK mean of 1.00 | (BEAMS Note 2) The ERC for this item should be added to all other rateable items on the hereditament (except land). Therefore the total of the ERC of the other Building Items and the P&M ERC (where applicable) to enable the correct contract size adjustment to be made. ERC of Building Component + ERC of P&M = Total ERC to which contract size adjustment should be applied. The appropriate % adjustment should be made in accordance with the scale for contract size adjustment specified under section 6 of the RCG 2023 Guidance notes. The currency ERC rates are set at £4m (Four Million Pounds) @ 1st April 2021 (AVD) for the RCG 2023 Publication. | Costs include fittings and erection on site. See: Item Code 3050FU for galvanising Item Code 3050FZ for painting on site Excludes Fire Protection Excludes Foundations. | CALCULATE WEIGHT OF STEEL IN TONNES. | - | - | - | - | - | Photo 1 - Mixed structure with lattice, plain and compound members. Photo 2 - Mixed structure with mainly plain and lattice members. Photo 3 - Mixed structure with small scale lattice sections and plain members. | - | 10272 |  | Tonnes | - | NA | NA | NA | 1919.576 | Option 2 | 2085.5533 | 8.647% | 2230.2166 | 2235.2011 | 16.44% | 7.175% | 2235.2011 | 16.44% | Indexed | NA | VOA_GPN_GOV_UK\7246041 | 2019-08-30 | Low | - | High | Risk taken from previous CG | - | - | NA | Steel | NA | (BEAMS Note 2) The ERC for this item should be added to all other rateable items on the hereditament (except land). Therefore the total of the ERC of the other Building Items and the P&M ERC (where applicable) to enable the correct contract size adjustment to be made. ERC of Building Component + ERC of P&M = Total ERC to which contract size adjustment should be applied. The appropriate % adjustment should be made in accordance with the scale for contract size adjustment specified under section 6 of the RCG 2021 Guidance notes. The currency ERC rates are set at £4m (Four Million Pounds) @ 1st April 2019 (AVD) for the RCG 2021 Publication. | Photo 1 - Mixed structure with lattice, plain and compound members. Photo 2 - Mixed structure with mainly plain and lattice members. Photo 3 - Mixed structure with small scale lattice sections and plain members. | - | 2 | TRUE
5347 | 3050B15 | 7095 | 3050B15 | Steelwork | Supports | General mixed steel | 150 - 1000 tonnes | - | General mixed steel - a mixture of plain, castellated or compound members with general lattice sections for bracing and strengthening. | Location Adjustment Applicable (See Guidance Notes) - ERC = UK mean of 1.00 | (BEAMS Note 2) The ERC for this item should be added to all other rateable items on the hereditament (except land). Therefore the total of the ERC of the other Building Items and the P&M ERC (where applicable) to enable the correct contract size adjustment to be made. ERC of Building Component + ERC of P&M = Total ERC to which contract size adjustment should be applied. The appropriate % adjustment should be made in accordance with the scale for contract size adjustment specified under section 6 of the RCG 2023 Guidance notes. The currency ERC rates are set at £4m (Four Million Pounds) @ 1st April 2021 (AVD) for the RCG 2023 Publication. | Costs include fittings and erection on site. See: Item Code 3050FU for galvanising Item Code 3050FZ for painting on site Excludes Fire Protection Excludes Foundations. | CALCULATE WEIGHT OF STEEL IN TONNES. | - | - | - | - | - | Photo 1 - Mixed structure with lattice, plain and compound members. Photo 2 - Mixed structure with mainly plain and lattice members. Photo 3 - Mixed structure with small scale lattice sections and plain members. | - | 10272 |  | Tonnes | - | NA | NA | NA | 1794.5724 | Option 2 | 1949.7411 | 8.647% | 2079.5085 | 2084.1561 | 16.14% | 6.894% | 2084.1561 | 16.14% | Indexed | NA | VOA_GPN_GOV_UK\7246041 | 2019-08-30 | Low | - | High | Risk taken from previous CG | - | - | NA | Steel | NA | (BEAMS Note 2) The ERC for this item should be added to all other rateable items on the hereditament (except land). Therefore the total of the ERC of the other Building Items and the P&M ERC (where applicable) to enable the correct contract size adjustment to be made. ERC of Building Component + ERC of P&M = Total ERC to which contract size adjustment should be applied. The appropriate % adjustment should be made in accordance with the scale for contract size adjustment specified under section 6 of the RCG 2021 Guidance notes. The currency ERC rates are set at £4m (Four Million Pounds) @ 1st April 2019 (AVD) for the RCG 2021 Publication. | Photo 1 - Mixed structure with lattice, plain and compound members. Photo 2 - Mixed structure with mainly plain and lattice members. Photo 3 - Mixed structure with small scale lattice sections and plain members. | - | 2 | TRUE
5348 | 3050B16 | 7096 | 3050B16 | Steelwork | Supports | General mixed steel | >1000 tonnes | - | General mixed steel - a mixture of plain, castellated or compound members with general lattice sections for bracing and strengthening. | Location Adjustment Applicable (See Guidance Notes) - ERC = UK mean of 1.00 | (BEAMS Note 2) The ERC for this item should be added to all other rateable items on the hereditament (except land). Therefore the total of the ERC of the other Building Items and the P&M ERC (where applicable) to enable the correct contract size adjustment to be made. ERC of Building Component + ERC of P&M = Total ERC to which contract size adjustment should be applied. The appropriate % adjustment should be made in accordance with the scale for contract size adjustment specified under section 6 of the RCG 2023 Guidance notes. The currency ERC rates are set at £4m (Four Million Pounds) @ 1st April 2021 (AVD) for the RCG 2023 Publication. | Costs include fittings and erection on site. See: Item Code 3050FU for galvanising Item Code 3050FZ for painting on site Excludes Fire Protection Excludes Foundations. | CALCULATE WEIGHT OF STEEL IN TONNES. | - | - | - | - | - | Photo 1 - Mixed structure with lattice, plain and compound members. Photo 2 - Mixed structure with mainly plain and lattice members. Photo 3 - Mixed structure with small scale lattice sections and plain members. | - | 10272 |  | Tonnes | - | NA | NA | NA | 1768.0305 | Option 2 | 1920.9043 | 8.647% | 1923.5123 | 1927.8112 | 9.037% | 0.3596% | 1927.8112 | 9.037% | Indexed | NA | VOA_GPN_GOV_UK\7246041 | 2019-08-30 | Low | - | High | Risk taken from previous CG | - | - | NA | Steel | NA | (BEAMS Note 2) The ERC for this item should be added to all other rateable items on the hereditament (except land). Therefore the total of the ERC of the other Building Items and the P&M ERC (where applicable) to enable the correct contract size adjustment to be made. ERC of Building Component + ERC of P&M = Total ERC to which contract size adjustment should be applied. The appropriate % adjustment should be made in accordance with the scale for contract size adjustment specified under section 6 of the RCG 2021 Guidance notes. The currency ERC rates are set at £4m (Four Million Pounds) @ 1st April 2019 (AVD) for the RCG 2021 Publication. | Photo 1 - Mixed structure with lattice, plain and compound members. Photo 2 - Mixed structure with mainly plain and lattice members. Photo 3 - Mixed structure with small scale lattice sections and plain members. | - | 2 | TRUE
5349 | 3050B5 | 7042 | 3050B5 | Steelwork | Supports | Plain (hollow section) and lattice | <=20 tonnes | - | Rolled mild steel circular or rectangular hollow section members with lattice sections riveted bolted or welded connections, factory primed and erected on foundations | Location Adjustment Applicable (See Guidance Notes) - ERC = UK mean of 1.00 | (BEAMS Note 2) The ERC for this item should be added to all other rateable items on the hereditament (except land). Therefore the total of the ERC of the other Building Items and the P&M ERC (where applicable) to enable the correct contract size adjustment to be made. ERC of Building Component + ERC of P&M = Total ERC to which contract size adjustment should be applied. The appropriate % adjustment should be made in accordance with the scale for contract size adjustment specified under section 6 of the RCG 2023 Guidance notes. The currency ERC rates are set at £4m (Four Million Pounds) @ 1st April 2021 (AVD) for the RCG 2023 Publication. | Costs include fittings and erection on site. See: Item Code 3050FU for galvanising Item Code 3050FZ for painting on site Excludes Fire Protection Excludes Foundations. | CALCULATE WEIGHT OF STEEL IN TONNES. | - | - | - | - | - | - | - | 10272 |  | Tonnes | - | NA | NA | NA | 2129.3423 | Option 2 | 2313.4572 | 8.647% | 2881.9634 | 2888.4045 | 35.65% | 24.85% | 2888.4045 | 35.65% | Indexed | NA | VOA_GPN_GOV_UK\7246041 | 2019-08-30 | Low | - | High | Risk taken from previous CG | - | - | NA | Steel | NA | (BEAMS Note 2) The ERC for this item should be added to all other rateable items on the hereditament (except land). Therefore the total of the ERC of the other Building Items and the P&M ERC (where applicable) to enable the correct contract size adjustment to be made. ERC of Building Component + ERC of P&M = Total ERC to which contract size adjustment should be applied. The appropriate % adjustment should be made in accordance with the scale for contract size adjustment specified under section 6 of the RCG 2021 Guidance notes. The currency ERC rates are set at £4m (Four Million Pounds) @ 1st April 2019 (AVD) for the RCG 2021 Publication. | - | - | 2 | TRUE
5350 | 3050B6 | 7043 | 3050B6 | Steelwork | Supports | Plain (hollow section) and lattice | 20 - 150 tonnes | - | Rolled mild steel circular or rectangular hollow section members with lattice sections riveted bolted or welded connections, factory primed and erected on foundations. | Location Adjustment Applicable (See Guidance Notes) - ERC = UK mean of 1.00 | (BEAMS Note 2) The ERC for this item should be added to all other rateable items on the hereditament (except land). Therefore the total of the ERC of the other Building Items and the P&M ERC (where applicable) to enable the correct contract size adjustment to be made. ERC of Building Component + ERC of P&M = Total ERC to which contract size adjustment should be applied. The appropriate % adjustment should be made in accordance with the scale for contract size adjustment specified under section 6 of the RCG 2023 Guidance notes. The currency ERC rates are set at £4m (Four Million Pounds) @ 1st April 2021 (AVD) for the RCG 2023 Publication. | Costs include fittings and erection on site. See: Item Code 3050FU for galvanising Item Code 3050FZ for painting on site Excludes Fire Protection Excludes Foundations. | CALCULATE WEIGHT OF STEEL IN TONNES. | - | - | - | - | - | - | - | 10272 |  | Tonnes | - | NA | NA | NA | 1979.5092 | Option 2 | 2150.6687 | 8.647% | 2688.9512 | 2694.9609 | 36.14% | 25.31% | 2694.9609 | 36.14% | Indexed | NA | VOA_GPN_GOV_UK\7246041 | 2019-08-30 | Low | - | High | Risk taken from previous CG | - | - | NA | Steel | NA | (BEAMS Note 2) The ERC for this item should be added to all other rateable items on the hereditament (except land). Therefore the total of the ERC of the other Building Items and the P&M ERC (where applicable) to enable the correct contract size adjustment to be made. ERC of Building Component + ERC of P&M = Total ERC to which contract size adjustment should be applied. The appropriate % adjustment should be made in accordance with the scale for contract size adjustment specified under section 6 of the RCG 2021 Guidance notes. The currency ERC rates are set at £4m (Four Million Pounds) @ 1st April 2019 (AVD) for the RCG 2021 Publication. | - | - | 2 | TRUE
5351 | 3050B7 | 6985 | 3050B7 | Steelwork | Supports | Plain (hollow section) and lattice | 150 - 1000 tonnes | - | Rolled mild steel circular or rectangular hollow section members with lattice sections riveted bolted or welded connections, factory primed and erected on foundations. | Location Adjustment Applicable (See Guidance Notes) - ERC = UK mean of 1.00 | (BEAMS Note 2) The ERC for this item should be added to all other rateable items on the hereditament (except land). Therefore the total of the ERC of the other Building Items and the P&M ERC (where applicable) to enable the correct contract size adjustment to be made. ERC of Building Component + ERC of P&M = Total ERC to which contract size adjustment should be applied. The appropriate % adjustment should be made in accordance with the scale for contract size adjustment specified under section 6 of the RCG 2023 Guidance notes. The currency ERC rates are set at £4m (Four Million Pounds) @ 1st April 2021 (AVD) for the RCG 2023 Publication. | Costs include fittings and erection on site. See: Item Code 3050FU for galvanising Item Code 3050FZ for painting on site Excludes Fire Protection Excludes Foundations. | CALCULATE WEIGHT OF STEEL IN TONNES. | - | - | - | - | - | - | - | 10272 |  | Tonnes | - | NA | NA | NA | 1856.218 | Option 2 | 2016.717 | 8.647% | 2495.939 | 2501.5173 | 34.76% | 24.04% | 2501.5173 | 34.76% | Indexed | NA | VOA_GPN_GOV_UK\7246041 | 2019-08-30 | Low | - | High | Risk taken from previous CG | - | - | NA | Steel | NA | (BEAMS Note 2) The ERC for this item should be added to all other rateable items on the hereditament (except land). Therefore the total of the ERC of the other Building Items and the P&M ERC (where applicable) to enable the correct contract size adjustment to be made. ERC of Building Component + ERC of P&M = Total ERC to which contract size adjustment should be applied. The appropriate % adjustment should be made in accordance with the scale for contract size adjustment specified under section 6 of the RCG 2021 Guidance notes. The currency ERC rates are set at £4m (Four Million Pounds) @ 1st April 2019 (AVD) for the RCG 2021 Publication. | - | - | 2 | TRUE
5352 | 3050B8 | 7003 | 3050B8 | Steelwork | Supports | Plain (hollow section) and lattice | >1000 tonnes | - | Rolled mild steel circular or rectangular hollow section members with lattice sections riveted bolted or welded connections, factory primed and erected on foundations. | Location Adjustment Applicable (See Guidance Notes) - ERC = UK mean of 1.00 | (BEAMS Note 2) The ERC for this item should be added to all other rateable items on the hereditament (except land). Therefore the total of the ERC of the other Building Items and the P&M ERC (where applicable) to enable the correct contract size adjustment to be made. ERC of Building Component + ERC of P&M = Total ERC to which contract size adjustment should be applied. The appropriate % adjustment should be made in accordance with the scale for contract size adjustment specified under section 6 of the RCG 2023 Guidance notes. The currency ERC rates are set at £4m (Four Million Pounds) @ 1st April 2021 (AVD) for the RCG 2023 Publication. | Costs include fittings and erection on site. See: Item Code 3050FU for galvanising Item Code 3050FZ for painting on site Excludes Fire Protection Excludes Foundations. | CALCULATE WEIGHT OF STEEL IN TONNES. | - | - | - | - | - | - | - | 10272 |  | Tonnes | - | NA | NA | NA | 1835.6695 | Option 2 | 1994.3917 | 8.647% | 2302.9267 | 2308.0737 | 25.73% | 15.73% | 2308.0737 | 25.73% | Indexed | NA | VOA_GPN_GOV_UK\7246041 | 2019-08-30 | Low | - | High | Risk taken from previous CG | - | - | NA | Steel | NA | (BEAMS Note 2) The ERC for this item should be added to all other rateable items on the hereditament (except land). Therefore the total of the ERC of the other Building Items and the P&M ERC (where applicable) to enable the correct contract size adjustment to be made. ERC of Building Component + ERC of P&M = Total ERC to which contract size adjustment should be applied. The appropriate % adjustment should be made in accordance with the scale for contract size adjustment specified under section 6 of the RCG 2021 Guidance notes. The currency ERC rates are set at £4m (Four Million Pounds) @ 1st April 2019 (AVD) for the RCG 2021 Publication. | - | - | 2 | TRUE
5353 | 3050B10 | 7090 | 3050B10 | Steelwork | Supports | Plain members and lattice | 20 - 150 tonnes | - | General mixed steel - a mixture of plain, castellated or compound members with general lattice sections for bracing and strengthening. | Location Adjustment Applicable (See Guidance Notes) - ERC = UK mean of 1.00 | (BEAMS Note 2) The ERC for this item should be added to all other rateable items on the hereditament (except land). Therefore the total of the ERC of the other Building Items and the P&M ERC (where applicable) to enable the correct contract size adjustment to be made. ERC of Building Component + ERC of P&M = Total ERC to which contract size adjustment should be applied. The appropriate % adjustment should be made in accordance with the scale for contract size adjustment specified under section 6 of the RCG 2023 Guidance notes. The currency ERC rates are set at £4m (Four Million Pounds) @ 1st April 2021 (AVD) for the RCG 2023 Publication. | Costs include fittings and erection on site. See: Item Code 3050FU for galvanising Item Code 3050FZ for painting on site Excludes Fire Protection Excludes Foundations. | CALCULATE WEIGHT OF STEEL IN TONNES. | - | - | - | - | - | Photo 1 - Mainly plain members with lattice members. Photo 2 - Simple example of plain and lattice members - Note joining plates bolted. Photo 3 - Support structure with plain vertical members and lattice. | - | 10272 |  | Tonnes | - | NA | NA | NA | 1754.3315 | Option 2 | 1906.0208 | 8.647% | 2468.1769 | 2473.6932 | 41% | 29.78% | 2473.6932 | 41% | Indexed | NA | VOA_GPN_GOV_UK\7246041 | 2019-08-30 | Low | - | High | Risk taken from previous CG | - | - | NA | Steel | NA | (BEAMS Note 2) The ERC for this item should be added to all other rateable items on the hereditament (except land). Therefore the total of the ERC of the other Building Items and the P&M ERC (where applicable) to enable the correct contract size adjustment to be made. ERC of Building Component + ERC of P&M = Total ERC to which contract size adjustment should be applied. The appropriate % adjustment should be made in accordance with the scale for contract size adjustment specified under section 6 of the RCG 2021 Guidance notes. The currency ERC rates are set at £4m (Four Million Pounds) @ 1st April 2019 (AVD) for the RCG 2021 Publication. | Photo 1 - Mainly plain members with lattice members. Photo 2 - Simple example of plain and lattice members - Note joining plates bolted. Photo 3 - Support structure with plain vertical members and lattice. | - | 2 | TRUE
5354 | 3050B11 | 7091 | 3050B11 | Steelwork | Supports | Plain members and lattice | 150 - 1000 tonnes | - | General mixed steel - a mixture of plain, castellated or compound members with general lattice sections for bracing and strengthening. | Location Adjustment Applicable (See Guidance Notes) - ERC = UK mean of 1.00 | (BEAMS Note 2) The ERC for this item should be added to all other rateable items on the hereditament (except land). Therefore the total of the ERC of the other Building Items and the P&M ERC (where applicable) to enable the correct contract size adjustment to be made. ERC of Building Component + ERC of P&M = Total ERC to which contract size adjustment should be applied. The appropriate % adjustment should be made in accordance with the scale for contract size adjustment specified under section 6 of the RCG 2023 Guidance notes. The currency ERC rates are set at £4m (Four Million Pounds) @ 1st April 2021 (AVD) for the RCG 2023 Publication. | Costs include fittings and erection on site. See: Item Code 3050FU for galvanising Item Code 3050FZ for painting on site Excludes Fire Protection Excludes Foundations. | CALCULATE WEIGHT OF STEEL IN TONNES. | - | - | - | - | - | Photo 1 - Mainly plain members with lattice members. Photo 2 - Simple example of plain and lattice members - Note joining plates bolted. Photo 3 - Support structure with plain vertical members and lattice. | - | 10272 |  | Tonnes | - | NA | NA | NA | 1640.4583 | Option 2 | 1782.3015 | 8.647% | 2287.0627 | 2292.1742 | 39.73% | 28.61% | 2292.1742 | 39.73% | Indexed | NA | VOA_GPN_GOV_UK\7246041 | 2019-08-30 | Low | - | High | Risk taken from previous CG | - | - | NA | Steel | NA | (BEAMS Note 2) The ERC for this item should be added to all other rateable items on the hereditament (except land). Therefore the total of the ERC of the other Building Items and the P&M ERC (where applicable) to enable the correct contract size adjustment to be made. ERC of Building Component + ERC of P&M = Total ERC to which contract size adjustment should be applied. The appropriate % adjustment should be made in accordance with the scale for contract size adjustment specified under section 6 of the RCG 2021 Guidance notes. The currency ERC rates are set at £4m (Four Million Pounds) @ 1st April 2019 (AVD) for the RCG 2021 Publication. | Photo 1 - Mainly plain members with lattice members. Photo 2 - Simple example of plain and lattice members - Note joining plates bolted. Photo 3 - Support structure with plain vertical members and lattice. | - | 2 | TRUE
5355 | 3050B12 | 7092 | 3050B12 | Steelwork | Supports | Plain members and lattice | >1000 tonnes | - | General mixed steel - a mixture of plain, castellated or compound members with general lattice sections for bracing and strengthening. | Location Adjustment Applicable (See Guidance Notes) - ERC = UK mean of 1.00 | (BEAMS Note 2) The ERC for this item should be added to all other rateable items on the hereditament (except land). Therefore the total of the ERC of the other Building Items and the P&M ERC (where applicable) to enable the correct contract size adjustment to be made. ERC of Building Component + ERC of P&M = Total ERC to which contract size adjustment should be applied. The appropriate % adjustment should be made in accordance with the scale for contract size adjustment specified under section 6 of the RCG 2023 Guidance notes. The currency ERC rates are set at £4m (Four Million Pounds) @ 1st April 2021 (AVD) for the RCG 2023 Publication. | Costs include fittings and erection on site. See: Item Code 3050FU for galvanising Item Code 3050FZ for painting on site Excludes Fire Protection Excludes Foundations. | CALCULATE WEIGHT OF STEEL IN TONNES. | - | - | - | - | - | Photo 1 - Mainly plain members with lattice members. Photo 2 - Simple example of plain and lattice members - Note joining plates bolted. Photo 3 - Support structure with plain vertical members and lattice. | - | 10272 |  | Tonnes | - | NA | NA | NA | 1626.7593 | Option 2 | 1767.418 | 8.647% | 2104.6265 | 2109.3302 | 29.66% | 19.35% | 2109.3302 | 29.66% | Indexed | NA | VOA_GPN_GOV_UK\7246041 | 2019-08-30 | Low | - | High | Risk taken from previous CG | - | - | NA | Steel | NA | (BEAMS Note 2) The ERC for this item should be added to all other rateable items on the hereditament (except land). Therefore the total of the ERC of the other Building Items and the P&M ERC (where applicable) to enable the correct contract size adjustment to be made. ERC of Building Component + ERC of P&M = Total ERC to which contract size adjustment should be applied. The appropriate % adjustment should be made in accordance with the scale for contract size adjustment specified under section 6 of the RCG 2021 Guidance notes. The currency ERC rates are set at £4m (Four Million Pounds) @ 1st April 2019 (AVD) for the RCG 2021 Publication. | Photo 1 - Mainly plain members with lattice members. Photo 2 - Simple example of plain and lattice members - Note joining plates bolted. Photo 3 - Support structure with plain vertical members and lattice. | - | 2 | TRUE
5356 | 3050B9 | 7098 | 3050B9 | Steelwork | Supports | Plain members and lattice | <=20 tonnes | - | General mixed steel - a mixture of plain, castellated or compound members with general lattice sections for bracing and strengthening. | Location Adjustment Applicable (See Guidance Notes) - ERC = UK mean of 1.00 | (BEAMS Note 2) The ERC for this item should be added to all other rateable items on the hereditament (except land). Therefore the total of the ERC of the other Building Items and the P&M ERC (where applicable) to enable the correct contract size adjustment to be made. ERC of Building Component + ERC of P&M = Total ERC to which contract size adjustment should be applied. The appropriate % adjustment should be made in accordance with the scale for contract size adjustment specified under section 6 of the RCG 2023 Guidance notes. The currency ERC rates are set at £4m (Four Million Pounds) @ 1st April 2021 (AVD) for the RCG 2023 Publication. | Costs include fittings and erection on site. See: Item Code 3050FU for galvanising Item Code 3050FZ for painting on site Excludes Fire Protection Excludes Foundations. | CALCULATE WEIGHT OF STEEL IN TONNES. | - | - | - | - | - | Photo 1 - Mainly plain members with lattice members. Photo 2 - Simple example of plain and lattice members - Note joining plates bolted. Photo 3 - Support structure with plain vertical members and lattice. | - | 10272 |  | Tonnes | - | NA | NA | NA | 1889.6094 | Option 2 | 2052.9956 | 8.647% | 2650.6131 | 2656.5371 | 40.59% | 29.4% | 2656.5371 | 40.59% | Indexed | NA | VOA_GPN_GOV_UK\7246041 | 2019-08-30 | Low | - | High | Risk taken from previous CG | - | - | NA | Steel | NA | (BEAMS Note 2) The ERC for this item should be added to all other rateable items on the hereditament (except land). Therefore the total of the ERC of the other Building Items and the P&M ERC (where applicable) to enable the correct contract size adjustment to be made. ERC of Building Component + ERC of P&M = Total ERC to which contract size adjustment should be applied. The appropriate % adjustment should be made in accordance with the scale for contract size adjustment specified under section 6 of the RCG 2021 Guidance notes. The currency ERC rates are set at £4m (Four Million Pounds) @ 1st April 2019 (AVD) for the RCG 2021 Publication. | Photo 1 - Mainly plain members with lattice members. Photo 2 - Simple example of plain and lattice members - Note joining plates bolted. Photo 3 - Support structure with plain vertical members and lattice. | - | 2 | TRUE
5357 | 42R00A | 4650 | 42R00A | Stores in Industrial Complexes | Basic range | ½ brick walls, pms pitched or flat concrete roof | < 50m² | 3.0m eaves ht | Foundations, reinforced concrete. Frame, none. Upper Floors, none. Roof, concrete flat roof with mineral felt and chippings/pitched roof with plain tiles. External walls, Brick/block double leaf, pointed both sides. Windows and doors, softwood single glazed windows, timber doors and frames. Internal walls, none. Internal Finishes, fair faced brickwork, floated finish to concrete floor. Building Services, general lighting and 13 amp power ring circuit. | Location Adjustment Applicable (See Guidance Notes) - ERC = UK mean of 1.00 | (BEAMS Note 2) The ERC for this item should be added to all other rateable items on the hereditament (except land). Therefore the total of the ERC of the other Building Items and the P&M ERC (where applicable) to enable the correct contract size adjustment to be made. ERC of Building Component + ERC of P&M = Total ERC to which contract size adjustment should be applied. The appropriate % adjustment should be made in accordance with the scale for contract size adjustment specified under section 6 of the RCG 2023 Guidance notes. The currency ERC rates are set at £4m (Four Million Pounds) @ 1st April 2021 (AVD) for the RCG 2023 Publication. | Excludes external works | Measure to GIA | - | - | - | - | - | - | - | 10273 |  | M2 | - | NA | NA | NA | 303.1105 | Option 1 | 375.7976 | 23.98% | 545.9055 | 391.9471 | 29.31% | 4.297% | 391.9471 | 29.31% | Indexed | NA | VOA_GPN_GOV_UK\7246041 | 2019-08-30 | Low | - | Medium | Risk taken from previous CG | - | - | NA | SPONS A&B | NA | (BEAMS Note 2) The ERC for this item should be added to all other rateable items on the hereditament (except land). Therefore the total of the ERC of the other Building Items and the P&M ERC (where applicable) to enable the correct contract size adjustment to be made. ERC of Building Component + ERC of P&M = Total ERC to which contract size adjustment should be applied. The appropriate % adjustment should be made in accordance with the scale for contract size adjustment specified under section 6 of the RCG 2021 Guidance notes. The currency ERC rates are set at £4m (Four Million Pounds) @ 1st April 2019 (AVD) for the RCG 2021 Publication. | - | - | 2 | TRUE
5358 | 42R00F | 4651 | 42R00F | Stores in Industrial Complexes | Basic range | ½ brick walls, pms pitched or flat concrete roof | < 50m² | 3.5m eaves ht | Foundations, reinforced concrete. Frame, none. Upper Floors, none. Roof, concrete flat roof with mineral felt and chippings/pitched roof with plain tiles. External walls, Brick/block double leaf, pointed both sides. Windows and doors, softwood single glazed windows, timber doors and frames. Internal walls, none. Internal Finishes, fair faced brickwork, floated finish to concrete floor. Building Services, general lighting and 13 amp power ring circuit. | Location Adjustment Applicable (See Guidance Notes) - ERC = UK mean of 1.00 | (BEAMS Note 2) The ERC for this item should be added to all other rateable items on the hereditament (except land). Therefore the total of the ERC of the other Building Items and the P&M ERC (where applicable) to enable the correct contract size adjustment to be made. ERC of Building Component + ERC of P&M = Total ERC to which contract size adjustment should be applied. The appropriate % adjustment should be made in accordance with the scale for contract size adjustment specified under section 6 of the RCG 2023 Guidance notes. The currency ERC rates are set at £4m (Four Million Pounds) @ 1st April 2021 (AVD) for the RCG 2023 Publication. | Excludes external works | Measure to GIA | - | - | - | - | - | - | - | 10273 |  | M2 | - | NA | NA | NA | 313.3359 | Option 1 | 388.4751 | 23.98% | 564.3216 | 405.1694 | 29.31% | 4.297% | 405.1694 | 29.31% | Indexed | NA | VOA_GPN_GOV_UK\7246041 | 2019-08-30 | Low | - | Medium | Risk taken from previous CG | - | - | NA | SPONS A&B | NA | (BEAMS Note 2) The ERC for this item should be added to all other rateable items on the hereditament (except land). Therefore the total of the ERC of the other Building Items and the P&M ERC (where applicable) to enable the correct contract size adjustment to be made. ERC of Building Component + ERC of P&M = Total ERC to which contract size adjustment should be applied. The appropriate % adjustment should be made in accordance with the scale for contract size adjustment specified under section 6 of the RCG 2021 Guidance notes. The currency ERC rates are set at £4m (Four Million Pounds) @ 1st April 2019 (AVD) for the RCG 2021 Publication. | - | - | 2 | TRUE
5359 | 42R00K | 4652 | 42R00K | Stores in Industrial Complexes | Basic range | ½ brick walls, pms pitched or flat concrete roof | < 50m² | 4.0m eaves ht | Foundations, reinforced concrete. Frame, none. Upper Floors, none. Roof, concrete flat roof with mineral felt and chippings/pitched roof with plain tiles. External walls, Brick/block double leaf, pointed both sides. Windows and doors, softwood single glazed windows, timber doors and frames. Internal walls, none. Internal Finishes, fair faced brickwork, floated finish to concrete floor. Building Services, general lighting and 13 amp power ring circuit. | Location Adjustment Applicable (See Guidance Notes) - ERC = UK mean of 1.00 | (BEAMS Note 2) The ERC for this item should be added to all other rateable items on the hereditament (except land). Therefore the total of the ERC of the other Building Items and the P&M ERC (where applicable) to enable the correct contract size adjustment to be made. ERC of Building Component + ERC of P&M = Total ERC to which contract size adjustment should be applied. The appropriate % adjustment should be made in accordance with the scale for contract size adjustment specified under section 6 of the RCG 2023 Guidance notes. The currency ERC rates are set at £4m (Four Million Pounds) @ 1st April 2021 (AVD) for the RCG 2023 Publication. | Excludes external works | Measure to GIA | - | - | - | - | - | - | - | 10273 |  | M2 | - | NA | NA | NA | 323.5613 | Option 1 | 401.1527 | 23.98% | 582.7377 | 418.3917 | 29.31% | 4.297% | 418.3917 | 29.31% | Indexed | NA | VOA_GPN_GOV_UK\7246041 | 2019-08-30 | Low | - | Medium | Risk taken from previous CG | - | - | NA | SPONS A&B | NA | (BEAMS Note 2) The ERC for this item should be added to all other rateable items on the hereditament (except land). Therefore the total of the ERC of the other Building Items and the P&M ERC (where applicable) to enable the correct contract size adjustment to be made. ERC of Building Component + ERC of P&M = Total ERC to which contract size adjustment should be applied. The appropriate % adjustment should be made in accordance with the scale for contract size adjustment specified under section 6 of the RCG 2021 Guidance notes. The currency ERC rates are set at £4m (Four Million Pounds) @ 1st April 2019 (AVD) for the RCG 2021 Publication. | - | - | 2 | TRUE
5360 | 42R02A | 4385 | 42R02A | Stores in Industrial Complexes | Basic range | ½ brick walls, pms pitched or flat concrete roof | < 100m² | 3.0m eaves ht | Foundations, reinforced concrete. Frame, none. Upper Floors, none. Roof, concrete flat roof with mineral felt and chippings/pitched roof with plain tiles. External walls, Brick/block double leaf, pointed both sides. Windows and doors, softwood single glazed windows, timber doors and frames. Internal walls, none. Internal Finishes, fair faced brickwork, floated finish to concrete floor. Building Services, general lighting and 13 amp power ring circuit. | Location Adjustment Applicable (See Guidance Notes) - ERC = UK mean of 1.00 | (BEAMS Note 2) The ERC for this item should be added to all other rateable items on the hereditament (except land). Therefore the total of the ERC of the other Building Items and the P&M ERC (where applicable) to enable the correct contract size adjustment to be made. ERC of Building Component + ERC of P&M = Total ERC to which contract size adjustment should be applied. The appropriate % adjustment should be made in accordance with the scale for contract size adjustment specified under section 6 of the RCG 2023 Guidance notes. The currency ERC rates are set at £4m (Four Million Pounds) @ 1st April 2021 (AVD) for the RCG 2023 Publication. | Excludes external works | Measure to GIA | - | - | - | - | - | - | - | 10273 |  | M2 | - | NA | NA | NA | 276.8166 | Option 1 | 343.1983 | 23.98% | 498.5499 | 357.9469 | 29.31% | 4.297% | 357.9469 | 29.31% | Indexed | NA | VOA_GPN_GOV_UK\7246041 | 2019-08-30 | Low | - | Medium | Risk taken from previous CG | - | - | NA | SPONS A&B | NA | (BEAMS Note 2) The ERC for this item should be added to all other rateable items on the hereditament (except land). Therefore the total of the ERC of the other Building Items and the P&M ERC (where applicable) to enable the correct contract size adjustment to be made. ERC of Building Component + ERC of P&M = Total ERC to which contract size adjustment should be applied. The appropriate % adjustment should be made in accordance with the scale for contract size adjustment specified under section 6 of the RCG 2021 Guidance notes. The currency ERC rates are set at £4m (Four Million Pounds) @ 1st April 2019 (AVD) for the RCG 2021 Publication. | - | - | 2 | TRUE
5361 | 42R02F | 4386 | 42R02F | Stores in Industrial Complexes | Basic range | ½ brick walls, pms pitched or flat concrete roof | < 100m² | 3.5m eaves ht | Foundations, reinforced concrete. Frame, none. Upper Floors, none. Roof, concrete flat roof with mineral felt and chippings/pitched roof with plain tiles. External walls, Brick/block double leaf, pointed both sides. Windows and doors, softwood single glazed windows, timber doors and frames. Internal walls, none. Internal Finishes, fair faced brickwork, floated finish to concrete floor. Building Services, general lighting and 13 amp power ring circuit. | Location Adjustment Applicable (See Guidance Notes) - ERC = UK mean of 1.00 | (BEAMS Note 2) The ERC for this item should be added to all other rateable items on the hereditament (except land). Therefore the total of the ERC of the other Building Items and the P&M ERC (where applicable) to enable the correct contract size adjustment to be made. ERC of Building Component + ERC of P&M = Total ERC to which contract size adjustment should be applied. The appropriate % adjustment should be made in accordance with the scale for contract size adjustment specified under section 6 of the RCG 2023 Guidance notes. The currency ERC rates are set at £4m (Four Million Pounds) @ 1st April 2021 (AVD) for the RCG 2023 Publication. | Excludes external works | Measure to GIA | - | - | - | - | - | - | - | 10273 |  | M2 | - | NA | NA | NA | 284.1204 | Option 1 | 352.2537 | 23.98% | 511.7042 | 367.3914 | 29.31% | 4.297% | 367.3914 | 29.31% | Indexed | NA | VOA_GPN_GOV_UK\7246041 | 2019-08-30 | Low | - | Medium | Risk taken from previous CG | - | - | NA | SPONS A&B | NA | (BEAMS Note 2) The ERC for this item should be added to all other rateable items on the hereditament (except land). Therefore the total of the ERC of the other Building Items and the P&M ERC (where applicable) to enable the correct contract size adjustment to be made. ERC of Building Component + ERC of P&M = Total ERC to which contract size adjustment should be applied. The appropriate % adjustment should be made in accordance with the scale for contract size adjustment specified under section 6 of the RCG 2021 Guidance notes. The currency ERC rates are set at £4m (Four Million Pounds) @ 1st April 2019 (AVD) for the RCG 2021 Publication. | - | - | 2 | TRUE
5362 | 42R02K | 4387 | 42R02K | Stores in Industrial Complexes | Basic range | ½ brick walls, pms pitched or flat concrete roof | < 100m² | 4.0m eaves ht | Foundations, reinforced concrete. Frame, none. Upper Floors, none. Roof, concrete flat roof with mineral felt and chippings/pitched roof with plain tiles. External walls, Brick/block double leaf, pointed both sides. Windows and doors, softwood single glazed windows, timber doors and frames. Internal walls, none. Internal Finishes, fair faced brickwork, floated finish to concrete floor. Building Services, general lighting and 13 amp power ring circuit. | Location Adjustment Applicable (See Guidance Notes) - ERC = UK mean of 1.00 | (BEAMS Note 2) The ERC for this item should be added to all other rateable items on the hereditament (except land). Therefore the total of the ERC of the other Building Items and the P&M ERC (where applicable) to enable the correct contract size adjustment to be made. ERC of Building Component + ERC of P&M = Total ERC to which contract size adjustment should be applied. The appropriate % adjustment should be made in accordance with the scale for contract size adjustment specified under section 6 of the RCG 2023 Guidance notes. The currency ERC rates are set at £4m (Four Million Pounds) @ 1st April 2021 (AVD) for the RCG 2023 Publication. | Excludes external works | Measure to GIA | - | - | - | - | - | - | - | 10273 |  | M2 | - | NA | NA | NA | 292.1547 | Option 1 | 362.2146 | 23.98% | 526.174 | 377.7804 | 29.31% | 4.297% | 377.7804 | 29.31% | Indexed | NA | VOA_GPN_GOV_UK\7246041 | 2019-08-30 | Low | - | Medium | Risk taken from previous CG | - | - | NA | SPONS A&B | NA | (BEAMS Note 2) The ERC for this item should be added to all other rateable items on the hereditament (except land). Therefore the total of the ERC of the other Building Items and the P&M ERC (where applicable) to enable the correct contract size adjustment to be made. ERC of Building Component + ERC of P&M = Total ERC to which contract size adjustment should be applied. The appropriate % adjustment should be made in accordance with the scale for contract size adjustment specified under section 6 of the RCG 2021 Guidance notes. The currency ERC rates are set at £4m (Four Million Pounds) @ 1st April 2019 (AVD) for the RCG 2021 Publication. | - | - | 2 | TRUE
5363 | 42R12A | 4393 | 42R12A | Stores in Industrial Complexes | Mid range | Brick walls pitched or flat roof <100m² | General lighting and power | 3.0m eaves ht | Foundations, reinforced concrete. Frame, none. Upper Floors, none. Roof, concrete flat roof with mineral felt and chippings/pitched roof with plain tiles. External walls, Brick/block double leaf, pointed both sides. Windows and doors, softwood single glazed windows, timber doors and frames. Internal walls, none. Internal Finishes, fair faced brickwork, floated finish to concrete floor. Building Services, general lighting and 13 amp power ring circuit. | Location Adjustment Applicable (See Guidance Notes) - ERC = UK mean of 1.00 | (BEAMS Note 2) The ERC for this item should be added to all other rateable items on the hereditament (except land). Therefore the total of the ERC of the other Building Items and the P&M ERC (where applicable) to enable the correct contract size adjustment to be made. ERC of Building Component + ERC of P&M = Total ERC to which contract size adjustment should be applied. The appropriate % adjustment should be made in accordance with the scale for contract size adjustment specified under section 6 of the RCG 2023 Guidance notes. The currency ERC rates are set at £4m (Four Million Pounds) @ 1st April 2021 (AVD) for the RCG 2023 Publication. | Excludes external works | Measure to GIA | - | - | - | - | - | - | - | 10273 |  | M2 | - | NA | NA | NA | 386.3746 | Option 1 | 479.0288 | 23.98% | 695.8651 | 499.6145 | 29.31% | 4.297% | 499.6145 | 29.31% | Indexed | NA | VOA_GPN_GOV_UK\7246041 | 2019-08-30 | Low | - | Medium | Risk taken from previous CG | - | - | NA | SPONS A&B | NA | (BEAMS Note 2) The ERC for this item should be added to all other rateable items on the hereditament (except land). Therefore the total of the ERC of the other Building Items and the P&M ERC (where applicable) to enable the correct contract size adjustment to be made. ERC of Building Component + ERC of P&M = Total ERC to which contract size adjustment should be applied. The appropriate % adjustment should be made in accordance with the scale for contract size adjustment specified under section 6 of the RCG 2021 Guidance notes. The currency ERC rates are set at £4m (Four Million Pounds) @ 1st April 2019 (AVD) for the RCG 2021 Publication. | - | - | 2 | TRUE
5364 | 42R13F | 4394 | 42R13F | Stores in Industrial Complexes | Mid range | Brick walls pitched or flat roof <100m² | General lighting and power | 3.5m eaves ht | Foundations, reinforced concrete. Frame, none. Upper Floors, none. Roof, concrete flat roof with mineral felt and chippings/pitched roof with plain tiles. External walls, Brick/block double leaf, pointed both sides. Windows and doors, softwood single glazed windows, timber doors and frames. Internal walls, none. Internal Finishes, fair faced brickwork, floated finish to concrete floor. Building Services, general lighting and 13 amp power ring circuit. | Location Adjustment Applicable (See Guidance Notes) - ERC = UK mean of 1.00 | (BEAMS Note 2) The ERC for this item should be added to all other rateable items on the hereditament (except land). Therefore the total of the ERC of the other Building Items and the P&M ERC (where applicable) to enable the correct contract size adjustment to be made. ERC of Building Component + ERC of P&M = Total ERC to which contract size adjustment should be applied. The appropriate % adjustment should be made in accordance with the scale for contract size adjustment specified under section 6 of the RCG 2023 Guidance notes. The currency ERC rates are set at £4m (Four Million Pounds) @ 1st April 2021 (AVD) for the RCG 2023 Publication. | Excludes external works | Measure to GIA | - | - | - | - | - | - | - | 10273 |  | M2 | - | NA | NA | NA | 404.6342 | Option 1 | 501.6672 | 23.98% | 728.751 | 523.2258 | 29.31% | 4.297% | 523.2258 | 29.31% | Indexed | NA | VOA_GPN_GOV_UK\7246041 | 2019-08-30 | Low | - | Medium | Risk taken from previous CG | - | - | NA | SPONS A&B | NA | (BEAMS Note 2) The ERC for this item should be added to all other rateable items on the hereditament (except land). Therefore the total of the ERC of the other Building Items and the P&M ERC (where applicable) to enable the correct contract size adjustment to be made. ERC of Building Component + ERC of P&M = Total ERC to which contract size adjustment should be applied. The appropriate % adjustment should be made in accordance with the scale for contract size adjustment specified under section 6 of the RCG 2021 Guidance notes. The currency ERC rates are set at £4m (Four Million Pounds) @ 1st April 2019 (AVD) for the RCG 2021 Publication. | - | - | 2 | TRUE
5365 | 42R14K | 4395 | 42R14K | Stores in Industrial Complexes | Mid range | Brick walls pitched or flat roof <100m² | General lighting and power | 4.0m eaves ht | Foundations, reinforced concrete. Frame, none. Upper Floors, none. Roof, concrete flat roof with mineral felt and chippings/pitched roof with plain tiles. External walls, Brick/block double leaf, pointed both sides. Windows and doors, softwood single glazed windows, timber doors and frames. Internal walls, none. Internal Finishes, fair faced brickwork, floated finish to concrete floor. Building Services, general lighting and 13 amp power ring circuit. | Location Adjustment Applicable (See Guidance Notes) - ERC = UK mean of 1.00 | (BEAMS Note 2) The ERC for this item should be added to all other rateable items on the hereditament (except land). Therefore the total of the ERC of the other Building Items and the P&M ERC (where applicable) to enable the correct contract size adjustment to be made. ERC of Building Component + ERC of P&M = Total ERC to which contract size adjustment should be applied. The appropriate % adjustment should be made in accordance with the scale for contract size adjustment specified under section 6 of the RCG 2023 Guidance notes. The currency ERC rates are set at £4m (Four Million Pounds) @ 1st April 2021 (AVD) for the RCG 2023 Publication. | Excludes external works | Measure to GIA | - | - | - | - | - | - | - | 10273 |  | M2 | - | NA | NA | NA | 422.1635 | Option 1 | 523.4001 | 23.98% | 760.3214 | 545.8926 | 29.31% | 4.297% | 545.8926 | 29.31% | Indexed | NA | VOA_GPN_GOV_UK\7246041 | 2019-08-30 | Low | - | Medium | Risk taken from previous CG | - | - | NA | SPONS A&B | NA | (BEAMS Note 2) The ERC for this item should be added to all other rateable items on the hereditament (except land). Therefore the total of the ERC of the other Building Items and the P&M ERC (where applicable) to enable the correct contract size adjustment to be made. ERC of Building Component + ERC of P&M = Total ERC to which contract size adjustment should be applied. The appropriate % adjustment should be made in accordance with the scale for contract size adjustment specified under section 6 of the RCG 2021 Guidance notes. The currency ERC rates are set at £4m (Four Million Pounds) @ 1st April 2019 (AVD) for the RCG 2021 Publication. | - | - | 2 | TRUE
5366 | 42R15P | 4396 | 42R15P | Stores in Industrial Complexes | Mid range | Brick walls pitched or flat roof <100m² | General lighting and power | 4.5m eaves ht | Foundations, reinforced concrete. Frame, none. Upper Floors, none. Roof, concrete flat roof with mineral felt and chippings/pitched roof with plain tiles. External walls, Brick/block double leaf, pointed both sides. Windows and doors, softwood single glazed windows, timber doors and frames. Internal walls, none. Internal Finishes, fair faced brickwork, floated finish to concrete floor. Building Services, general lighting and 13 amp power ring circuit. | Location Adjustment Applicable (See Guidance Notes) - ERC = UK mean of 1.00 | (BEAMS Note 2) The ERC for this item should be added to all other rateable items on the hereditament (except land). Therefore the total of the ERC of the other Building Items and the P&M ERC (where applicable) to enable the correct contract size adjustment to be made. ERC of Building Component + ERC of P&M = Total ERC to which contract size adjustment should be applied. The appropriate % adjustment should be made in accordance with the scale for contract size adjustment specified under section 6 of the RCG 2023 Guidance notes. The currency ERC rates are set at £4m (Four Million Pounds) @ 1st April 2021 (AVD) for the RCG 2023 Publication. | Excludes external works | Measure to GIA | - | - | - | - | - | - | - | 10273 |  | M2 | - | NA | NA | NA | 440.4232 | Option 1 | 546.0385 | 23.98% | 793.2073 | 569.5039 | 29.31% | 4.297% | 569.5039 | 29.31% | Indexed | NA | VOA_GPN_GOV_UK\7246041 | 2019-08-30 | Low | - | Medium | Risk taken from previous CG | - | - | NA | SPONS A&B | NA | (BEAMS Note 2) The ERC for this item should be added to all other rateable items on the hereditament (except land). Therefore the total of the ERC of the other Building Items and the P&M ERC (where applicable) to enable the correct contract size adjustment to be made. ERC of Building Component + ERC of P&M = Total ERC to which contract size adjustment should be applied. The appropriate % adjustment should be made in accordance with the scale for contract size adjustment specified under section 6 of the RCG 2021 Guidance notes. The currency ERC rates are set at £4m (Four Million Pounds) @ 1st April 2019 (AVD) for the RCG 2021 Publication. | - | - | 2 | TRUE
5367 | 42R16U | 4397 | 42R16U | Stores in Industrial Complexes | Mid range | Brick walls pitched or flat roof <100m² | General lighting and power | 5.0m eaves ht | Foundations, reinforced concrete. Frame, none. Upper Floors, none. Roof, concrete flat roof with mineral felt and chippings/pitched roof with plain tiles. External walls, Brick/block double leaf, pointed both sides. Windows and doors, softwood single glazed windows, timber doors and frames. Internal walls, none. Internal Finishes, fair faced brickwork, floated finish to concrete floor. Building Services, general lighting and 13 amp power ring circuit. | Location Adjustment Applicable (See Guidance Notes) - ERC = UK mean of 1.00 | (BEAMS Note 2) The ERC for this item should be added to all other rateable items on the hereditament (except land). Therefore the total of the ERC of the other Building Items and the P&M ERC (where applicable) to enable the correct contract size adjustment to be made. ERC of Building Component + ERC of P&M = Total ERC to which contract size adjustment should be applied. The appropriate % adjustment should be made in accordance with the scale for contract size adjustment specified under section 6 of the RCG 2023 Guidance notes. The currency ERC rates are set at £4m (Four Million Pounds) @ 1st April 2021 (AVD) for the RCG 2023 Publication. | Excludes external works | Measure to GIA | - | - | - | - | - | - | - | 10273 |  | M2 | - | NA | NA | NA | 457.9525 | Option 1 | 567.7714 | 23.98% | 824.7777 | 592.1707 | 29.31% | 4.297% | 592.1707 | 29.31% | Indexed | NA | VOA_GPN_GOV_UK\7246041 | 2019-08-30 | Low | - | Medium | Risk taken from previous CG | - | - | NA | SPONS A&B | NA | (BEAMS Note 2) The ERC for this item should be added to all other rateable items on the hereditament (except land). Therefore the total of the ERC of the other Building Items and the P&M ERC (where applicable) to enable the correct contract size adjustment to be made. ERC of Building Component + ERC of P&M = Total ERC to which contract size adjustment should be applied. The appropriate % adjustment should be made in accordance with the scale for contract size adjustment specified under section 6 of the RCG 2021 Guidance notes. The currency ERC rates are set at £4m (Four Million Pounds) @ 1st April 2019 (AVD) for the RCG 2021 Publication. | - | - | 2 | TRUE
5368 | 42R10A | 4388 | 42R10A | Stores in Industrial Complexes | Mid range | Brick walls pitched or flat roof >100m² | General lighting and power | 3.0m eaves ht | Foundations, reinforced concrete. Frame, none. Upper Floors, none. Roof, concrete flat roof with mineral felt and chippings/pitched roof with plain tiles. External walls, Brick/block double leaf, pointed both sides. Windows and doors, softwood single glazed windows, timber doors and frames. Internal walls, none. Internal Finishes, fair faced brickwork, floated finish to concrete floor. Building Services, general lighting and 13 amp power ring circuit. | Location Adjustment Applicable (See Guidance Notes) - ERC = UK mean of 1.00 | (BEAMS Note 2) The ERC for this item should be added to all other rateable items on the hereditament (except land). Therefore the total of the ERC of the other Building Items and the P&M ERC (where applicable) to enable the correct contract size adjustment to be made. ERC of Building Component + ERC of P&M = Total ERC to which contract size adjustment should be applied. The appropriate % adjustment should be made in accordance with the scale for contract size adjustment specified under section 6 of the RCG 2023 Guidance notes. The currency ERC rates are set at £4m (Four Million Pounds) @ 1st April 2021 (AVD) for the RCG 2023 Publication. | Excludes external works | Measure to GIA | - | - | - | - | - | - | - | 10273 |  | M2 | - | NA | NA | NA | 330.8652 | Option 1 | 410.208 | 23.98% | 595.8921 | 427.8362 | 29.31% | 4.297% | 427.8362 | 29.31% | Indexed | NA | VOA_GPN_GOV_UK\7246041 | 2019-08-30 | Low | - | Medium | Risk taken from previous CG | - | - | NA | SPONS A&B | NA | (BEAMS Note 2) The ERC for this item should be added to all other rateable items on the hereditament (except land). Therefore the total of the ERC of the other Building Items and the P&M ERC (where applicable) to enable the correct contract size adjustment to be made. ERC of Building Component + ERC of P&M = Total ERC to which contract size adjustment should be applied. The appropriate % adjustment should be made in accordance with the scale for contract size adjustment specified under section 6 of the RCG 2021 Guidance notes. The currency ERC rates are set at £4m (Four Million Pounds) @ 1st April 2019 (AVD) for the RCG 2021 Publication. | - | - | 2 | TRUE
5369 | 42R10F | 4389 | 42R10F | Stores in Industrial Complexes | Mid range | Brick walls pitched or flat roof >100m² | General lighting and power | 3.5m eaves ht | Foundations, reinforced concrete. Frame, none. Upper Floors, none. Roof, concrete flat roof with mineral felt and chippings/pitched roof with plain tiles. External walls, Brick/block double leaf, pointed both sides. Windows and doors, softwood single glazed windows, timber doors and frames. Internal walls, none. Internal Finishes, fair faced brickwork, floated finish to concrete floor. Building Services, general lighting and 13 amp power ring circuit. | Location Adjustment Applicable (See Guidance Notes) - ERC = UK mean of 1.00 | (BEAMS Note 2) The ERC for this item should be added to all other rateable items on the hereditament (except land). Therefore the total of the ERC of the other Building Items and the P&M ERC (where applicable) to enable the correct contract size adjustment to be made. ERC of Building Component + ERC of P&M = Total ERC to which contract size adjustment should be applied. The appropriate % adjustment should be made in accordance with the scale for contract size adjustment specified under section 6 of the RCG 2023 Guidance notes. The currency ERC rates are set at £4m (Four Million Pounds) @ 1st April 2021 (AVD) for the RCG 2023 Publication. | Excludes external works | Measure to GIA | - | - | - | - | - | - | - | 10273 |  | M2 | - | NA | NA | NA | 344.7425 | Option 1 | 427.4132 | 23.98% | 620.8853 | 445.7808 | 29.31% | 4.297% | 445.7808 | 29.31% | Indexed | NA | VOA_GPN_GOV_UK\7246041 | 2019-08-30 | Low | - | Medium | Risk taken from previous CG | - | - | NA | SPONS A&B | NA | (BEAMS Note 2) The ERC for this item should be added to all other rateable items on the hereditament (except land). Therefore the total of the ERC of the other Building Items and the P&M ERC (where applicable) to enable the correct contract size adjustment to be made. ERC of Building Component + ERC of P&M = Total ERC to which contract size adjustment should be applied. The appropriate % adjustment should be made in accordance with the scale for contract size adjustment specified under section 6 of the RCG 2021 Guidance notes. The currency ERC rates are set at £4m (Four Million Pounds) @ 1st April 2019 (AVD) for the RCG 2021 Publication. | - | - | 2 | TRUE
5370 | 42R10K | 4390 | 42R10K | Stores in Industrial Complexes | Mid range | Brick walls pitched or flat roof >100m² | General lighting and power | 4.0m eaves ht | Foundations, reinforced concrete. Frame, none. Upper Floors, none. Roof, concrete flat roof with mineral felt and chippings/pitched roof with plain tiles. External walls, Brick/block double leaf, pointed both sides. Windows and doors, softwood single glazed windows, timber doors and frames. Internal walls, none. Internal Finishes, fair faced brickwork, floated finish to concrete floor. Building Services, general lighting and 13 amp power ring circuit. | Location Adjustment Applicable (See Guidance Notes) - ERC = UK mean of 1.00 | (BEAMS Note 2) The ERC for this item should be added to all other rateable items on the hereditament (except land). Therefore the total of the ERC of the other Building Items and the P&M ERC (where applicable) to enable the correct contract size adjustment to be made. ERC of Building Component + ERC of P&M = Total ERC to which contract size adjustment should be applied. The appropriate % adjustment should be made in accordance with the scale for contract size adjustment specified under section 6 of the RCG 2023 Guidance notes. The currency ERC rates are set at £4m (Four Million Pounds) @ 1st April 2021 (AVD) for the RCG 2023 Publication. | Excludes external works | Measure to GIA | - | - | - | - | - | - | - | 10273 |  | M2 | - | NA | NA | NA | 357.8895 | Option 1 | 443.7129 | 23.98% | 644.5632 | 462.7809 | 29.31% | 4.297% | 462.7809 | 29.31% | Indexed | NA | VOA_GPN_GOV_UK\7246041 | 2019-08-30 | Low | - | Medium | Risk taken from previous CG | - | - | NA | SPONS A&B | NA | (BEAMS Note 2) The ERC for this item should be added to all other rateable items on the hereditament (except land). Therefore the total of the ERC of the other Building Items and the P&M ERC (where applicable) to enable the correct contract size adjustment to be made. ERC of Building Component + ERC of P&M = Total ERC to which contract size adjustment should be applied. The appropriate % adjustment should be made in accordance with the scale for contract size adjustment specified under section 6 of the RCG 2021 Guidance notes. The currency ERC rates are set at £4m (Four Million Pounds) @ 1st April 2019 (AVD) for the RCG 2021 Publication. | - | - | 2 | TRUE
5371 | 42R10P | 4391 | 42R10P | Stores in Industrial Complexes | Mid range | Brick walls pitched or flat roof >100m² | General lighting and power | 4.5m eaves ht | Foundations, reinforced concrete. Frame, none. Upper Floors, none. Roof, concrete flat roof with mineral felt and chippings/pitched roof with plain tiles. External walls, Brick/block double leaf, pointed both sides. Windows and doors, softwood single glazed windows, timber doors and frames. Internal walls, none. Internal Finishes, fair faced brickwork, floated finish to concrete floor. Building Services, general lighting and 13 amp power ring circuit. | Location Adjustment Applicable (See Guidance Notes) - ERC = UK mean of 1.00 | (BEAMS Note 2) The ERC for this item should be added to all other rateable items on the hereditament (except land). Therefore the total of the ERC of the other Building Items and the P&M ERC (where applicable) to enable the correct contract size adjustment to be made. ERC of Building Component + ERC of P&M = Total ERC to which contract size adjustment should be applied. The appropriate % adjustment should be made in accordance with the scale for contract size adjustment specified under section 6 of the RCG 2023 Guidance notes. The currency ERC rates are set at £4m (Four Million Pounds) @ 1st April 2021 (AVD) for the RCG 2023 Publication. | Excludes external works | Measure to GIA | - | - | - | - | - | - | - | 10273 |  | M2 | - | NA | NA | NA | 371.7668 | Option 1 | 460.9181 | 23.98% | 669.5564 | 480.7255 | 29.31% | 4.297% | 480.7255 | 29.31% | Indexed | NA | VOA_GPN_GOV_UK\7246041 | 2019-08-30 | Low | - | Medium | Risk taken from previous CG | - | - | NA | SPONS A&B | NA | (BEAMS Note 2) The ERC for this item should be added to all other rateable items on the hereditament (except land). Therefore the total of the ERC of the other Building Items and the P&M ERC (where applicable) to enable the correct contract size adjustment to be made. ERC of Building Component + ERC of P&M = Total ERC to which contract size adjustment should be applied. The appropriate % adjustment should be made in accordance with the scale for contract size adjustment specified under section 6 of the RCG 2021 Guidance notes. The currency ERC rates are set at £4m (Four Million Pounds) @ 1st April 2019 (AVD) for the RCG 2021 Publication. | - | - | 2 | TRUE
5372 | 42R10U | 4392 | 42R10U | Stores in Industrial Complexes | Mid range | Brick walls pitched or flat roof >100m² | General lighting and power | 5.0m eaves ht | Foundations, reinforced concrete. Frame, none. Upper Floors, none. Roof, concrete flat roof with mineral felt and chippings/pitched roof with plain tiles. External walls, Brick/block double leaf, pointed both sides. Windows and doors, softwood single glazed windows, timber doors and frames. Internal walls, none. Internal Finishes, fair faced brickwork, floated finish to concrete floor. Building Services, general lighting and 13 amp power ring circuit. | Location Adjustment Applicable (See Guidance Notes) - ERC = UK mean of 1.00 | (BEAMS Note 2) The ERC for this item should be added to all other rateable items on the hereditament (except land). Therefore the total of the ERC of the other Building Items and the P&M ERC (where applicable) to enable the correct contract size adjustment to be made. ERC of Building Component + ERC of P&M = Total ERC to which contract size adjustment should be applied. The appropriate % adjustment should be made in accordance with the scale for contract size adjustment specified under section 6 of the RCG 2023 Guidance notes. The currency ERC rates are set at £4m (Four Million Pounds) @ 1st April 2021 (AVD) for the RCG 2023 Publication. | Excludes external works | Measure to GIA | - | - | - | - | - | - | - | 10273 |  | M2 | - | NA | NA | NA | 384.9138 | Option 1 | 477.2177 | 23.98% | 693.2342 | 497.7256 | 29.31% | 4.297% | 497.7256 | 29.31% | Indexed | NA | VOA_GPN_GOV_UK\7246041 | 2019-08-30 | Low | - | Medium | Risk taken from previous CG | - | - | NA | SPONS A&B | NA | (BEAMS Note 2) The ERC for this item should be added to all other rateable items on the hereditament (except land). Therefore the total of the ERC of the other Building Items and the P&M ERC (where applicable) to enable the correct contract size adjustment to be made. ERC of Building Component + ERC of P&M = Total ERC to which contract size adjustment should be applied. The appropriate % adjustment should be made in accordance with the scale for contract size adjustment specified under section 6 of the RCG 2021 Guidance notes. The currency ERC rates are set at £4m (Four Million Pounds) @ 1st April 2019 (AVD) for the RCG 2021 Publication. | - | - | 2 | TRUE
5373 | 43K10A | 4275 | 43K10A | Sub stations | Basic range | Brick walls with flat roof | General lighting and power | < 50m² | Sub Stations - Basic Range. Single storey building comprising in-situ concrete foundations and trowelled floor slab with thickening at edges; 225mm standard facing brick external walls; flat roof with built up felt on timber boards on timber joists with fireproof board linings to ceilings under; softwood framed, ledged, braced and battened external door; Simple electric lighting and power. This beacon does not include for specialised mains equipment, switchgear, fuse boards or bus bars. | Location Adjustment Applicable (See Guidance Notes) - ERC = UK mean of 1.00 | (BEAMS Note 2) The ERC for this item should be added to all other rateable items on the hereditament (except land). Therefore the total of the ERC of the other Building Items and the P&M ERC (where applicable) to enable the correct contract size adjustment to be made. ERC of Building Component + ERC of P&M = Total ERC to which contract size adjustment should be applied. The appropriate % adjustment should be made in accordance with the scale for contract size adjustment specified under section 6 of the RCG 2023 Guidance notes. The currency ERC rates are set at £4m (Four Million Pounds) @ 1st April 2021 (AVD) for the RCG 2023 Publication. | - | Measure to GIA = m2 | - | - | - | - | Excludes external works. Additional cost of attached transformer bay of approximately 15m2 internal area constructed of one brick thick dividing walls with metal gate and fencing to open side and gravel surround to concrete transformer support plinth is £4,508 each. | Photo 1 - Typical substation around 65m2 | - | 10274 |  | M2 | one | NA | NA | NA | 629.5214 | Option 1 | 780.4832 | 23.98% | 1217.0311 | 873.7992 | 38.8% | 11.96% | 873.7992 | 38.8% | Indexed | NA | VOA_GPN_GOV_UK\7246041 | 2019-08-30 | Low | - | Medium | Risk taken from previous CG | - | - | NA | SPONS A&B | NA | (BEAMS Note 2) The ERC for this item should be added to all other rateable items on the hereditament (except land). Therefore the total of the ERC of the other Building Items and the P&M ERC (where applicable) to enable the correct contract size adjustment to be made. ERC of Building Component + ERC of P&M = Total ERC to which contract size adjustment should be applied. The appropriate % adjustment should be made in accordance with the scale for contract size adjustment specified under section 6 of the RCG 2021 Guidance notes. The currency ERC rates are set at £4m (Four Million Pounds) @ 1st April 2019 (AVD) for the RCG 2021 Publication. | Photo 1 - Typical substation around 65m2 | - | 2 | TRUE
5374 | 43K10F | 4276 | 43K10F | Sub stations | Basic range | Brick walls with flat roof | General lighting and power | 50m² - 100m² | Sub Stations - Basic Range. Single storey building comprising in-situ concrete foundations and trowelled floor slab with thickening at edges; 225mm standard facing brick external walls; flat roof with built up felt on timber boards on timber joists with fireproof board linings to ceilings under; softwood framed, ledged, braced and battened external door; Simple electric lighting and power. This beacon does not include for specialised mains equipment, switchgear, fuse boards or bus bars. | Location Adjustment Applicable (See Guidance Notes) - ERC = UK mean of 1.00 | (BEAMS Note 2) The ERC for this item should be added to all other rateable items on the hereditament (except land). Therefore the total of the ERC of the other Building Items and the P&M ERC (where applicable) to enable the correct contract size adjustment to be made. ERC of Building Component + ERC of P&M = Total ERC to which contract size adjustment should be applied. The appropriate % adjustment should be made in accordance with the scale for contract size adjustment specified under section 6 of the RCG 2023 Guidance notes. The currency ERC rates are set at £4m (Four Million Pounds) @ 1st April 2021 (AVD) for the RCG 2023 Publication. | - | Measure to GIA = m2 | - | - | - | - | Excludes external works. Additional cost of attached transformer bay of approximately 15m2 internal area constructed of one brick thick dividing walls with metal gate and fencing to open side and gravel surround to concrete transformer support plinth is £4,508 each. | Photo 1 - Typical substation around 65m2 | - | 10274 |  | M2 | one | NA | NA | NA | 535.934 | Option 1 | 664.4532 | 23.98% | 1041.1994 | 747.5563 | 39.49% | 12.51% | 747.5563 | 39.49% | Indexed | NA | VOA_GPN_GOV_UK\7246041 | 2019-08-30 | Low | - | Medium | Risk taken from previous CG | - | - | NA | SPONS A&B | NA | (BEAMS Note 2) The ERC for this item should be added to all other rateable items on the hereditament (except land). Therefore the total of the ERC of the other Building Items and the P&M ERC (where applicable) to enable the correct contract size adjustment to be made. ERC of Building Component + ERC of P&M = Total ERC to which contract size adjustment should be applied. The appropriate % adjustment should be made in accordance with the scale for contract size adjustment specified under section 6 of the RCG 2021 Guidance notes. The currency ERC rates are set at £4m (Four Million Pounds) @ 1st April 2019 (AVD) for the RCG 2021 Publication. | Photo 1 - Typical substation around 65m2 | - | 2 | TRUE
5375 | 43K00A | 4269 | 43K00A | Sub stations | Mid range | Cavity walls with pitched or flat roof | Fire resisting doors, general lighting and power | < 100m² | Sub Stations - Mid Range. Single storey building comprising in-situ concrete foundations and floor slab with granolithic or trowelled waterproof finish; Facing brick cavity walls and brick partitions; tile covered pitched roof; WC and washbasin; fire resisting doors; electric lighting and power. This beacon does not include for specialised mains equipment, switchgear, fuse boards or bus bars. | Location Adjustment Applicable (See Guidance Notes) - ERC = UK mean of 1.00 | (BEAMS Note 2) The ERC for this item should be added to all other rateable items on the hereditament (except land). Therefore the total of the ERC of the other Building Items and the P&M ERC (where applicable) to enable the correct contract size adjustment to be made. ERC of Building Component + ERC of P&M = Total ERC to which contract size adjustment should be applied. The appropriate % adjustment should be made in accordance with the scale for contract size adjustment specified under section 6 of the RCG 2023 Guidance notes. The currency ERC rates are set at £4m (Four Million Pounds) @ 1st April 2021 (AVD) for the RCG 2023 Publication. | - | Measure to GIA = m2 | - | - | - | - | Excludes external works. Additional cost of attached transformer bay of approximately 15m2 internal area constructed of one brick thick dividing walls with metal gate and fencing to open side and gravel surround to concrete transformer support plinth is £4,508 each. | Photo 1 - Typical substation around 85m2 | - | 10274 |  | M2 | one | NA | NA | NA | 840.8242 | Option 1 | 1042.4573 | 23.98% | 1434.2349 | 1029.7464 | 22.47% | -1.219% | 1029.7464 | 22.47% | Indexed | NA | VOA_GPN_GOV_UK\7246041 | 2019-08-30 | Low | - | Medium | Risk taken from previous CG | - | - | NA | SPONS A&B | NA | (BEAMS Note 2) The ERC for this item should be added to all other rateable items on the hereditament (except land). Therefore the total of the ERC of the other Building Items and the P&M ERC (where applicable) to enable the correct contract size adjustment to be made. ERC of Building Component + ERC of P&M = Total ERC to which contract size adjustment should be applied. The appropriate % adjustment should be made in accordance with the scale for contract size adjustment specified under section 6 of the RCG 2021 Guidance notes. The currency ERC rates are set at £4m (Four Million Pounds) @ 1st April 2019 (AVD) for the RCG 2021 Publication. | Photo 1 - Typical substation around 85m2 | - | 2 | TRUE
5376 | 43K00F | 4270 | 43K00F | Sub stations | Mid range | Cavity walls with pitched or flat roof | Fire resisting doors, general lighting and power | 100m² - 200m² | Sub Stations - Mid Range. Single storey building comprising in-situ concrete foundations and floor slab with granolithic or trowelled waterproof finish; Facing brick cavity walls and brick partitions; tile covered pitched roof; WC and washbasin; fire resisting doors; electric lighting and power. This beacon does not include for specialised mains equipment, switchgear, fuse boards or bus bars. | Location Adjustment Applicable (See Guidance Notes) - ERC = UK mean of 1.00 | (BEAMS Note 2) The ERC for this item should be added to all other rateable items on the hereditament (except land). Therefore the total of the ERC of the other Building Items and the P&M ERC (where applicable) to enable the correct contract size adjustment to be made. ERC of Building Component + ERC of P&M = Total ERC to which contract size adjustment should be applied. The appropriate % adjustment should be made in accordance with the scale for contract size adjustment specified under section 6 of the RCG 2023 Guidance notes. The currency ERC rates are set at £4m (Four Million Pounds) @ 1st April 2021 (AVD) for the RCG 2023 Publication. | - | Measure to GIA = m2 | - | - | - | - | Excludes external works. Additional cost of attached transformer bay of approximately 15m2 internal area constructed of one brick thick dividing walls with metal gate and fencing to open side and gravel surround to concrete transformer support plinth is £4,508 each. | Photo 1 - Typical substation around 85m2 | - | 10274 |  | M2 | one | NA | NA | NA | 819.6208 | Option 1 | 1016.1692 | 23.98% | 1313.5661 | 943.109 | 15.07% | -7.19% | 943.109 | 15.07% | Indexed | NA | VOA_GPN_GOV_UK\7246041 | 2019-08-30 | Low | - | Medium | Risk taken from previous CG | - | - | NA | SPONS A&B | NA | (BEAMS Note 2) The ERC for this item should be added to all other rateable items on the hereditament (except land). Therefore the total of the ERC of the other Building Items and the P&M ERC (where applicable) to enable the correct contract size adjustment to be made. ERC of Building Component + ERC of P&M = Total ERC to which contract size adjustment should be applied. The appropriate % adjustment should be made in accordance with the scale for contract size adjustment specified under section 6 of the RCG 2021 Guidance notes. The currency ERC rates are set at £4m (Four Million Pounds) @ 1st April 2019 (AVD) for the RCG 2021 Publication. | Photo 1 - Typical substation around 85m2 | - | 2 | TRUE
5377 | 43K00K | 4271 | 43K00K | Sub stations | Mid range | Cavity walls with pitched or flat roof | Fire resisting doors, general lighting and power | > 200m² | Sub Stations - Mid Range. Single storey building comprising in-situ concrete foundations and floor slab with granolithic or trowelled waterproof finish; Facing brick cavity walls and brick partitions; tile covered pitched roof; WC and washbasin; fire resisting doors; electric lighting and power. This beacon does not include for specialised mains equipment, switchgear, fuse boards or bus bars. | Location Adjustment Applicable (See Guidance Notes) - ERC = UK mean of 1.00 | (BEAMS Note 2) The ERC for this item should be added to all other rateable items on the hereditament (except land). Therefore the total of the ERC of the other Building Items and the P&M ERC (where applicable) to enable the correct contract size adjustment to be made. ERC of Building Component + ERC of P&M = Total ERC to which contract size adjustment should be applied. The appropriate % adjustment should be made in accordance with the scale for contract size adjustment specified under section 6 of the RCG 2023 Guidance notes. The currency ERC rates are set at £4m (Four Million Pounds) @ 1st April 2021 (AVD) for the RCG 2023 Publication. | - | Measure to GIA = m2 | - | - | - | - | Excludes external works. Additional cost of attached transformer bay of approximately 15m2 internal area constructed of one brick thick dividing walls with metal gate and fencing to open side and gravel surround to concrete transformer support plinth is £4,508 each. | Photo 1 - Typical substation around 85m2 | - | 10274 |  | M2 | one | NA | NA | NA | 814.5027 | Option 1 | 1009.8238 | 23.98% | 1388.2658 | 996.7417 | 22.37% | -1.295% | 996.7417 | 22.37% | Indexed | NA | VOA_GPN_GOV_UK\7246041 | 2019-08-30 | Low | - | Medium | Risk taken from previous CG | - | - | NA | SPONS A&B | NA | (BEAMS Note 2) The ERC for this item should be added to all other rateable items on the hereditament (except land). Therefore the total of the ERC of the other Building Items and the P&M ERC (where applicable) to enable the correct contract size adjustment to be made. ERC of Building Component + ERC of P&M = Total ERC to which contract size adjustment should be applied. The appropriate % adjustment should be made in accordance with the scale for contract size adjustment specified under section 6 of the RCG 2021 Guidance notes. The currency ERC rates are set at £4m (Four Million Pounds) @ 1st April 2019 (AVD) for the RCG 2021 Publication. | Photo 1 - Typical substation around 85m2 | - | 2 | TRUE
5378 | 98A084 | 9766 | 98A084 | Sugar beet factories | Ancillary buildings | Amenity building | 4.50m high single storey | Internal building | The building costed here is a typical detached internal building with tea bar, toilets, conference, training room, first aid, consulting and treatment rooms. Internal building, typical construction. External Walls: Timber framed with sheet material cladding, including sound absorption materials and plasterboard inner face. Windows and Doors: Extensive double or triple glazed upvc for insulation both for sound and heat protection. Half glazed door. Internal Walls: Timber stud partitions. Internal Finishes: Emulsion paint to plastered walls and acoustic tile ceilings, and vinyl floor tiles. Building Services: - General lighting and extra power sockets for equipment; heating; air conditioning; fire alarms and emergency lighting, sprinklers. These are for single internal structures within an existing building. Variation may include brick walls, timber windows, raised access floors, soft floor coverings and built between storey heights. Usually constructed as single concrete block or stud partition walling with a timber fame flat roof. Internally painted walls. Building services will include electrical power and lighting. | Location Adjustment Applicable (See Guidance Notes) - ERC = UK mean of 1.00 | (BEAMS Note 2) The ERC for this item should be added to all other rateable items on the hereditament (except land). Therefore the total of the ERC of the other Building Items and the P&M ERC (where applicable) to enable the correct contract size adjustment to be made. ERC of Building Component + ERC of P&M = Total ERC to which contract size adjustment should be applied. The appropriate % adjustment should be made in accordance with the scale for contract size adjustment specified under section 6 of the RCG 2023 Guidance notes. The currency ERC rates are set at £4m (Four Million Pounds) @ 1st April 2021 (AVD) for the RCG 2023 Publication. | Excludes foundations. Costs should be adjusted for variations in finish and construction. | GIA - separated from main building. | - | - | - | - | - | - | - | N/A |  | M2 | m2 | NA | NA | NA | #N/A | Option 1 | ERROR | 0% | 1185.9319 | 886.0696 | 0% | 0% | 886.0696 | 0% | Indexed | NA | VOA_GPN_GOV_UK\7246041 | 2019-08-30 | Low | - | Medium | Risk taken from previous CG | - | - | NA | BCIS | NA | (BEAMS Note 2) The ERC for this item should be added to all other rateable items on the hereditament (except land). Therefore the total of the ERC of the other Building Items and the P&M ERC (where applicable) to enable the correct contract size adjustment to be made. ERC of Building Component + ERC of P&M = Total ERC to which contract size adjustment should be applied. The appropriate % adjustment should be made in accordance with the scale for contract size adjustment specified under section 6 of the RCG 2021 Guidance notes. The currency ERC rates are set at £4m (Four Million Pounds) @ 1st April 2019 (AVD) for the RCG 2021 Publication. | - | - | 2 | TRUE
5379 | 98A085 | 9767 | 98A085 | Sugar beet factories | Ancillary buildings | Amenity building | 4.50m high two storey | Internal building | The building costed here is a typical detached internal building with tea bar, toilets, conference, training room, first aid, consulting and treatment rooms. Internal building, typical construction. External Walls: Timber framed with sheet material cladding, including sound absorption materials and plasterboard inner face. Windows and Doors: Extensive double or triple glazed upvc for insulation both for sound and heat protection. Half glazed door. Internal Walls: Timber stud partitions. Internal Finishes: Emulsion paint to plastered walls and acoustic tile ceilings, and vinyl floor tiles. Building Services: - General lighting and extra power sockets for equipment; heating; air conditioning; fire alarms and emergency lighting, sprinklers. These are for single internal structures within an existing building. Variation may include brick walls, timber windows, raised access floors, soft floor coverings and built between storey heights. Usually constructed as single concrete block or stud partition walling with a timber fame flat roof. Internally painted walls. Building services will include electrical power and lighting. | Location Adjustment Applicable (See Guidance Notes) - ERC = UK mean of 1.00 | (BEAMS Note 2) The ERC for this item should be added to all other rateable items on the hereditament (except land). Therefore the total of the ERC of the other Building Items and the P&M ERC (where applicable) to enable the correct contract size adjustment to be made. ERC of Building Component + ERC of P&M = Total ERC to which contract size adjustment should be applied. The appropriate % adjustment should be made in accordance with the scale for contract size adjustment specified under section 6 of the RCG 2023 Guidance notes. The currency ERC rates are set at £4m (Four Million Pounds) @ 1st April 2021 (AVD) for the RCG 2023 Publication. | Excludes foundations. Costs should be adjusted for variations in finish and construction. | GIA - separated from main building. | - | - | - | - | - | - | - | N/A |  | M2 | m2 | NA | NA | NA | #N/A | Option 1 | ERROR | 0% | 1157.9978 | 865.1985 | 0% | 0% | 865.1985 | 0% | Indexed | NA | VOA_GPN_GOV_UK\7246041 | 2019-08-30 | Low | - | Medium | Risk taken from previous CG | - | - | NA | BCIS | NA | (BEAMS Note 2) The ERC for this item should be added to all other rateable items on the hereditament (except land). Therefore the total of the ERC of the other Building Items and the P&M ERC (where applicable) to enable the correct contract size adjustment to be made. ERC of Building Component + ERC of P&M = Total ERC to which contract size adjustment should be applied. The appropriate % adjustment should be made in accordance with the scale for contract size adjustment specified under section 6 of the RCG 2021 Guidance notes. The currency ERC rates are set at £4m (Four Million Pounds) @ 1st April 2019 (AVD) for the RCG 2021 Publication. | - | - | 2 | TRUE
5380 | 98A093 | 9776 | 98A093 | Sugar beet factories | Ancillary buildings | Automated Beet Sample units | - | - | - | Location Adjustment Applicable (See Guidance Notes) - ERC = UK mean of 1.00 | (BEAMS Note 2) The ERC for this item should be added to all other rateable items on the hereditament (except land). Therefore the total of the ERC of the other Building Items and the P&M ERC (where applicable) to enable the correct contract size adjustment to be made. ERC of Building Component + ERC of P&M = Total ERC to which contract size adjustment should be applied. The appropriate % adjustment should be made in accordance with the scale for contract size adjustment specified under section 6 of the RCG 2023 Guidance notes. The currency ERC rates are set at £4m (Four Million Pounds) @ 1st April 2021 (AVD) for the RCG 2023 Publication. | This is an allowance only adjusted from previous and rounded up. | - | - | - | - | - | - | - | - | N/A |  | M2 | m2 | NA | NA | NA | #N/A | Option 1 | ERROR | 0% | 22984.5336 | 16502.3456 | 0% | 0% | 16502.3456 | 0% | Indexed | NA | VOA_GPN_GOV_UK\7246041 | 2019-08-30 | Low | - | Medium | Risk taken from previous CG | - | - | NA | SPONS A&B | NA | (BEAMS Note 2) The ERC for this item should be added to all other rateable items on the hereditament (except land). Therefore the total of the ERC of the other Building Items and the P&M ERC (where applicable) to enable the correct contract size adjustment to be made. ERC of Building Component + ERC of P&M = Total ERC to which contract size adjustment should be applied. The appropriate % adjustment should be made in accordance with the scale for contract size adjustment specified under section 6 of the RCG 2021 Guidance notes. The currency ERC rates are set at £4m (Four Million Pounds) @ 1st April 2019 (AVD) for the RCG 2021 Publication. | - | - | 2 | TRUE
5381 | 98A090 | 9773 | 98A090 | Sugar beet factories | Ancillary buildings | Canopies | Profiled Metal Partially Enclosed | - | Canopies usually are extensions or attached to existing buildings for the purpose off providing shelter whilst loads are transferred. They may be cantilevered from the side of the building or simply supported on columns. Usually they will be roofed with a profiled metal deck system with guttering. They may be partially enclosed on one or more sides. | Location Adjustment Applicable (See Guidance Notes) - ERC = UK mean of 1.00 | (BEAMS Note 2) The ERC for this item should be added to all other rateable items on the hereditament (except land). Therefore the total of the ERC of the other Building Items and the P&M ERC (where applicable) to enable the correct contract size adjustment to be made. ERC of Building Component + ERC of P&M = Total ERC to which contract size adjustment should be applied. The appropriate % adjustment should be made in accordance with the scale for contract size adjustment specified under section 6 of the RCG 2023 Guidance notes. The currency ERC rates are set at £4m (Four Million Pounds) @ 1st April 2021 (AVD) for the RCG 2023 Publication. | Lighting costs are included. | GIA - noting degree of enclosure. | - | - | - | - | Where canopies are partially enclosed add costs from Walls, External Sheet cladding or if the enclosure is more in the nature of a building consider using an industrial building cost applicable to the size and construction. Additions Loading platforms; concrete or brick walls (225mm) with reinforced concrete top slab (250mm) for access of fork lifts etc. Height at 1.2m above floor level- edges with protective strips of solid rubber or similar. Deductions No Lighting - subtract £xx/m2 | - | - | N/A |  | M2 | m2 | NA | NA | NA | #N/A | Option 1 | ERROR | 0% | 384.9909 | 276.4143 | 0% | 0% | 276.4143 | 0% | Indexed | NA | VOA_GPN_GOV_UK\7246041 | 2019-08-30 | Low | - | Medium | Risk taken from previous CG | - | - | NA | SPONS A&B | NA | (BEAMS Note 2) The ERC for this item should be added to all other rateable items on the hereditament (except land). Therefore the total of the ERC of the other Building Items and the P&M ERC (where applicable) to enable the correct contract size adjustment to be made. ERC of Building Component + ERC of P&M = Total ERC to which contract size adjustment should be applied. The appropriate % adjustment should be made in accordance with the scale for contract size adjustment specified under section 6 of the RCG 2021 Guidance notes. The currency ERC rates are set at £4m (Four Million Pounds) @ 1st April 2019 (AVD) for the RCG 2021 Publication. | - | - | 2 | TRUE
5382 | 98A082 | 9764 | 98A082 | Sugar beet factories | Ancillary buildings | Canteen | 4.50m high single storey | Detached/separate building | The building costed here is a typical detached Mess building with kitchen, serving area, dining room/tea bar, toilets, conference, training room, first aid, consulting and treatment rooms. Building Construction most commonly found is reinforced concrete strip foundations with concrete ground slab with cavity brick/insulated concrete block external walls. The roof may be either a concrete or timber framed felted flat roof or in some case pitched roof with concrete roof tiles. The doors and windows are likely to be UPVC double glazed units but at older works traditional wooden or metal casement windows may still be found. Internal walls will be either single concrete block with plaster skimmed finish or plasterboard stud partitions with softwood doors and frames. The internal finish normally found will be emulsion paint to plastered walls and ceilings, vinyl flooring to wet areas and an epoxy resin floor screed in food preparation areas. The remaining internal areas can be floored with vinyl or carpet. Building services will included full gas central heating to steel panel radiators, air supply and extract system, general lighting and power, fire alarms, emergency lighting, reasonable standard of sanitary appliances. | Location Adjustment Applicable (See Guidance Notes) - ERC = UK mean of 1.00 | (BEAMS Note 2) The ERC for this item should be added to all other rateable items on the hereditament (except land). Therefore the total of the ERC of the other Building Items and the P&M ERC (where applicable) to enable the correct contract size adjustment to be made. ERC of Building Component + ERC of P&M = Total ERC to which contract size adjustment should be applied. The appropriate % adjustment should be made in accordance with the scale for contract size adjustment specified under section 6 of the RCG 2023 Guidance notes. The currency ERC rates are set at £4m (Four Million Pounds) @ 1st April 2021 (AVD) for the RCG 2023 Publication. | Costs should be adjusted for variations in finishes and construction. | GIA | - | - | - | - | - | - | - | - |  | M2 | m2 | NA | NA | NA | #N/A | Option 1 | ERROR | 0% | 1185.9319 | 886.0696 | 0% | 0% | 886.0696 | 0% | Indexed | NA | VOA_GPN_GOV_UK\7246041 | 2019-08-30 | Low | - | Medium | Risk taken from previous CG | - | - | NA | BCIS | NA | (BEAMS Note 2) The ERC for this item should be added to all other rateable items on the hereditament (except land). Therefore the total of the ERC of the other Building Items and the P&M ERC (where applicable) to enable the correct contract size adjustment to be made. ERC of Building Component + ERC of P&M = Total ERC to which contract size adjustment should be applied. The appropriate % adjustment should be made in accordance with the scale for contract size adjustment specified under section 6 of the RCG 2021 Guidance notes. The currency ERC rates are set at £4m (Four Million Pounds) @ 1st April 2019 (AVD) for the RCG 2021 Publication. | - | - | 2 | TRUE
5383 | 98A083 | 9765 | 98A083 | Sugar beet factories | Ancillary buildings | Canteen | 4.50m high single storey | Internal building | The building costed here is a typical detached internal building with kitchen, serving area, dining room/tea bar, toilets, conference, training room, first aid, consulting and treatment rooms. Internal building, typical construction. External Walls: Timber framed with sheet material cladding, including sound absorption materials and plasterboard inner face. Windows and Doors: Extensive double or triple glazed upvc for insulation both for sound and heat protection. Half glazed door. Internal Walls: Timber stud partitions. Internal Finishes: Emulsion paint to plastered walls and acoustic tile ceilings, and vinyl floor tiles. Building Services: - General lighting and extra power sockets for equipment; heating; air conditioning; fire alarms and emergency lighting, sprinklers. These are for single internal structures within an existing building. Variation may include brick walls, timber windows, raised access floors, soft floor coverings and built between storey heights. Usually constructed as single concrete block or stud partition walling with a timber fame flat roof. Internally painted walls. Building services will include electrical power and lighting. | Location Adjustment Applicable (See Guidance Notes) - ERC = UK mean of 1.00 | (BEAMS Note 2) The ERC for this item should be added to all other rateable items on the hereditament (except land). Therefore the total of the ERC of the other Building Items and the P&M ERC (where applicable) to enable the correct contract size adjustment to be made. ERC of Building Component + ERC of P&M = Total ERC to which contract size adjustment should be applied. The appropriate % adjustment should be made in accordance with the scale for contract size adjustment specified under section 6 of the RCG 2023 Guidance notes. The currency ERC rates are set at £4m (Four Million Pounds) @ 1st April 2021 (AVD) for the RCG 2023 Publication. | Excludes foundations. Costs should be adjusted for variations in finish and construction. | GIA - separated from main building. | - | - | - | - | - | - | - | N/A |  | M2 | m2 | NA | NA | NA | #N/A | Option 1 | ERROR | 0% | 830.1523 | 620.2487 | 0% | 0% | 620.2487 | 0% | Indexed | NA | VOA_GPN_GOV_UK\7246041 | 2019-08-30 | Low | - | Medium | Risk taken from previous CG | - | - | NA | BCIS | NA | (BEAMS Note 2) The ERC for this item should be added to all other rateable items on the hereditament (except land). Therefore the total of the ERC of the other Building Items and the P&M ERC (where applicable) to enable the correct contract size adjustment to be made. ERC of Building Component + ERC of P&M = Total ERC to which contract size adjustment should be applied. The appropriate % adjustment should be made in accordance with the scale for contract size adjustment specified under section 6 of the RCG 2021 Guidance notes. The currency ERC rates are set at £4m (Four Million Pounds) @ 1st April 2019 (AVD) for the RCG 2021 Publication. | - | - | 2 | TRUE
5384 | 98A092 | 9775 | 98A092 | Sugar beet factories | Ancillary buildings | Lime Slaker House | Internal floors | - | - | Location Adjustment Applicable (See Guidance Notes) - ERC = UK mean of 1.00 | (BEAMS Note 2) The ERC for this item should be added to all other rateable items on the hereditament (except land). Therefore the total of the ERC of the other Building Items and the P&M ERC (where applicable) to enable the correct contract size adjustment to be made. ERC of Building Component + ERC of P&M = Total ERC to which contract size adjustment should be applied. The appropriate % adjustment should be made in accordance with the scale for contract size adjustment specified under section 6 of the RCG 2023 Guidance notes. The currency ERC rates are set at £4m (Four Million Pounds) @ 1st April 2021 (AVD) for the RCG 2023 Publication. | Refer to CG2017 Industrial Section. | - | - | - | - | - | - | - | - | N/A |  | M2 | m2 | NA | NA | NA | #N/A | Option 1 | ERROR | 0% | 305.6943 | 219.4812 | 0% | 0% | 219.4812 | 0% | Indexed | NA | VOA_GPN_GOV_UK\7246041 | 2019-08-30 | Low | - | Medium | Risk taken from previous CG | - | - | NA | SPONS A&B | NA | (BEAMS Note 2) The ERC for this item should be added to all other rateable items on the hereditament (except land). Therefore the total of the ERC of the other Building Items and the P&M ERC (where applicable) to enable the correct contract size adjustment to be made. ERC of Building Component + ERC of P&M = Total ERC to which contract size adjustment should be applied. The appropriate % adjustment should be made in accordance with the scale for contract size adjustment specified under section 6 of the RCG 2021 Guidance notes. The currency ERC rates are set at £4m (Four Million Pounds) @ 1st April 2019 (AVD) for the RCG 2021 Publication. | - | - | 2 | TRUE
5385 | 98A086 | 9768 | 98A086 | Sugar beet factories | Ancillary buildings | Pump houses | 4.50m high | <50m2 GIA | The cost here is for a typical pump house found at industrial complexes brick/block cavity walls from reinforced concrete strip foundations or slab. The roof is either a flat timber framed or concrete slab with a bitumen felt finish. In some cases you can find a timber framed pitched roof with concrete roof tiles. Door and windows are invariably of soft wood frames and single glazed windows. The internal finishes can range for fair faced brick/block to emulsion paint and the floor will normally have a floated concrete screed finish. The building services include electrical lighting and power but no heating or other facilities. | Location Adjustment Applicable (See Guidance Notes) - ERC = UK mean of 1.00 | (BEAMS Note 2) The ERC for this item should be added to all other rateable items on the hereditament (except land). Therefore the total of the ERC of the other Building Items and the P&M ERC (where applicable) to enable the correct contract size adjustment to be made. ERC of Building Component + ERC of P&M = Total ERC to which contract size adjustment should be applied. The appropriate % adjustment should be made in accordance with the scale for contract size adjustment specified under section 6 of the RCG 2023 Guidance notes. The currency ERC rates are set at £4m (Four Million Pounds) @ 1st April 2021 (AVD) for the RCG 2023 Publication. | Cost excludes external works. | GIA | - | - | Pumps and switchgear, chambers, pits and walkways. | - | - | - | - | N/A |  | M2 | m2 | NA | NA | NA | #N/A | Option 1 | ERROR | 0% | 994.202 | 742.8185 | 0% | 0% | 742.8185 | 0% | Indexed | NA | VOA_GPN_GOV_UK\7246041 | 2019-08-30 | Low | - | Medium | Risk taken from previous CG | - | - | NA | BCIS | NA | (BEAMS Note 2) The ERC for this item should be added to all other rateable items on the hereditament (except land). Therefore the total of the ERC of the other Building Items and the P&M ERC (where applicable) to enable the correct contract size adjustment to be made. ERC of Building Component + ERC of P&M = Total ERC to which contract size adjustment should be applied. The appropriate % adjustment should be made in accordance with the scale for contract size adjustment specified under section 6 of the RCG 2021 Guidance notes. The currency ERC rates are set at £4m (Four Million Pounds) @ 1st April 2019 (AVD) for the RCG 2021 Publication. | - | - | 2 | TRUE
5386 | 98A087 | 9769 | 98A087 | Sugar beet factories | Ancillary buildings | Pump houses | 4.50m high | 51m2 - 100m2 GIA | The cost here is for a typical pump house found at industrial complexes brick/block cavity walls from reinforced concrete strip foundations or slab. The roof is either a flat timber framed or concrete slab with a bitumen felt finish. In some cases you can find a timber framed pitched roof with concrete roof tiles. Door and windows are invariably of soft wood frames and single glazed windows. The internal finishes can range for fair faced brick/block to emulsion paint and the floor will normally have a floated concrete screed finish. The building services include electrical lighting and power but no heating or other facilities. | Location Adjustment Applicable (See Guidance Notes) - ERC = UK mean of 1.00 | (BEAMS Note 2) The ERC for this item should be added to all other rateable items on the hereditament (except land). Therefore the total of the ERC of the other Building Items and the P&M ERC (where applicable) to enable the correct contract size adjustment to be made. ERC of Building Component + ERC of P&M = Total ERC to which contract size adjustment should be applied. The appropriate % adjustment should be made in accordance with the scale for contract size adjustment specified under section 6 of the RCG 2023 Guidance notes. The currency ERC rates are set at £4m (Four Million Pounds) @ 1st April 2021 (AVD) for the RCG 2023 Publication. | Cost excludes external works. | GIA | - | - | Pumps and switchgear, chambers, pits and walkways. | - | - | - | - | N/A |  | M2 | m2 | NA | NA | NA | #N/A | Option 1 | ERROR | 0% | 831.676 | 621.3871 | 0% | 0% | 621.3871 | 0% | Indexed | NA | VOA_GPN_GOV_UK\7246041 | 2019-08-30 | Low | - | Medium | Risk taken from previous CG | - | - | NA | BCIS | NA | (BEAMS Note 2) The ERC for this item should be added to all other rateable items on the hereditament (except land). Therefore the total of the ERC of the other Building Items and the P&M ERC (where applicable) to enable the correct contract size adjustment to be made. ERC of Building Component + ERC of P&M = Total ERC to which contract size adjustment should be applied. The appropriate % adjustment should be made in accordance with the scale for contract size adjustment specified under section 6 of the RCG 2021 Guidance notes. The currency ERC rates are set at £4m (Four Million Pounds) @ 1st April 2019 (AVD) for the RCG 2021 Publication. | - | - | 2 | TRUE
5387 | 98A076 | 9758 | 98A076 | Sugar beet factories | Ancillary buildings | Tarehouse | - | - | - | Location Adjustment Applicable (See Guidance Notes) - ERC = UK mean of 1.00 | (BEAMS Note 2) The ERC for this item should be added to all other rateable items on the hereditament (except land). Therefore the total of the ERC of the other Building Items and the P&M ERC (where applicable) to enable the correct contract size adjustment to be made. ERC of Building Component + ERC of P&M = Total ERC to which contract size adjustment should be applied. The appropriate % adjustment should be made in accordance with the scale for contract size adjustment specified under section 6 of the RCG 2023 Guidance notes. The currency ERC rates are set at £4m (Four Million Pounds) @ 1st April 2021 (AVD) for the RCG 2023 Publication. | - | - | - | - | - | - | - | - | - | - |  | M2 | m2 | NA | NA | NA | #N/A | Option 1 | ERROR | 0% | 779.6169 | 582.4911 | 0% | 0% | 582.4911 | 0% | Indexed | NA | VOA_GPN_GOV_UK\7246041 | 2019-08-30 | Low | - | Medium | Risk taken from previous CG | - | - | NA | BCIS | NA | (BEAMS Note 2) The ERC for this item should be added to all other rateable items on the hereditament (except land). Therefore the total of the ERC of the other Building Items and the P&M ERC (where applicable) to enable the correct contract size adjustment to be made. ERC of Building Component + ERC of P&M = Total ERC to which contract size adjustment should be applied. The appropriate % adjustment should be made in accordance with the scale for contract size adjustment specified under section 6 of the RCG 2021 Guidance notes. The currency ERC rates are set at £4m (Four Million Pounds) @ 1st April 2019 (AVD) for the RCG 2021 Publication. | - | - | 2 | TRUE
5388 | 98A070 | 9752 | 98A070 | Sugar beet factories | Boiler House | 1,000m2 GIA | Eaves ht - 7.00m | - | The cost provided here is for a typical boiler house commonly found at industrial complexes. The building depending on foot print will range from a light steel to heavy steel frames off a reinforced concrete beam or slab foundation base. The infill will normally be cavity walls of brick and concrete block with an internal finish of emulsion painted skimmed concrete or plaster walls. Windows and doors will traditional softwood doors and windows. The roof is generally a profiled decked bitumen felt covered flat roof construction but variations are to be expected. The internal finish is hardened concrete floors and no ceiling. The building services will include, but not exclusively, water, electrical power and lighting. You will often find internal buildings that accommodate plant room and staff rest room/office. | Location Adjustment Applicable (See Guidance Notes) - ERC = UK mean of 1.00 | (BEAMS Note 2) The ERC for this item should be added to all other rateable items on the hereditament (except land). Therefore the total of the ERC of the other Building Items and the P&M ERC (where applicable) to enable the correct contract size adjustment to be made. ERC of Building Component + ERC of P&M = Total ERC to which contract size adjustment should be applied. The appropriate % adjustment should be made in accordance with the scale for contract size adjustment specified under section 6 of the RCG 2023 Guidance notes. The currency ERC rates are set at £4m (Four Million Pounds) @ 1st April 2021 (AVD) for the RCG 2023 Publication. | Excludes Boiler equipment external works. Adjustments may have to be made for variations found. | GIA - Applies to main floor area of boiler house (i.e. excludes intermediate floors | - | - | External works, standby generators, boilers, oil storage tanks and chimney | - | - | - | - | - |  | M2 | m2 | NA | NA | NA | #N/A | Option 1 | ERROR | 0% | 824.0738 | 615.7071 | 0% | 0% | 615.7071 | 0% | Indexed | NA | VOA_GPN_GOV_UK\7246041 | 2019-08-30 | Low | - | Medium | Risk taken from previous CG | - | - | NA | BCIS | NA | (BEAMS Note 2) The ERC for this item should be added to all other rateable items on the hereditament (except land). Therefore the total of the ERC of the other Building Items and the P&M ERC (where applicable) to enable the correct contract size adjustment to be made. ERC of Building Component + ERC of P&M = Total ERC to which contract size adjustment should be applied. The appropriate % adjustment should be made in accordance with the scale for contract size adjustment specified under section 6 of the RCG 2021 Guidance notes. The currency ERC rates are set at £4m (Four Million Pounds) @ 1st April 2019 (AVD) for the RCG 2021 Publication. | - | - | 2 | TRUE
5389 | 98A071 | 9753 | 98A071 | Sugar beet factories | Boiler House | 1,000m2 GIA | Eaves ht - 10.00m | - | The cost provided here is for a typical boiler house commonly found at industrial complexes. The building depending on foot print will range from a light steel to heavy steel frames off a reinforced concrete beam or slab foundation base. The infill will normally be cavity walls of brick and concrete block with an internal finish of emulsion painted skimmed concrete or plaster walls. Windows and doors will traditional softwood doors and windows. The roof is generally a profiled decked bitumen felt covered flat roof construction but variations are to be expected. The internal finish is hardened concrete floors and no ceiling. The building services will include, but not exclusively, water, electrical power and lighting. You will often find internal buildings that accommodate plant room and staff rest room/office. | Location Adjustment Applicable (See Guidance Notes) - ERC = UK mean of 1.00 | (BEAMS Note 2) The ERC for this item should be added to all other rateable items on the hereditament (except land). Therefore the total of the ERC of the other Building Items and the P&M ERC (where applicable) to enable the correct contract size adjustment to be made. ERC of Building Component + ERC of P&M = Total ERC to which contract size adjustment should be applied. The appropriate % adjustment should be made in accordance with the scale for contract size adjustment specified under section 6 of the RCG 2023 Guidance notes. The currency ERC rates are set at £4m (Four Million Pounds) @ 1st April 2021 (AVD) for the RCG 2023 Publication. | Excludes Boiler equipment external works. Adjustments may have to be made for variations found. | GIA - Applies to main floor area of boiler house (i.e. excludes intermediate floors | - | - | External works, standby generators, boilers, oil storage tanks and chimney | - | - | - | - | - |  | M2 | m2 | NA | NA | NA | #N/A | Option 1 | ERROR | 0% | 1097.1044 | 819.7021 | 0% | 0% | 819.7021 | 0% | Indexed | NA | VOA_GPN_GOV_UK\7246041 | 2019-08-30 | Low | - | Medium | Risk taken from previous CG | - | - | NA | BCIS | NA | (BEAMS Note 2) The ERC for this item should be added to all other rateable items on the hereditament (except land). Therefore the total of the ERC of the other Building Items and the P&M ERC (where applicable) to enable the correct contract size adjustment to be made. ERC of Building Component + ERC of P&M = Total ERC to which contract size adjustment should be applied. The appropriate % adjustment should be made in accordance with the scale for contract size adjustment specified under section 6 of the RCG 2021 Guidance notes. The currency ERC rates are set at £4m (Four Million Pounds) @ 1st April 2019 (AVD) for the RCG 2021 Publication. | - | - | 2 | TRUE
5390 | 98A072 | 9754 | 98A072 | Sugar beet factories | Boiler House | 1,000m2 GIA | Eaves ht - 12.00m | - | The cost provided here is for a typical boiler house commonly found at industrial complexes. The building depending on foot print will range from a light steel to heavy steel frames off a reinforced concrete beam or slab foundation base. The infill will normally be cavity walls of brick and concrete block with an internal finish of emulsion painted skimmed concrete or plaster walls. Windows and doors will traditional softwood doors and windows. The roof is generally a profiled decked bitumen felt covered flat roof construction but variations are to be expected. The internal finish is hardened concrete floors and no ceiling. The building services will include, but not exclusively, water, electrical power and lighting. You will often find internal buildings that accommodate plant room and staff rest room/office. | Location Adjustment Applicable (See Guidance Notes) - ERC = UK mean of 1.00 | (BEAMS Note 2) The ERC for this item should be added to all other rateable items on the hereditament (except land). Therefore the total of the ERC of the other Building Items and the P&M ERC (where applicable) to enable the correct contract size adjustment to be made. ERC of Building Component + ERC of P&M = Total ERC to which contract size adjustment should be applied. The appropriate % adjustment should be made in accordance with the scale for contract size adjustment specified under section 6 of the RCG 2023 Guidance notes. The currency ERC rates are set at £4m (Four Million Pounds) @ 1st April 2021 (AVD) for the RCG 2023 Publication. | Excludes Boiler equipment external works. Adjustments may have to be made for variations found. | GIA - Applies to main floor area of boiler house (i.e. excludes intermediate floors | - | - | External works, standby generators, boilers, oil storage tanks and chimney | - | - | - | - | - |  | M2 | m2 | NA | NA | NA | #N/A | Option 1 | ERROR | 0% | 1279.1249 | 955.6988 | 0% | 0% | 955.6988 | 0% | Indexed | NA | VOA_GPN_GOV_UK\7246041 | 2019-08-30 | Low | - | Medium | Risk taken from previous CG | - | - | NA | BCIS | NA | (BEAMS Note 2) The ERC for this item should be added to all other rateable items on the hereditament (except land). Therefore the total of the ERC of the other Building Items and the P&M ERC (where applicable) to enable the correct contract size adjustment to be made. ERC of Building Component + ERC of P&M = Total ERC to which contract size adjustment should be applied. The appropriate % adjustment should be made in accordance with the scale for contract size adjustment specified under section 6 of the RCG 2021 Guidance notes. The currency ERC rates are set at £4m (Four Million Pounds) @ 1st April 2019 (AVD) for the RCG 2021 Publication. | - | - | 2 | TRUE
5391 | 98A073 | 9755 | 98A073 | Sugar beet factories | Boiler House | 2,000m2 GIA | Eaves ht - 7.00m | - | The cost provided here is for a typical boiler house commonly found at industrial complexes. The building depending on foot print will range from a light steel to heavy steel frames off a reinforced concrete beam or slab foundation base. The infill will normally be cavity walls of brick and concrete block with an internal finish of emulsion painted skimmed concrete or plaster walls. Windows and doors will traditional softwood doors and windows. The roof is generally a profiled decked bitumen felt covered flat roof construction but variations are to be expected. The internal finish is hardened concrete floors and no ceiling. The building services will include, but not exclusively, water, electrical power and lighting. You will often find internal buildings that accommodate plant room and staff rest room/office. | Location Adjustment Applicable (See Guidance Notes) - ERC = UK mean of 1.00 | (BEAMS Note 2) The ERC for this item should be added to all other rateable items on the hereditament (except land). Therefore the total of the ERC of the other Building Items and the P&M ERC (where applicable) to enable the correct contract size adjustment to be made. ERC of Building Component + ERC of P&M = Total ERC to which contract size adjustment should be applied. The appropriate % adjustment should be made in accordance with the scale for contract size adjustment specified under section 6 of the RCG 2023 Guidance notes. The currency ERC rates are set at £4m (Four Million Pounds) @ 1st April 2021 (AVD) for the RCG 2023 Publication. | Excludes Boiler equipment external works. Adjustments may have to be made for variations found. | GIA - Applies to main floor area of boiler house (i.e. excludes intermediate floors | - | - | External works, standby generators, boilers, oil storage tanks and chimney | - | - | - | - | - |  | M2 | m2 | NA | NA | NA | #N/A | Option 1 | ERROR | 0% | 680.4146 | 508.3721 | 0% | 0% | 508.3721 | 0% | Indexed | NA | VOA_GPN_GOV_UK\7246041 | 2019-08-30 | Low | - | Medium | Risk taken from previous CG | - | - | NA | BCIS | NA | (BEAMS Note 2) The ERC for this item should be added to all other rateable items on the hereditament (except land). Therefore the total of the ERC of the other Building Items and the P&M ERC (where applicable) to enable the correct contract size adjustment to be made. ERC of Building Component + ERC of P&M = Total ERC to which contract size adjustment should be applied. The appropriate % adjustment should be made in accordance with the scale for contract size adjustment specified under section 6 of the RCG 2021 Guidance notes. The currency ERC rates are set at £4m (Four Million Pounds) @ 1st April 2019 (AVD) for the RCG 2021 Publication. | - | - | 2 | TRUE
5392 | 98A074 | 9756 | 98A074 | Sugar beet factories | Boiler House | 2,000m2 GIA | Eaves ht - 10.00m | - | The cost provided here is for a typical boiler house commonly found at industrial complexes. The building depending on foot print will range from a light steel to heavy steel frames off a reinforced concrete beam or slab foundation base. The infill will normally be cavity walls of brick and concrete block with an internal finish of emulsion painted skimmed concrete or plaster walls. Windows and doors will traditional softwood doors and windows. The roof is generally a profiled decked bitumen felt covered flat roof construction but variations are to be expected. The internal finish is hardened concrete floors and no ceiling. The building services will include, but not exclusively, water, electrical power and lighting. You will often find internal buildings that accommodate plant room and staff rest room/office. | Location Adjustment Applicable (See Guidance Notes) - ERC = UK mean of 1.00 | (BEAMS Note 2) The ERC for this item should be added to all other rateable items on the hereditament (except land). Therefore the total of the ERC of the other Building Items and the P&M ERC (where applicable) to enable the correct contract size adjustment to be made. ERC of Building Component + ERC of P&M = Total ERC to which contract size adjustment should be applied. The appropriate % adjustment should be made in accordance with the scale for contract size adjustment specified under section 6 of the RCG 2023 Guidance notes. The currency ERC rates are set at £4m (Four Million Pounds) @ 1st April 2021 (AVD) for the RCG 2023 Publication. | Excludes Boiler equipment external works. Adjustments may have to be made for variations found. | GIA - Applies to main floor area of boiler house (i.e. excludes intermediate floors | - | - | External works, standby generators, boilers, oil storage tanks and chimney | - | - | - | - | - |  | M2 | m2 | NA | NA | NA | #N/A | Option 1 | ERROR | 0% | 896.1936 | 669.5915 | 0% | 0% | 669.5915 | 0% | Indexed | NA | VOA_GPN_GOV_UK\7246041 | 2019-08-30 | Low | - | Medium | Risk taken from previous CG | - | - | NA | BCIS | NA | (BEAMS Note 2) The ERC for this item should be added to all other rateable items on the hereditament (except land). Therefore the total of the ERC of the other Building Items and the P&M ERC (where applicable) to enable the correct contract size adjustment to be made. ERC of Building Component + ERC of P&M = Total ERC to which contract size adjustment should be applied. The appropriate % adjustment should be made in accordance with the scale for contract size adjustment specified under section 6 of the RCG 2021 Guidance notes. The currency ERC rates are set at £4m (Four Million Pounds) @ 1st April 2019 (AVD) for the RCG 2021 Publication. | - | - | 2 | TRUE
5393 | 98A075 | 9757 | 98A075 | Sugar beet factories | Boiler House | 2,000m2 GIA | Eaves ht - 12.00m | - | The cost provided here is for a typical boiler house commonly found at industrial complexes. The building depending on foot print will range from a light steel to heavy steel frames off a reinforced concrete beam or slab foundation base. The infill will normally be cavity walls of brick and concrete block with an internal finish of emulsion painted skimmed concrete or plaster walls. Windows and doors will traditional softwood doors and windows. The roof is generally a profiled decked bitumen felt covered flat roof construction but variations are to be expected. The internal finish is hardened concrete floors and no ceiling. The building services will include, but not exclusively, water, electrical power and lighting. You will often find internal buildings that accommodate plant room and staff rest room/office. | Location Adjustment Applicable (See Guidance Notes) - ERC = UK mean of 1.00 | (BEAMS Note 2) The ERC for this item should be added to all other rateable items on the hereditament (except land). Therefore the total of the ERC of the other Building Items and the P&M ERC (where applicable) to enable the correct contract size adjustment to be made. ERC of Building Component + ERC of P&M = Total ERC to which contract size adjustment should be applied. The appropriate % adjustment should be made in accordance with the scale for contract size adjustment specified under section 6 of the RCG 2023 Guidance notes. The currency ERC rates are set at £4m (Four Million Pounds) @ 1st April 2021 (AVD) for the RCG 2023 Publication. | Excludes Boiler equipment external works. Adjustments may have to be made for variations found. | GIA - Applies to main floor area of boiler house (i.e. excludes intermediate floors | - | - | External works, standby generators, boilers, oil storage tanks and chimney | - | - | - | - | - |  | M2 | m2 | NA | NA | NA | #N/A | Option 1 | ERROR | 0% | 1040.0463 | 777.071 | 0% | 0% | 777.071 | 0% | Indexed | NA | VOA_GPN_GOV_UK\7246041 | 2019-08-30 | Low | - | Medium | Risk taken from previous CG | - | - | NA | BCIS | NA | (BEAMS Note 2) The ERC for this item should be added to all other rateable items on the hereditament (except land). Therefore the total of the ERC of the other Building Items and the P&M ERC (where applicable) to enable the correct contract size adjustment to be made. ERC of Building Component + ERC of P&M = Total ERC to which contract size adjustment should be applied. The appropriate % adjustment should be made in accordance with the scale for contract size adjustment specified under section 6 of the RCG 2021 Guidance notes. The currency ERC rates are set at £4m (Four Million Pounds) @ 1st April 2019 (AVD) for the RCG 2021 Publication. | - | - | 2 | TRUE
5394 | 98A067 | 9749 | 98A067 | Sugar beet factories | Boiler House | 500m2 GIA | Eaves ht - 7.00m | - | The cost provided here is for a typical boiler house commonly found at industrial complexes. The building depending on foot print will range from a light steel to heavy steel frames off a reinforced concrete beam or slab foundation base. The infill will normally be cavity walls of brick and concrete block with an internal finish of emulsion painted skimmed concrete or plaster walls. Windows and doors will traditional softwood doors and windows. The roof is generally a profiled decked bitumen felt covered flat roof construction but variations are to be expected. The internal finish is hardened concrete floors and no ceiling. The building services will include, but not exclusively, water, electrical power and lighting. You will often find internal buildings that accommodate plant room and staff rest room/office. | Location Adjustment Applicable (See Guidance Notes) - ERC = UK mean of 1.00 | (BEAMS Note 2) The ERC for this item should be added to all other rateable items on the hereditament (except land). Therefore the total of the ERC of the other Building Items and the P&M ERC (where applicable) to enable the correct contract size adjustment to be made. ERC of Building Component + ERC of P&M = Total ERC to which contract size adjustment should be applied. The appropriate % adjustment should be made in accordance with the scale for contract size adjustment specified under section 6 of the RCG 2023 Guidance notes. The currency ERC rates are set at £4m (Four Million Pounds) @ 1st April 2021 (AVD) for the RCG 2023 Publication. | Excludes Boiler equipment external works. Adjustments may have to be made for variations found. | GIA - Applies to main floor area of boiler house (i.e. excludes intermediate floors | - | - | External works, standby generators, boilers, oil storage tanks and chimney | - | - | - | - | - |  | M2 | m2 | NA | NA | NA | #N/A | Option 1 | ERROR | 0% | 1093.0048 | 816.639 | 0% | 0% | 816.639 | 0% | Indexed | NA | VOA_GPN_GOV_UK\7246041 | 2019-08-30 | Low | - | Medium | Risk taken from previous CG | - | - | NA | BCIS | NA | (BEAMS Note 2) The ERC for this item should be added to all other rateable items on the hereditament (except land). Therefore the total of the ERC of the other Building Items and the P&M ERC (where applicable) to enable the correct contract size adjustment to be made. ERC of Building Component + ERC of P&M = Total ERC to which contract size adjustment should be applied. The appropriate % adjustment should be made in accordance with the scale for contract size adjustment specified under section 6 of the RCG 2021 Guidance notes. The currency ERC rates are set at £4m (Four Million Pounds) @ 1st April 2019 (AVD) for the RCG 2021 Publication. | - | - | 2 | TRUE
5395 | 98A068 | 9750 | 98A068 | Sugar beet factories | Boiler House | 500m2 GIA | Eaves ht - 10.00m | - | The cost provided here is for a typical boiler house commonly found at industrial complexes. The building depending on foot print will range from a light steel to heavy steel frames off a reinforced concrete beam or slab foundation base. The infill will normally be cavity walls of brick and concrete block with an internal finish of emulsion painted skimmed concrete or plaster walls. Windows and doors will traditional softwood doors and windows. The roof is generally a profiled decked bitumen felt covered flat roof construction but variations are to be expected. The internal finish is hardened concrete floors and no ceiling. The building services will include, but not exclusively, water, electrical power and lighting. You will often find internal buildings that accommodate plant room and staff rest room/office. | Location Adjustment Applicable (See Guidance Notes) - ERC = UK mean of 1.00 | (BEAMS Note 2) The ERC for this item should be added to all other rateable items on the hereditament (except land). Therefore the total of the ERC of the other Building Items and the P&M ERC (where applicable) to enable the correct contract size adjustment to be made. ERC of Building Component + ERC of P&M = Total ERC to which contract size adjustment should be applied. The appropriate % adjustment should be made in accordance with the scale for contract size adjustment specified under section 6 of the RCG 2023 Guidance notes. The currency ERC rates are set at £4m (Four Million Pounds) @ 1st April 2021 (AVD) for the RCG 2023 Publication. | Excludes Boiler equipment external works. Adjustments may have to be made for variations found. | GIA - Applies to main floor area of boiler house (i.e. excludes intermediate floors | - | - | External works, standby generators, boilers, oil storage tanks and chimney | - | - | - | - | - |  | M2 | m2 | NA | NA | NA | #N/A | Option 1 | ERROR | 0% | 1473.0571 | 1100.5953 | 0% | 0% | 1100.5953 | 0% | Indexed | NA | VOA_GPN_GOV_UK\7246041 | 2019-08-30 | Low | - | Medium | Risk taken from previous CG | - | - | NA | BCIS | NA | (BEAMS Note 2) The ERC for this item should be added to all other rateable items on the hereditament (except land). Therefore the total of the ERC of the other Building Items and the P&M ERC (where applicable) to enable the correct contract size adjustment to be made. ERC of Building Component + ERC of P&M = Total ERC to which contract size adjustment should be applied. The appropriate % adjustment should be made in accordance with the scale for contract size adjustment specified under section 6 of the RCG 2021 Guidance notes. The currency ERC rates are set at £4m (Four Million Pounds) @ 1st April 2019 (AVD) for the RCG 2021 Publication. | - | - | 2 | TRUE
5396 | 98A069 | 9751 | 98A069 | Sugar beet factories | Boiler House | 500m2 GIA | Eaves ht - 12.00m | - | The cost provided here is for a typical boiler house commonly found at industrial complexes. The building depending on foot print will range from a light steel to heavy steel frames off a reinforced concrete beam or slab foundation base. The infill will normally be cavity walls of brick and concrete block with an internal finish of emulsion painted skimmed concrete or plaster walls. Windows and doors will traditional softwood doors and windows. The roof is generally a profiled decked bitumen felt covered flat roof construction but variations are to be expected. The internal finish is hardened concrete floors and no ceiling. The building services will include, but not exclusively, water, electrical power and lighting. You will often find internal buildings that accommodate plant room and staff rest room/office. | Location Adjustment Applicable (See Guidance Notes) - ERC = UK mean of 1.00 | (BEAMS Note 2) The ERC for this item should be added to all other rateable items on the hereditament (except land). Therefore the total of the ERC of the other Building Items and the P&M ERC (where applicable) to enable the correct contract size adjustment to be made. ERC of Building Component + ERC of P&M = Total ERC to which contract size adjustment should be applied. The appropriate % adjustment should be made in accordance with the scale for contract size adjustment specified under section 6 of the RCG 2023 Guidance notes. The currency ERC rates are set at £4m (Four Million Pounds) @ 1st April 2021 (AVD) for the RCG 2023 Publication. | Excludes Boiler equipment external works. Adjustments may have to be made for variations found. | GIA - Applies to main floor area of boiler house (i.e. excludes intermediate floors | - | - | External works, standby generators, boilers, oil storage tanks and chimney | - | - | - | - | - |  | M2 | m2 | NA | NA | NA | #N/A | Option 1 | ERROR | 0% | 1726.4253 | 1289.8994 | 0% | 0% | 1289.8994 | 0% | Indexed | NA | VOA_GPN_GOV_UK\7246041 | 2019-08-30 | Low | - | Medium | Risk taken from previous CG | - | - | NA | BCIS | NA | (BEAMS Note 2) The ERC for this item should be added to all other rateable items on the hereditament (except land). Therefore the total of the ERC of the other Building Items and the P&M ERC (where applicable) to enable the correct contract size adjustment to be made. ERC of Building Component + ERC of P&M = Total ERC to which contract size adjustment should be applied. The appropriate % adjustment should be made in accordance with the scale for contract size adjustment specified under section 6 of the RCG 2021 Guidance notes. The currency ERC rates are set at £4m (Four Million Pounds) @ 1st April 2019 (AVD) for the RCG 2021 Publication. | - | - | 2 | TRUE
5397 | 98A064 | 9746 | 98A064 | Sugar beet factories | Control Buildings | Basic | - | - | The cost here is for a typical control room at an industrial complex and reflects a brick/block cavity walled building off a reinforced concrete strip foundations or slab. The roof will vary from basic flat timber framed felted roof to pitched roof with concrete roof tiles. There is likely to be extensive areas of glazing which will either be softwood or more recent build UPVC double glazed units. The access doors are also likely to be either softwood or UPVC. The internal finish will vary from a basic emulsion painted plastered walls and ceilings to more elaborate wall finishes. The flooring again will vary for basic vinyl floor tiles to carpeted areas. The Cost includes for typical building services of electrical power and lighting, central heating and water. The cost does not include for any air handling systems that are now common place in such control rooms. | Location Adjustment Applicable (See Guidance Notes) - ERC = UK mean of 1.00 | (BEAMS Note 2) The ERC for this item should be added to all other rateable items on the hereditament (except land). Therefore the total of the ERC of the other Building Items and the P&M ERC (where applicable) to enable the correct contract size adjustment to be made. ERC of Building Component + ERC of P&M = Total ERC to which contract size adjustment should be applied. The appropriate % adjustment should be made in accordance with the scale for contract size adjustment specified under section 6 of the RCG 2023 Guidance notes. The currency ERC rates are set at £4m (Four Million Pounds) @ 1st April 2021 (AVD) for the RCG 2023 Publication. | Excludes any air handling and adjustments may have to be made of variations in quality and finishes. | GIA | - | - | Air handling systems. | - | - | - | - | - |  | M2 | m2 | NA | NA | NA | #N/A | Option 1 | ERROR | 0% | 796.4141 | 571.8063 | 0% | 0% | 571.8063 | 0% | Indexed | NA | VOA_GPN_GOV_UK\7246041 | 2019-08-30 | Low | - | Medium | Risk taken from previous CG | - | - | NA | SPONS A&B | NA | (BEAMS Note 2) The ERC for this item should be added to all other rateable items on the hereditament (except land). Therefore the total of the ERC of the other Building Items and the P&M ERC (where applicable) to enable the correct contract size adjustment to be made. ERC of Building Component + ERC of P&M = Total ERC to which contract size adjustment should be applied. The appropriate % adjustment should be made in accordance with the scale for contract size adjustment specified under section 6 of the RCG 2021 Guidance notes. The currency ERC rates are set at £4m (Four Million Pounds) @ 1st April 2019 (AVD) for the RCG 2021 Publication. | - | - | 2 | TRUE
5398 | 98A065 | 9747 | 98A065 | Sugar beet factories | Control Buildings | Improved | - | - | The cost here is for a typical control room at an industrial complex and reflects a brick/block cavity walled building off a reinforced concrete strip foundations or slab. The roof will vary from basic flat timber framed felted roof to pitched roof with concrete roof tiles. There is likely to be extensive areas of glazing which will either be softwood or more recent build UPVC double glazed units. The access doors are also likely to be either softwood or UPVC. The internal finish will vary from a basic emulsion painted plastered walls and ceilings to more elaborate wall finishes. The flooring again will vary for basic vinyl floor tiles to carpeted areas. The Cost includes for typical building services of electrical power and lighting, central heating and water. The cost does not include for any air handling systems that are now common place in such control rooms. | Location Adjustment Applicable (See Guidance Notes) - ERC = UK mean of 1.00 | (BEAMS Note 2) The ERC for this item should be added to all other rateable items on the hereditament (except land). Therefore the total of the ERC of the other Building Items and the P&M ERC (where applicable) to enable the correct contract size adjustment to be made. ERC of Building Component + ERC of P&M = Total ERC to which contract size adjustment should be applied. The appropriate % adjustment should be made in accordance with the scale for contract size adjustment specified under section 6 of the RCG 2023 Guidance notes. The currency ERC rates are set at £4m (Four Million Pounds) @ 1st April 2021 (AVD) for the RCG 2023 Publication. | Excludes any air handling and adjustments may have to be made of variations in quality and finishes. | GIA | - | - | Air handling systems. | - | - | - | - | - |  | M2 | m2 | NA | NA | NA | #N/A | Option 1 | ERROR | 0% | 1111.3022 | 797.8884 | 0% | 0% | 797.8884 | 0% | Indexed | NA | VOA_GPN_GOV_UK\7246041 | 2019-08-30 | Low | - | Medium | Risk taken from previous CG | - | - | NA | SPONS A&B | NA | (BEAMS Note 2) The ERC for this item should be added to all other rateable items on the hereditament (except land). Therefore the total of the ERC of the other Building Items and the P&M ERC (where applicable) to enable the correct contract size adjustment to be made. ERC of Building Component + ERC of P&M = Total ERC to which contract size adjustment should be applied. The appropriate % adjustment should be made in accordance with the scale for contract size adjustment specified under section 6 of the RCG 2021 Guidance notes. The currency ERC rates are set at £4m (Four Million Pounds) @ 1st April 2019 (AVD) for the RCG 2021 Publication. | - | - | 2 | TRUE
5399 | 98A066 | 9748 | 98A066 | Sugar beet factories | Control Buildings | Special | - | - | The cost here is for a typical control room at an industrial complex and reflects a brick/block cavity walled building off a reinforced concrete strip foundations or slab. The roof will vary from basic flat timber framed felted roof to pitched roof with concrete roof tiles. There is likely to be extensive areas of glazing which will either be softwood or more recent build UPVC double glazed units. The access doors are also likely to be either softwood or UPVC. The internal finish will vary from a basic emulsion painted plastered walls and ceilings to more elaborate wall finishes. The flooring again will vary for basic vinyl floor tiles to carpeted areas. The Cost includes for typical building services of electrical power and lighting, central heating and water. The cost does not include for any air handling systems that are now common place in such control rooms. | Location Adjustment Applicable (See Guidance Notes) - ERC = UK mean of 1.00 | (BEAMS Note 2) The ERC for this item should be added to all other rateable items on the hereditament (except land). Therefore the total of the ERC of the other Building Items and the P&M ERC (where applicable) to enable the correct contract size adjustment to be made. ERC of Building Component + ERC of P&M = Total ERC to which contract size adjustment should be applied. The appropriate % adjustment should be made in accordance with the scale for contract size adjustment specified under section 6 of the RCG 2023 Guidance notes. The currency ERC rates are set at £4m (Four Million Pounds) @ 1st April 2021 (AVD) for the RCG 2023 Publication. | Excludes any air handling and adjustments may have to be made of variations in quality and finishes. | GIA | - | - | Air handling systems. | - | - | - | - | - |  | M2 | m2 | NA | NA | NA | #N/A | Option 1 | ERROR | 0% | 1648.2129 | 1231.463 | 0% | 0% | 1231.463 | 0% | Indexed | NA | VOA_GPN_GOV_UK\7246041 | 2019-08-30 | Low | - | Medium | Risk taken from previous CG | - | - | NA | BCIS | NA | (BEAMS Note 2) The ERC for this item should be added to all other rateable items on the hereditament (except land). Therefore the total of the ERC of the other Building Items and the P&M ERC (where applicable) to enable the correct contract size adjustment to be made. ERC of Building Component + ERC of P&M = Total ERC to which contract size adjustment should be applied. The appropriate % adjustment should be made in accordance with the scale for contract size adjustment specified under section 6 of the RCG 2021 Guidance notes. The currency ERC rates are set at £4m (Four Million Pounds) @ 1st April 2019 (AVD) for the RCG 2021 Publication. | - | - | 2 | TRUE
5400 | 98A001 | 9683 | 98A001 | Sugar beet factories | Flat Pad | - | - | - | Flat Pad | Location Adjustment Applicable (See Guidance Notes) - ERC = UK mean of 1.00 | (BEAMS Note 2) The ERC for this item should be added to all other rateable items on the hereditament (except land). Therefore the total of the ERC of the other Building Items and the P&M ERC (where applicable) to enable the correct contract size adjustment to be made. ERC of Building Component + ERC of P&M = Total ERC to which contract size adjustment should be applied. The appropriate % adjustment should be made in accordance with the scale for contract size adjustment specified under section 6 of the RCG 2023 Guidance notes. The currency ERC rates are set at £4m (Four Million Pounds) @ 1st April 2021 (AVD) for the RCG 2023 Publication. | - | - | - | - | - | - | - | - | - | - |  | M2 | m2 | NA | NA | NA | #N/A | Option 1 | ERROR | 0% | 105.388 | 78.7407 | 0% | 0% | 78.7407 | 0% | Indexed | NA | VOA_GPN_GOV_UK\7246041 | 2019-08-30 | Low | - | Medium | Risk taken from previous CG | - | - | NA | BCIS | NA | (BEAMS Note 2) The ERC for this item should be added to all other rateable items on the hereditament (except land). Therefore the total of the ERC of the other Building Items and the P&M ERC (where applicable) to enable the correct contract size adjustment to be made. ERC of Building Component + ERC of P&M = Total ERC to which contract size adjustment should be applied. The appropriate % adjustment should be made in accordance with the scale for contract size adjustment specified under section 6 of the RCG 2021 Guidance notes. The currency ERC rates are set at £4m (Four Million Pounds) @ 1st April 2019 (AVD) for the RCG 2021 Publication. | - | - | 2 | TRUE
5401 | 98A002 | 9684 | 98A002 | Sugar beet factories | Flumes | Beet flume on flat pad | - | - | Beet flume on flat pad | Location Adjustment Applicable (See Guidance Notes) - ERC = UK mean of 1.00 | (BEAMS Note 2) The ERC for this item should be added to all other rateable items on the hereditament (except land). Therefore the total of the ERC of the other Building Items and the P&M ERC (where applicable) to enable the correct contract size adjustment to be made. ERC of Building Component + ERC of P&M = Total ERC to which contract size adjustment should be applied. The appropriate % adjustment should be made in accordance with the scale for contract size adjustment specified under section 6 of the RCG 2023 Guidance notes. The currency ERC rates are set at £4m (Four Million Pounds) @ 1st April 2021 (AVD) for the RCG 2023 Publication. | - | - | - | - | - | - | - | - | - | - |  | M2 | m2 | NA | NA | NA | #N/A | Option 1 | ERROR | 0% | 599.3146 | 447.7782 | 0% | 0% | 447.7782 | 0% | Indexed | NA | VOA_GPN_GOV_UK\7246041 | 2019-08-30 | Low | - | Medium | Risk taken from previous CG | - | - | NA | BCIS | NA | (BEAMS Note 2) The ERC for this item should be added to all other rateable items on the hereditament (except land). Therefore the total of the ERC of the other Building Items and the P&M ERC (where applicable) to enable the correct contract size adjustment to be made. ERC of Building Component + ERC of P&M = Total ERC to which contract size adjustment should be applied. The appropriate % adjustment should be made in accordance with the scale for contract size adjustment specified under section 6 of the RCG 2021 Guidance notes. The currency ERC rates are set at £4m (Four Million Pounds) @ 1st April 2019 (AVD) for the RCG 2021 Publication. | - | - | 2 | TRUE
5402 | 98A004 | 9686 | 98A004 | Sugar beet factories | Flumes | Overhead stainless flumes | - | - | Overhead stainless flumes | Location Adjustment Applicable (See Guidance Notes) - ERC = UK mean of 1.00 | (BEAMS Note 2) The ERC for this item should be added to all other rateable items on the hereditament (except land). Therefore the total of the ERC of the other Building Items and the P&M ERC (where applicable) to enable the correct contract size adjustment to be made. ERC of Building Component + ERC of P&M = Total ERC to which contract size adjustment should be applied. The appropriate % adjustment should be made in accordance with the scale for contract size adjustment specified under section 6 of the RCG 2023 Guidance notes. The currency ERC rates are set at £4m (Four Million Pounds) @ 1st April 2021 (AVD) for the RCG 2023 Publication. | - | - | - | - | - | - | - | - | - | - |  | M2 | m2 | NA | NA | NA | #N/A | Option 1 | ERROR | 0% | 1814.4504 | 1355.6675 | 0% | 0% | 1355.6675 | 0% | Indexed | NA | VOA_GPN_GOV_UK\7246041 | 2019-08-30 | Low | - | Medium | Risk taken from previous CG | - | - | NA | BCIS | NA | (BEAMS Note 2) The ERC for this item should be added to all other rateable items on the hereditament (except land). Therefore the total of the ERC of the other Building Items and the P&M ERC (where applicable) to enable the correct contract size adjustment to be made. ERC of Building Component + ERC of P&M = Total ERC to which contract size adjustment should be applied. The appropriate % adjustment should be made in accordance with the scale for contract size adjustment specified under section 6 of the RCG 2021 Guidance notes. The currency ERC rates are set at £4m (Four Million Pounds) @ 1st April 2019 (AVD) for the RCG 2021 Publication. | - | - | 2 | TRUE
5403 | 98A003 | 9685 | 98A003 | Sugar beet factories | Flumes | Underground flumes | - | - | Underground flumes | Location Adjustment Applicable (See Guidance Notes) - ERC = UK mean of 1.00 | (BEAMS Note 2) The ERC for this item should be added to all other rateable items on the hereditament (except land). Therefore the total of the ERC of the other Building Items and the P&M ERC (where applicable) to enable the correct contract size adjustment to be made. ERC of Building Component + ERC of P&M = Total ERC to which contract size adjustment should be applied. The appropriate % adjustment should be made in accordance with the scale for contract size adjustment specified under section 6 of the RCG 2023 Guidance notes. The currency ERC rates are set at £4m (Four Million Pounds) @ 1st April 2021 (AVD) for the RCG 2023 Publication. | - | - | - | - | - | - | - | - | - | - |  | M2 | m2 | NA | NA | NA | #N/A | Option 1 | ERROR | 0% | 942.1429 | 703.9225 | 0% | 0% | 703.9225 | 0% | Indexed | NA | VOA_GPN_GOV_UK\7246041 | 2019-08-30 | Low | - | Medium | Risk taken from previous CG | - | - | NA | BCIS | NA | (BEAMS Note 2) The ERC for this item should be added to all other rateable items on the hereditament (except land). Therefore the total of the ERC of the other Building Items and the P&M ERC (where applicable) to enable the correct contract size adjustment to be made. ERC of Building Component + ERC of P&M = Total ERC to which contract size adjustment should be applied. The appropriate % adjustment should be made in accordance with the scale for contract size adjustment specified under section 6 of the RCG 2021 Guidance notes. The currency ERC rates are set at £4m (Four Million Pounds) @ 1st April 2019 (AVD) for the RCG 2021 Publication. | - | - | 2 | TRUE
5404 | 98A005 | 9687 | 98A005 | Sugar beet factories | Large concrete silos | 20m diameter | 36.00m high | 225mm thick walls | These are large structures that will have been constructed in-situ and to the specification of the occupier. They are constructed of reinforced concrete off a prepared foundation base and the thickness of the concrete walls will be dictated by the height, diameter and intended holding capacity. The silos costed in this guide have wall thicknesses ranging from 225mm up to 275mm. The silo will usual have a conical internal base for discharge and at some point and access chamber and door. The cost here is for the silo and excludes external works, external access stairways, platforms and ladders. Volume 9,712m3- capacity in sugar tonnes 8,000 | Considered Not Applicable at time of Publication | (BEAMS Note 2) The ERC for this item should be added to all other rateable items on the hereditament (except land). Therefore the total of the ERC of the other Building Items and the P&M ERC (where applicable) to enable the correct contract size adjustment to be made. ERC of Building Component + ERC of P&M = Total ERC to which contract size adjustment should be applied. The appropriate % adjustment should be made in accordance with the scale for contract size adjustment specified under section 6 of the RCG 2023 Guidance notes. The currency ERC rates are set at £4m (Four Million Pounds) @ 1st April 2021 (AVD) for the RCG 2023 Publication. | The cost provided here is based of a rate per tonne of holding capacity of sugar. | Holding capacity of silo in tonnes. | - | - | Stairways, ladders, platforms and walkways. | - | - | - | - | - |  | Tonnes | tonne | NA | NA | NA | #N/A | Option 1 | ERROR | 0% | 147.2892 | 110.0472 | 0% | 0% | 110.0472 | 0% | Indexed | NA | VOA_GPN_GOV_UK\7246041 | 2019-08-30 | Low | - | Medium | Risk taken from previous CG | - | - | NA | BCIS | NA | (BEAMS Note 2) The ERC for this item should be added to all other rateable items on the hereditament (except land). Therefore the total of the ERC of the other Building Items and the P&M ERC (where applicable) to enable the correct contract size adjustment to be made. ERC of Building Component + ERC of P&M = Total ERC to which contract size adjustment should be applied. The appropriate % adjustment should be made in accordance with the scale for contract size adjustment specified under section 6 of the RCG 2021 Guidance notes. The currency ERC rates are set at £4m (Four Million Pounds) @ 1st April 2019 (AVD) for the RCG 2021 Publication. | - | - | 2 | TRUE
5405 | 98A006 | 9688 | 98A006 | Sugar beet factories | Large concrete silos | 20m diameter | 40.50m high | 225mm thick walls | These are large structures that will have been constructed in-situ and to the specification of the occupier. They are constructed of reinforced concrete off a prepared foundation base and the thickness of the concrete walls will be dictated by the height, diameter and intended holding capacity. The silos costed in this guide have wall thicknesses ranging from 225mm up to 275mm. The silo will usual have a conical internal base to aid discharge and at some point an access chamber and door. The cost provided here is for the silo and excludes external works, external access stairways, platforms and ladders. Volume 10,926m3- capacity in sugar tonnes 9,000 | Considered Not Applicable at time of Publication | (BEAMS Note 2) The ERC for this item should be added to all other rateable items on the hereditament (except land). Therefore the total of the ERC of the other Building Items and the P&M ERC (where applicable) to enable the correct contract size adjustment to be made. ERC of Building Component + ERC of P&M = Total ERC to which contract size adjustment should be applied. The appropriate % adjustment should be made in accordance with the scale for contract size adjustment specified under section 6 of the RCG 2023 Guidance notes. The currency ERC rates are set at £4m (Four Million Pounds) @ 1st April 2021 (AVD) for the RCG 2023 Publication. | The cost provided here is based of a rate per tonne of holding capacity of sugar. | Holding capacity of silo in tonnes. | - | - | Stairways, ladders, platforms and walkways. | - | - | - | - | - |  | Tonnes | tonne | NA | NA | NA | #N/A | Option 1 | ERROR | 0% | 134.5918 | 100.5604 | 0% | 0% | 100.5604 | 0% | Indexed | NA | VOA_GPN_GOV_UK\7246041 | 2019-08-30 | Low | - | Medium | Risk taken from previous CG | - | - | NA | BCIS | NA | (BEAMS Note 2) The ERC for this item should be added to all other rateable items on the hereditament (except land). Therefore the total of the ERC of the other Building Items and the P&M ERC (where applicable) to enable the correct contract size adjustment to be made. ERC of Building Component + ERC of P&M = Total ERC to which contract size adjustment should be applied. The appropriate % adjustment should be made in accordance with the scale for contract size adjustment specified under section 6 of the RCG 2021 Guidance notes. The currency ERC rates are set at £4m (Four Million Pounds) @ 1st April 2019 (AVD) for the RCG 2021 Publication. | - | - | 2 | TRUE
5406 | 98A007 | 9689 | 98A007 | Sugar beet factories | Large concrete silos | 20m diameter | 42.50m high | 225mm thick walls | These are large structures that will have been constructed in-situ and to the specification of the occupier. They are constructed of reinforced concrete off a prepared foundation base and the thickness of the concrete walls will be dictated by the height, diameter and intended holding capacity. The silos costed in this guide have wall thicknesses ranging from 225mm up to 275mm. The silo will usual have a conical internal base to aid discharge and at some point an access chamber and door. The cost provided here is for the silo and excludes external works, external access stairways, platforms and ladders. Volume 11,765m3- capacity in sugar tonnes 10,000 | Considered Not Applicable at time of Publication | (BEAMS Note 2) The ERC for this item should be added to all other rateable items on the hereditament (except land). Therefore the total of the ERC of the other Building Items and the P&M ERC (where applicable) to enable the correct contract size adjustment to be made. ERC of Building Component + ERC of P&M = Total ERC to which contract size adjustment should be applied. The appropriate % adjustment should be made in accordance with the scale for contract size adjustment specified under section 6 of the RCG 2023 Guidance notes. The currency ERC rates are set at £4m (Four Million Pounds) @ 1st April 2021 (AVD) for the RCG 2023 Publication. | The cost provided here is based of a rate per tonne of holding capacity of sugar. | Holding capacity of silo in tonnes. | - | - | Stairways, ladders, platforms and walkways. | - | - | - | - | - |  | Tonnes | tonne | NA | NA | NA | #N/A | Option 1 | ERROR | 0% | 123.1642 | 92.0222 | 0% | 0% | 92.0222 | 0% | Indexed | NA | VOA_GPN_GOV_UK\7246041 | 2019-08-30 | Low | - | Medium | Risk taken from previous CG | - | - | NA | BCIS | NA | (BEAMS Note 2) The ERC for this item should be added to all other rateable items on the hereditament (except land). Therefore the total of the ERC of the other Building Items and the P&M ERC (where applicable) to enable the correct contract size adjustment to be made. ERC of Building Component + ERC of P&M = Total ERC to which contract size adjustment should be applied. The appropriate % adjustment should be made in accordance with the scale for contract size adjustment specified under section 6 of the RCG 2021 Guidance notes. The currency ERC rates are set at £4m (Four Million Pounds) @ 1st April 2019 (AVD) for the RCG 2021 Publication. | - | - | 2 | TRUE
5407 | 98A008 | 9690 | 98A008 | Sugar beet factories | Large concrete silos | 20m diameter | 48.00m high | 250mm thick walls | These are large structures that will have been constructed in-situ and to the specification of the occupier. They are constructed of reinforced concrete off a prepared foundation base and the thickness of the concrete walls will be dictated by the height, diameter and intended holding capacity. The silos costed in this guide have wall thicknesses ranging from 225mm up to 275mm. The silo will usual have a conical internal base to aid discharge and at some point an access chamber and door. The cost provided here is for the silo and excludes external works, external access stairways, platforms and ladders. Volume 13,530m3- capacity in sugar tonnes 11,500 | Considered Not Applicable at time of Publication | (BEAMS Note 2) The ERC for this item should be added to all other rateable items on the hereditament (except land). Therefore the total of the ERC of the other Building Items and the P&M ERC (where applicable) to enable the correct contract size adjustment to be made. ERC of Building Component + ERC of P&M = Total ERC to which contract size adjustment should be applied. The appropriate % adjustment should be made in accordance with the scale for contract size adjustment specified under section 6 of the RCG 2023 Guidance notes. The currency ERC rates are set at £4m (Four Million Pounds) @ 1st April 2021 (AVD) for the RCG 2023 Publication. | The cost provided here is based of a rate per tonne of holding capacity of sugar. | Holding capacity of silo in tonnes. | - | - | Stairways, ladders, platforms and walkways. | - | - | - | - | - |  | Tonnes | tonne | NA | NA | NA | #N/A | Option 1 | ERROR | 0% | 130.7826 | 97.7143 | 0% | 0% | 97.7143 | 0% | Indexed | NA | VOA_GPN_GOV_UK\7246041 | 2019-08-30 | Low | - | Medium | Risk taken from previous CG | - | - | NA | BCIS | NA | (BEAMS Note 2) The ERC for this item should be added to all other rateable items on the hereditament (except land). Therefore the total of the ERC of the other Building Items and the P&M ERC (where applicable) to enable the correct contract size adjustment to be made. ERC of Building Component + ERC of P&M = Total ERC to which contract size adjustment should be applied. The appropriate % adjustment should be made in accordance with the scale for contract size adjustment specified under section 6 of the RCG 2021 Guidance notes. The currency ERC rates are set at £4m (Four Million Pounds) @ 1st April 2019 (AVD) for the RCG 2021 Publication. | - | - | 2 | TRUE
5408 | 98A009 | 9691 | 98A009 | Sugar beet factories | Large concrete silos | 20m diameter | 50.00m high | 250mm thick walls | These are large structures that will have been constructed in-situ and to the specification of the occupier. They are constructed of reinforced concrete off a prepared foundation base and the thickness of the concrete walls will be dictated by the height, diameter and intended holding capacity. The silos costed in this guide have wall thicknesses ranging from 225mm up to 275mm. The silo will usual have a conical internal base to aid discharge and at some point an access chamber and door. The cost provided here is for the silo and excludes external works, external access stairways, platforms and ladders. Volume 14,118m3- capacity in sugar tonnes 12,000 | Considered Not Applicable at time of Publication | (BEAMS Note 2) The ERC for this item should be added to all other rateable items on the hereditament (except land). Therefore the total of the ERC of the other Building Items and the P&M ERC (where applicable) to enable the correct contract size adjustment to be made. ERC of Building Component + ERC of P&M = Total ERC to which contract size adjustment should be applied. The appropriate % adjustment should be made in accordance with the scale for contract size adjustment specified under section 6 of the RCG 2023 Guidance notes. The currency ERC rates are set at £4m (Four Million Pounds) @ 1st April 2021 (AVD) for the RCG 2023 Publication. | The cost provided here is based of a rate per tonne of holding capacity of sugar. | Holding capacity of silo in tonnes. | - | - | Stairways, ladders, platforms and walkways. | - | - | - | - | - |  | Tonnes | tonne | NA | NA | NA | #N/A | Option 1 | ERROR | 0% | 128.2432 | 95.8169 | 0% | 0% | 95.8169 | 0% | Indexed | NA | VOA_GPN_GOV_UK\7246041 | 2019-08-30 | Low | - | Medium | Risk taken from previous CG | - | - | NA | BCIS | NA | (BEAMS Note 2) The ERC for this item should be added to all other rateable items on the hereditament (except land). Therefore the total of the ERC of the other Building Items and the P&M ERC (where applicable) to enable the correct contract size adjustment to be made. ERC of Building Component + ERC of P&M = Total ERC to which contract size adjustment should be applied. The appropriate % adjustment should be made in accordance with the scale for contract size adjustment specified under section 6 of the RCG 2021 Guidance notes. The currency ERC rates are set at £4m (Four Million Pounds) @ 1st April 2019 (AVD) for the RCG 2021 Publication. | - | - | 2 | TRUE
5409 | 98A010 | 9692 | 98A010 | Sugar beet factories | Large concrete silos | 25m diameter | 39.00m high | 250mm thick walls | These are large structures that will have been constructed in-situ and to the specification of the occupier. They are constructed of reinforced concrete off a prepared foundation base and the thickness of the concrete walls will be dictated by the height, diameter and intended holding capacity. The silos costed in this guide have wall thicknesses ranging from 225mm up to 275mm. The silo will usual have a conical internal base to aid discharge and at some point an access chamber and door. The cost provided here is for the silo and excludes external works, external access stairways, platforms and ladders. Volume 16,471m3- capacity in sugar tonnes 14,000 | Considered Not Applicable at time of Publication | (BEAMS Note 2) The ERC for this item should be added to all other rateable items on the hereditament (except land). Therefore the total of the ERC of the other Building Items and the P&M ERC (where applicable) to enable the correct contract size adjustment to be made. ERC of Building Component + ERC of P&M = Total ERC to which contract size adjustment should be applied. The appropriate % adjustment should be made in accordance with the scale for contract size adjustment specified under section 6 of the RCG 2023 Guidance notes. The currency ERC rates are set at £4m (Four Million Pounds) @ 1st April 2021 (AVD) for the RCG 2023 Publication. | The cost provided here is based of a rate per tonne of holding capacity of sugar. | Holding capacity of silo in tonnes. | - | - | Stairways, ladders, platforms and walkways. | - | - | - | - | - |  | Tonnes | tonne | NA | NA | NA | #N/A | Option 1 | ERROR | 0% | 120.6248 | 90.1248 | 0% | 0% | 90.1248 | 0% | Indexed | NA | VOA_GPN_GOV_UK\7246041 | 2019-08-30 | Low | - | Medium | Risk taken from previous CG | - | - | NA | BCIS | NA | (BEAMS Note 2) The ERC for this item should be added to all other rateable items on the hereditament (except land). Therefore the total of the ERC of the other Building Items and the P&M ERC (where applicable) to enable the correct contract size adjustment to be made. ERC of Building Component + ERC of P&M = Total ERC to which contract size adjustment should be applied. The appropriate % adjustment should be made in accordance with the scale for contract size adjustment specified under section 6 of the RCG 2021 Guidance notes. The currency ERC rates are set at £4m (Four Million Pounds) @ 1st April 2019 (AVD) for the RCG 2021 Publication. | - | - | 2 | TRUE
5410 | 98A011 | 9693 | 98A011 | Sugar beet factories | Large concrete silos | 25m diameter | 40.00m high | 250mm thick walls | These are large structures that will have been constructed in-situ and to the specification of the occupier. They are constructed of reinforced concrete off a prepared foundation base and the thickness of the concrete walls will be dictated by the height, diameter and intended holding capacity. The silos costed in this guide have wall thicknesses ranging from 225mm up to 275mm. The silo will usual have a conical internal base to aid discharge and at some point an access chamber and door. The cost provided here is for the silo and excludes external works, external access stairways, platforms and ladders. Volume 17,059m3- capacity in sugar tonnes 14,500 | Considered Not Applicable at time of Publication | (BEAMS Note 2) The ERC for this item should be added to all other rateable items on the hereditament (except land). Therefore the total of the ERC of the other Building Items and the P&M ERC (where applicable) to enable the correct contract size adjustment to be made. ERC of Building Component + ERC of P&M = Total ERC to which contract size adjustment should be applied. The appropriate % adjustment should be made in accordance with the scale for contract size adjustment specified under section 6 of the RCG 2023 Guidance notes. The currency ERC rates are set at £4m (Four Million Pounds) @ 1st April 2021 (AVD) for the RCG 2023 Publication. | The cost provided here is based of a rate per tonne of holding capacity of sugar. | Holding capacity of silo in tonnes. | - | - | Stairways, ladders, platforms and walkways. | - | - | - | - | - |  | Tonnes | tonne | NA | NA | NA | #N/A | Option 1 | ERROR | 0% | 119.355 | 89.1762 | 0% | 0% | 89.1762 | 0% | Indexed | NA | VOA_GPN_GOV_UK\7246041 | 2019-08-30 | Low | - | Medium | Risk taken from previous CG | - | - | NA | BCIS | NA | (BEAMS Note 2) The ERC for this item should be added to all other rateable items on the hereditament (except land). Therefore the total of the ERC of the other Building Items and the P&M ERC (where applicable) to enable the correct contract size adjustment to be made. ERC of Building Component + ERC of P&M = Total ERC to which contract size adjustment should be applied. The appropriate % adjustment should be made in accordance with the scale for contract size adjustment specified under section 6 of the RCG 2021 Guidance notes. The currency ERC rates are set at £4m (Four Million Pounds) @ 1st April 2019 (AVD) for the RCG 2021 Publication. | - | - | 2 | TRUE
5411 | 98A012 | 9694 | 98A012 | Sugar beet factories | Large concrete silos | 26m diameter | 38.00m high | 275mm thick walls | These are large structures that will have been constructed in-situ and to the specification of the occupier. They are constructed of reinforced concrete off a prepared foundation base and the thickness of the concrete walls will be dictated by the height, diameter and intended holding capacity. The silos costed in this guide have wall thicknesses ranging from 225mm up to 275mm. The silo will usual have a conical internal base to aid discharge and at some point an access chamber and door. The cost provided here is for the silo and excludes external works, external access stairways, platforms and ladders. Volume 17,059m3- capacity in sugar tonnes 14,500 | Considered Not Applicable at time of Publication | (BEAMS Note 2) The ERC for this item should be added to all other rateable items on the hereditament (except land). Therefore the total of the ERC of the other Building Items and the P&M ERC (where applicable) to enable the correct contract size adjustment to be made. ERC of Building Component + ERC of P&M = Total ERC to which contract size adjustment should be applied. The appropriate % adjustment should be made in accordance with the scale for contract size adjustment specified under section 6 of the RCG 2023 Guidance notes. The currency ERC rates are set at £4m (Four Million Pounds) @ 1st April 2021 (AVD) for the RCG 2023 Publication. | The cost provided here is based of a rate per tonne of holding capacity of sugar. | Holding capacity of silo in tonnes. | - | - | Stairways, ladders, platforms and walkways. | - | - | - | - | - |  | Tonnes | tonne | NA | NA | NA | #N/A | Option 1 | ERROR | 0% | 123.1642 | 92.0222 | 0% | 0% | 92.0222 | 0% | Indexed | NA | VOA_GPN_GOV_UK\7246041 | 2019-08-30 | Low | - | Medium | Risk taken from previous CG | - | - | NA | BCIS | NA | (BEAMS Note 2) The ERC for this item should be added to all other rateable items on the hereditament (except land). Therefore the total of the ERC of the other Building Items and the P&M ERC (where applicable) to enable the correct contract size adjustment to be made. ERC of Building Component + ERC of P&M = Total ERC to which contract size adjustment should be applied. The appropriate % adjustment should be made in accordance with the scale for contract size adjustment specified under section 6 of the RCG 2021 Guidance notes. The currency ERC rates are set at £4m (Four Million Pounds) @ 1st April 2019 (AVD) for the RCG 2021 Publication. | - | - | 2 | TRUE
5412 | 98A013 | 9695 | 98A013 | Sugar beet factories | Large concrete silos | 26m diameter | 49.00m high | 275mm thick walls | These are large structures that will have been constructed in-situ and to the specification of the occupier. They are constructed of reinforced concrete off a prepared foundation base and the thickness of the concrete walls will be dictated by the height, diameter and intended holding capacity. The silos costed in this guide have wall thicknesses ranging from 225mm up to 275mm. The silo will usual have a conical internal base to aid discharge and at some point an access chamber and door. The cost provided here is for the silo and excludes external works, external access stairways, platforms and ladders. Volume 21,766m3- capacity in sugar tonnes 18,000 | Considered Not Applicable at time of Publication | (BEAMS Note 2) The ERC for this item should be added to all other rateable items on the hereditament (except land). Therefore the total of the ERC of the other Building Items and the P&M ERC (where applicable) to enable the correct contract size adjustment to be made. ERC of Building Component + ERC of P&M = Total ERC to which contract size adjustment should be applied. The appropriate % adjustment should be made in accordance with the scale for contract size adjustment specified under section 6 of the RCG 2023 Guidance notes. The currency ERC rates are set at £4m (Four Million Pounds) @ 1st April 2021 (AVD) for the RCG 2023 Publication. | The cost provided here is based of a rate per tonne of holding capacity of sugar. | Holding capacity of silo in tonnes. | - | - | Stairways, ladders, platforms and walkways. | - | - | - | - | - |  | Tonnes | tonne | NA | NA | NA | #N/A | Option 1 | ERROR | 0% | 119.355 | 89.1762 | 0% | 0% | 89.1762 | 0% | Indexed | NA | VOA_GPN_GOV_UK\7246041 | 2019-08-30 | Low | - | Medium | Risk taken from previous CG | - | - | NA | BCIS | NA | (BEAMS Note 2) The ERC for this item should be added to all other rateable items on the hereditament (except land). Therefore the total of the ERC of the other Building Items and the P&M ERC (where applicable) to enable the correct contract size adjustment to be made. ERC of Building Component + ERC of P&M = Total ERC to which contract size adjustment should be applied. The appropriate % adjustment should be made in accordance with the scale for contract size adjustment specified under section 6 of the RCG 2021 Guidance notes. The currency ERC rates are set at £4m (Four Million Pounds) @ 1st April 2019 (AVD) for the RCG 2021 Publication. | - | - | 2 | TRUE
5413 | 98A014 | 9696 | 98A014 | Sugar beet factories | Large concrete silos | 29m diameter | 42.00m high | 275mm thick walls | These are large structures that will have been constructed in-situ and to the specification of the occupier. They are constructed of reinforced concrete off a prepared foundation base and the thickness of the concrete walls will be dictated by the height, diameter and intended holding capacity. The silos costed in this guide have wall thicknesses ranging from 225mm up to 275mm. The silo will usual have a conical internal base to aid discharge and at some point an access chamber and door. The cost provided here is for the silo and excludes external works, external access stairways, platforms and ladders. Volume 23,530m3- capacity in sugar tonnes 20,000 | Considered Not Applicable at time of Publication | (BEAMS Note 2) The ERC for this item should be added to all other rateable items on the hereditament (except land). Therefore the total of the ERC of the other Building Items and the P&M ERC (where applicable) to enable the correct contract size adjustment to be made. ERC of Building Component + ERC of P&M = Total ERC to which contract size adjustment should be applied. The appropriate % adjustment should be made in accordance with the scale for contract size adjustment specified under section 6 of the RCG 2023 Guidance notes. The currency ERC rates are set at £4m (Four Million Pounds) @ 1st April 2021 (AVD) for the RCG 2023 Publication. | The cost provided here is based of a rate per tonne of holding capacity of sugar. | Holding capacity of silo in tonnes. | - | - | Stairways, ladders, platforms and walkways. | - | - | - | - | - |  | Tonnes | tonne | NA | NA | NA | #N/A | Option 1 | ERROR | 0% | 115.5458 | 86.3301 | 0% | 0% | 86.3301 | 0% | Indexed | NA | VOA_GPN_GOV_UK\7246041 | 2019-08-30 | Low | - | Medium | Risk taken from previous CG | - | - | NA | BCIS | NA | (BEAMS Note 2) The ERC for this item should be added to all other rateable items on the hereditament (except land). Therefore the total of the ERC of the other Building Items and the P&M ERC (where applicable) to enable the correct contract size adjustment to be made. ERC of Building Component + ERC of P&M = Total ERC to which contract size adjustment should be applied. The appropriate % adjustment should be made in accordance with the scale for contract size adjustment specified under section 6 of the RCG 2021 Guidance notes. The currency ERC rates are set at £4m (Four Million Pounds) @ 1st April 2019 (AVD) for the RCG 2021 Publication. | - | - | 2 | TRUE
5414 | 98A015 | 9697 | 98A015 | Sugar beet factories | Large concrete silos | 29m diameter | 50.00m high | 275mm thick walls | These are large structures that will have been constructed in-situ and to the specification of the occupier. They are constructed of reinforced concrete off a prepared foundation base and the thickness of the concrete walls will be dictated by the height, diameter and intended holding capacity. The silos costed in this guide have wall thicknesses ranging from 225mm up to 275mm. The silo will usual have a conical internal base to aid discharge and at some point an access chamber and door. The cost provided here is for the silo and excludes external works, external access stairways, platforms and ladders. Volume 29,413m3- capacity in sugar tonnes 25,000 | Considered Not Applicable at time of Publication | (BEAMS Note 2) The ERC for this item should be added to all other rateable items on the hereditament (except land). Therefore the total of the ERC of the other Building Items and the P&M ERC (where applicable) to enable the correct contract size adjustment to be made. ERC of Building Component + ERC of P&M = Total ERC to which contract size adjustment should be applied. The appropriate % adjustment should be made in accordance with the scale for contract size adjustment specified under section 6 of the RCG 2023 Guidance notes. The currency ERC rates are set at £4m (Four Million Pounds) @ 1st April 2021 (AVD) for the RCG 2023 Publication. | The cost provided here is based of a rate per tonne of holding capacity of sugar. | Holding capacity of silo in tonnes. | - | - | Stairways, ladders, platforms and walkways. | - | - | - | - | - |  | Tonnes | tonne | NA | NA | NA | #N/A | Option 1 | ERROR | 0% | 106.6577 | 79.6893 | 0% | 0% | 79.6893 | 0% | Indexed | NA | VOA_GPN_GOV_UK\7246041 | 2019-08-30 | Low | - | Medium | Risk taken from previous CG | - | - | NA | BCIS | NA | (BEAMS Note 2) The ERC for this item should be added to all other rateable items on the hereditament (except land). Therefore the total of the ERC of the other Building Items and the P&M ERC (where applicable) to enable the correct contract size adjustment to be made. ERC of Building Component + ERC of P&M = Total ERC to which contract size adjustment should be applied. The appropriate % adjustment should be made in accordance with the scale for contract size adjustment specified under section 6 of the RCG 2021 Guidance notes. The currency ERC rates are set at £4m (Four Million Pounds) @ 1st April 2019 (AVD) for the RCG 2021 Publication. | - | - | 2 | TRUE
5415 | 98A060 | 9742 | 98A060 | Sugar beet factories | Main factory building | Intermediate Floors | Steel mesh incl frame | - | 6mm thick Chequer plate or steel mesh intermediate floor on steel universal columns and beams approx. 127 x 75mm section supports at 3.5m spacing floor to floor. | Location Adjustment Applicable (See Guidance Notes) - ERC = UK mean of 1.00 | (BEAMS Note 2) The ERC for this item should be added to all other rateable items on the hereditament (except land). Therefore the total of the ERC of the other Building Items and the P&M ERC (where applicable) to enable the correct contract size adjustment to be made. ERC of Building Component + ERC of P&M = Total ERC to which contract size adjustment should be applied. The appropriate % adjustment should be made in accordance with the scale for contract size adjustment specified under section 6 of the RCG 2023 Guidance notes. The currency ERC rates are set at £4m (Four Million Pounds) @ 1st April 2021 (AVD) for the RCG 2023 Publication. | Includes steel support frame | Floor area | - | - | - | - | - | - | - | - |  | M2 | m2 | NA | NA | NA | #N/A | Option 1 | ERROR | 0% | 305.6943 | 219.4812 | 0% | 0% | 219.4812 | 0% | Indexed | NA | VOA_GPN_GOV_UK\7246041 | 2019-08-30 | Low | - | Medium | Risk taken from previous CG | - | - | NA | SPONS A&B | NA | (BEAMS Note 2) The ERC for this item should be added to all other rateable items on the hereditament (except land). Therefore the total of the ERC of the other Building Items and the P&M ERC (where applicable) to enable the correct contract size adjustment to be made. ERC of Building Component + ERC of P&M = Total ERC to which contract size adjustment should be applied. The appropriate % adjustment should be made in accordance with the scale for contract size adjustment specified under section 6 of the RCG 2021 Guidance notes. The currency ERC rates are set at £4m (Four Million Pounds) @ 1st April 2019 (AVD) for the RCG 2021 Publication. | - | - | 2 | TRUE
5416 | 98A061 | 9743 | 98A061 | Sugar beet factories | Main factory building | Intermediate Floors | Concrete incl frame | - | 6mm thick Chequer plate or steel mesh intermediate floor on steel universal columns and beams approx. 127 x 75mm section supports at 3.5m spacing floor to floor. | Location Adjustment Applicable (See Guidance Notes) - ERC = UK mean of 1.00 | (BEAMS Note 2) The ERC for this item should be added to all other rateable items on the hereditament (except land). Therefore the total of the ERC of the other Building Items and the P&M ERC (where applicable) to enable the correct contract size adjustment to be made. ERC of Building Component + ERC of P&M = Total ERC to which contract size adjustment should be applied. The appropriate % adjustment should be made in accordance with the scale for contract size adjustment specified under section 6 of the RCG 2023 Guidance notes. The currency ERC rates are set at £4m (Four Million Pounds) @ 1st April 2021 (AVD) for the RCG 2023 Publication. | Includes steel support frame | Floor area | - | - | - | - | - | - | - | - |  | M2 | m2 | NA | NA | NA | #N/A | Option 1 | ERROR | 0% | 249.3822 | 179.0504 | 0% | 0% | 179.0504 | 0% | Indexed | NA | VOA_GPN_GOV_UK\7246041 | 2019-08-30 | Low | - | Medium | Risk taken from previous CG | - | - | NA | SPONS A&B | NA | (BEAMS Note 2) The ERC for this item should be added to all other rateable items on the hereditament (except land). Therefore the total of the ERC of the other Building Items and the P&M ERC (where applicable) to enable the correct contract size adjustment to be made. ERC of Building Component + ERC of P&M = Total ERC to which contract size adjustment should be applied. The appropriate % adjustment should be made in accordance with the scale for contract size adjustment specified under section 6 of the RCG 2021 Guidance notes. The currency ERC rates are set at £4m (Four Million Pounds) @ 1st April 2019 (AVD) for the RCG 2021 Publication. | - | - | 2 | TRUE
5417 | 98A062 | 9744 | 98A062 | Sugar beet factories | Main factory building | Intermediate Floors | Concrete with quarry tiling | - | 6mm thick Chequer plate or steel mesh intermediate floor on steel universal columns and beams approx. 127 x 75mm section supports at 3.5m spacing floor to floor. | Location Adjustment Applicable (See Guidance Notes) - ERC = UK mean of 1.00 | (BEAMS Note 2) The ERC for this item should be added to all other rateable items on the hereditament (except land). Therefore the total of the ERC of the other Building Items and the P&M ERC (where applicable) to enable the correct contract size adjustment to be made. ERC of Building Component + ERC of P&M = Total ERC to which contract size adjustment should be applied. The appropriate % adjustment should be made in accordance with the scale for contract size adjustment specified under section 6 of the RCG 2023 Guidance notes. The currency ERC rates are set at £4m (Four Million Pounds) @ 1st April 2021 (AVD) for the RCG 2023 Publication. | Includes steel support frame | Floor area | - | - | - | - | - | - | - | - |  | M2 | m2 | NA | NA | NA | #N/A | Option 1 | ERROR | 0% | 319.485 | 229.3826 | 0% | 0% | 229.3826 | 0% | Indexed | NA | VOA_GPN_GOV_UK\7246041 | 2019-08-30 | Low | - | Medium | Risk taken from previous CG | - | - | NA | SPONS A&B | NA | (BEAMS Note 2) The ERC for this item should be added to all other rateable items on the hereditament (except land). Therefore the total of the ERC of the other Building Items and the P&M ERC (where applicable) to enable the correct contract size adjustment to be made. ERC of Building Component + ERC of P&M = Total ERC to which contract size adjustment should be applied. The appropriate % adjustment should be made in accordance with the scale for contract size adjustment specified under section 6 of the RCG 2021 Guidance notes. The currency ERC rates are set at £4m (Four Million Pounds) @ 1st April 2019 (AVD) for the RCG 2021 Publication. | - | - | 2 | TRUE
5418 | 98A063 | 9745 | 98A063 | Sugar beet factories | Main factory building | Internal building | Excluding Control Buildings | - | Internal buildings (excl control bldgs.) up to 50m2 in area and 3 metres in height. Typical Construction. External Walls: Timber framed with sheet material cladding, including sound absorption materials and plasterboard inner face. Windows and Doors: Extensive double or triple glazed upvc for insulation both for sound and heat protection. Half glazed door. Internal Walls: Timber stud partitions. Internal Finishes: Emulsion paint to plastered walls and acoustic tile ceilings, and vinyl floor tiles. Building Services: - General lighting and extra power sockets for equipment; heating; air conditioning; fire alarms and emergency lighting, sprinklers. These are for single internal structures within an existing building. Variation may include brick walls, timber windows, raised access floors, soft floor coverings and built between storey heights. Usually constructed as single concrete block or stud partition walling with a timber fame flat roof. Internal painted walls. Building services will include electrical power and lighting. | Location Adjustment Applicable (See Guidance Notes) - ERC = UK mean of 1.00 | (BEAMS Note 2) The ERC for this item should be added to all other rateable items on the hereditament (except land). Therefore the total of the ERC of the other Building Items and the P&M ERC (where applicable) to enable the correct contract size adjustment to be made. ERC of Building Component + ERC of P&M = Total ERC to which contract size adjustment should be applied. The appropriate % adjustment should be made in accordance with the scale for contract size adjustment specified under section 6 of the RCG 2023 Guidance notes. The currency ERC rates are set at £4m (Four Million Pounds) @ 1st April 2021 (AVD) for the RCG 2023 Publication. | Cost excludes foundations. | GIA -measured separate to main buildings | - | - | - | - | - | - | - | - |  | M2 | m2 | NA | NA | NA | #N/A | Option 1 | ERROR | 0% | 1048.0947 | 752.507 | 0% | 0% | 752.507 | 0% | Indexed | NA | VOA_GPN_GOV_UK\7246041 | 2019-08-30 | Low | - | Medium | Risk taken from previous CG | - | - | NA | SPONS A&B | NA | (BEAMS Note 2) The ERC for this item should be added to all other rateable items on the hereditament (except land). Therefore the total of the ERC of the other Building Items and the P&M ERC (where applicable) to enable the correct contract size adjustment to be made. ERC of Building Component + ERC of P&M = Total ERC to which contract size adjustment should be applied. The appropriate % adjustment should be made in accordance with the scale for contract size adjustment specified under section 6 of the RCG 2021 Guidance notes. The currency ERC rates are set at £4m (Four Million Pounds) @ 1st April 2019 (AVD) for the RCG 2021 Publication. | - | - | 2 | TRUE
5419 | 98A016 | 9698 | 98A016 | Sugar beet factories | Main factory building | Typical Factory Building | 2,500m2 GIA | Eaves ht - 15.00m | The costs provided here reference VOCG 2021 - Factory Process Buildings (heavy) General specification -Building Construction : - Foundations : Concrete pad and strip foundations with 250mm mesh reinforced concrete floor Frame : Heavy steel frame Upper Floors : None Roof : Single skin profiled protected metal, fixed to steel purlins with plastic headed screws, translucent sheet glazing, rainwater gutters, downpipes and drainage. External Walls : Brick cavity infill to 2.0m; single skin profiled protected metal cladding, fixed to horizontal steel rails with plastic headed screws, translucent sheet glazing; access doors goods/personnel. Windows and Doors : Internal Walls : Internal Finishes : Building Services : Electric light and power, water laid on, toilets, unheated External Works : Drainage to the curtilage Accommodation : Single storey uninsulated heavy process factory building. Including part floor finishes (minimum). | Location Adjustment Applicable (See Guidance Notes) - ERC = UK mean of 1.00 | (BEAMS Note 2) The ERC for this item should be added to all other rateable items on the hereditament (except land). Therefore the total of the ERC of the other Building Items and the P&M ERC (where applicable) to enable the correct contract size adjustment to be made. ERC of Building Component + ERC of P&M = Total ERC to which contract size adjustment should be applied. The appropriate % adjustment should be made in accordance with the scale for contract size adjustment specified under section 6 of the RCG 2023 Guidance notes. The currency ERC rates are set at £4m (Four Million Pounds) @ 1st April 2021 (AVD) for the RCG 2023 Publication. | Excludes External Works | GIA - Gross internal area and external works | - | - | - | - | - | - | - | - |  | M2 | m2 | NA | NA | NA | #N/A | Option 1 | ERROR | 0% | 738.9528 | 530.5504 | 0% | 0% | 530.5504 | 0% | Indexed | NA | VOA_GPN_GOV_UK\7246041 | 2019-08-30 | Low | - | Medium | Risk taken from previous CG | - | - | NA | SPONS A&B | NA | (BEAMS Note 2) The ERC for this item should be added to all other rateable items on the hereditament (except land). Therefore the total of the ERC of the other Building Items and the P&M ERC (where applicable) to enable the correct contract size adjustment to be made. ERC of Building Component + ERC of P&M = Total ERC to which contract size adjustment should be applied. The appropriate % adjustment should be made in accordance with the scale for contract size adjustment specified under section 6 of the RCG 2021 Guidance notes. The currency ERC rates are set at £4m (Four Million Pounds) @ 1st April 2019 (AVD) for the RCG 2021 Publication. | - | - | 2 | TRUE
5420 | 98A017 | 9699 | 98A017 | Sugar beet factories | Main factory building | Typical Factory Building | 2,500m2 GIA | Eaves ht - 16.00m | The costs provided here reference VOCG 2021 - Factory Process Buildings (heavy) General specification -Building Construction : - Foundations : Concrete pad and strip foundations with 250mm mesh reinforced concrete floor Frame : Heavy steel frame Upper Floors : None Roof : Single skin profiled protected metal, fixed to steel purlins with plastic headed screws, translucent sheet glazing, rainwater gutters, downpipes and drainage. External Walls : Brick cavity infill to 2.0m; single skin profiled protected metal cladding, fixed to horizontal steel rails with plastic headed screws, translucent sheet glazing; access doors goods/personnel. Windows and Doors : Internal Walls : Internal Finishes : Building Services : Electric light and power, water laid on, toilets, unheated External Works : Drainage to the curtilage Accommodation : Single storey uninsulated heavy process factory building. Including part floor finishes (minimum). | Location Adjustment Applicable (See Guidance Notes) - ERC = UK mean of 1.00 | (BEAMS Note 2) The ERC for this item should be added to all other rateable items on the hereditament (except land). Therefore the total of the ERC of the other Building Items and the P&M ERC (where applicable) to enable the correct contract size adjustment to be made. ERC of Building Component + ERC of P&M = Total ERC to which contract size adjustment should be applied. The appropriate % adjustment should be made in accordance with the scale for contract size adjustment specified under section 6 of the RCG 2023 Guidance notes. The currency ERC rates are set at £4m (Four Million Pounds) @ 1st April 2021 (AVD) for the RCG 2023 Publication. | Excludes External Works | GIA - Gross internal area and external works | - | - | - | - | - | - | - | - |  | M2 | m2 | NA | NA | NA | #N/A | Option 1 | ERROR | 0% | 758.4896 | 544.5774 | 0% | 0% | 544.5774 | 0% | Indexed | NA | VOA_GPN_GOV_UK\7246041 | 2019-08-30 | Low | - | Medium | Risk taken from previous CG | - | - | NA | SPONS A&B | NA | (BEAMS Note 2) The ERC for this item should be added to all other rateable items on the hereditament (except land). Therefore the total of the ERC of the other Building Items and the P&M ERC (where applicable) to enable the correct contract size adjustment to be made. ERC of Building Component + ERC of P&M = Total ERC to which contract size adjustment should be applied. The appropriate % adjustment should be made in accordance with the scale for contract size adjustment specified under section 6 of the RCG 2021 Guidance notes. The currency ERC rates are set at £4m (Four Million Pounds) @ 1st April 2019 (AVD) for the RCG 2021 Publication. | - | - | 2 | TRUE
5421 | 98A018 | 9700 | 98A018 | Sugar beet factories | Main factory building | Typical Factory Building | 2,500m2 GIA | Eaves ht - 17.00m | The costs provided here reference VOCG 2021 - Factory Process Buildings (heavy) General specification -Building Construction : - Foundations : Concrete pad and strip foundations with 250mm mesh reinforced concrete floor Frame : Heavy steel frame Upper Floors : None Roof : Single skin profiled protected metal, fixed to steel purlins with plastic headed screws, translucent sheet glazing, rainwater gutters, downpipes and drainage. External Walls : Brick cavity infill to 2.0m; single skin profiled protected metal cladding, fixed to horizontal steel rails with plastic headed screws, translucent sheet glazing; access doors goods/personnel. Windows and Doors : Internal Walls : Internal Finishes : Building Services : Electric light and power, water laid on, toilets, unheated External Works : Drainage to the curtilage Accommodation : Single storey uninsulated heavy process factory building. Including part floor finishes (minimum). | Location Adjustment Applicable (See Guidance Notes) - ERC = UK mean of 1.00 | (BEAMS Note 2) The ERC for this item should be added to all other rateable items on the hereditament (except land). Therefore the total of the ERC of the other Building Items and the P&M ERC (where applicable) to enable the correct contract size adjustment to be made. ERC of Building Component + ERC of P&M = Total ERC to which contract size adjustment should be applied. The appropriate % adjustment should be made in accordance with the scale for contract size adjustment specified under section 6 of the RCG 2023 Guidance notes. The currency ERC rates are set at £4m (Four Million Pounds) @ 1st April 2021 (AVD) for the RCG 2023 Publication. | Excludes External Works | GIA - Gross internal area and external works | - | - | - | - | - | - | - | - |  | M2 | m2 | NA | NA | NA | #N/A | Option 1 | ERROR | 0% | 778.6011 | 559.017 | 0% | 0% | 559.017 | 0% | Indexed | NA | VOA_GPN_GOV_UK\7246041 | 2019-08-30 | Low | - | Medium | Risk taken from previous CG | - | - | NA | SPONS A&B | NA | (BEAMS Note 2) The ERC for this item should be added to all other rateable items on the hereditament (except land). Therefore the total of the ERC of the other Building Items and the P&M ERC (where applicable) to enable the correct contract size adjustment to be made. ERC of Building Component + ERC of P&M = Total ERC to which contract size adjustment should be applied. The appropriate % adjustment should be made in accordance with the scale for contract size adjustment specified under section 6 of the RCG 2021 Guidance notes. The currency ERC rates are set at £4m (Four Million Pounds) @ 1st April 2019 (AVD) for the RCG 2021 Publication. | - | - | 2 | TRUE
5422 | 98A019 | 9701 | 98A019 | Sugar beet factories | Main factory building | Typical Factory Building | 2,500m2 GIA | Eaves ht - 18.00m | The costs provided here reference VOCG 2021 - Factory Process Buildings (heavy) General specification -Building Construction : - Foundations : Concrete pad and strip foundations with 250mm mesh reinforced concrete floor Frame : Heavy steel frame Upper Floors : None Roof : Single skin profiled protected metal, fixed to steel purlins with plastic headed screws, translucent sheet glazing, rainwater gutters, downpipes and drainage. External Walls : Brick cavity infill to 2.0m; single skin profiled protected metal cladding, fixed to horizontal steel rails with plastic headed screws, translucent sheet glazing; access doors goods/personnel. Windows and Doors : Internal Walls : Internal Finishes : Building Services : Electric light and power, water laid on, toilets, unheated External Works : Drainage to the curtilage Accommodation : Single storey uninsulated heavy process factory building. Including part floor finishes (minimum). | Location Adjustment Applicable (See Guidance Notes) - ERC = UK mean of 1.00 | (BEAMS Note 2) The ERC for this item should be added to all other rateable items on the hereditament (except land). Therefore the total of the ERC of the other Building Items and the P&M ERC (where applicable) to enable the correct contract size adjustment to be made. ERC of Building Component + ERC of P&M = Total ERC to which contract size adjustment should be applied. The appropriate % adjustment should be made in accordance with the scale for contract size adjustment specified under section 6 of the RCG 2023 Guidance notes. The currency ERC rates are set at £4m (Four Million Pounds) @ 1st April 2021 (AVD) for the RCG 2023 Publication. | Excludes External Works | GIA - Gross internal area and external works | - | - | - | - | - | - | - | - |  | M2 | m2 | NA | NA | NA | #N/A | Option 1 | ERROR | 0% | 797.5633 | 572.6314 | 0% | 0% | 572.6314 | 0% | Indexed | NA | VOA_GPN_GOV_UK\7246041 | 2019-08-30 | Low | - | Medium | Risk taken from previous CG | - | - | NA | SPONS A&B | NA | (BEAMS Note 2) The ERC for this item should be added to all other rateable items on the hereditament (except land). Therefore the total of the ERC of the other Building Items and the P&M ERC (where applicable) to enable the correct contract size adjustment to be made. ERC of Building Component + ERC of P&M = Total ERC to which contract size adjustment should be applied. The appropriate % adjustment should be made in accordance with the scale for contract size adjustment specified under section 6 of the RCG 2021 Guidance notes. The currency ERC rates are set at £4m (Four Million Pounds) @ 1st April 2019 (AVD) for the RCG 2021 Publication. | - | - | 2 | TRUE
5423 | 98A020 | 9702 | 98A020 | Sugar beet factories | Main factory building | Typical Factory Building | 2,500m2 GIA | Eaves ht - 19.00m | The costs provided here reference VOCG 2021 - Factory Process Buildings (heavy) General specification -Building Construction : - Foundations : Concrete pad and strip foundations with 250mm mesh reinforced concrete floor Frame : Heavy steel frame Upper Floors : None Roof : Single skin profiled protected metal, fixed to steel purlins with plastic headed screws, translucent sheet glazing, rainwater gutters, downpipes and drainage. External Walls : Brick cavity infill to 2.0m; single skin profiled protected metal cladding, fixed to horizontal steel rails with plastic headed screws, translucent sheet glazing; access doors goods/personnel. Windows and Doors : Internal Walls : Internal Finishes : Building Services : Electric light and power, water laid on, toilets, unheated External Works : Drainage to the curtilage Accommodation : Single storey uninsulated heavy process factory building. Including part floor finishes (minimum). | Location Adjustment Applicable (See Guidance Notes) - ERC = UK mean of 1.00 | (BEAMS Note 2) The ERC for this item should be added to all other rateable items on the hereditament (except land). Therefore the total of the ERC of the other Building Items and the P&M ERC (where applicable) to enable the correct contract size adjustment to be made. ERC of Building Component + ERC of P&M = Total ERC to which contract size adjustment should be applied. The appropriate % adjustment should be made in accordance with the scale for contract size adjustment specified under section 6 of the RCG 2023 Guidance notes. The currency ERC rates are set at £4m (Four Million Pounds) @ 1st April 2021 (AVD) for the RCG 2023 Publication. | Excludes External Works | GIA - Gross internal area and external works | - | - | - | - | - | - | - | - |  | M2 | m2 | NA | NA | NA | #N/A | Option 1 | ERROR | 0% | 817.6748 | 587.0709 | 0% | 0% | 587.0709 | 0% | Indexed | NA | VOA_GPN_GOV_UK\7246041 | 2019-08-30 | Low | - | Medium | Risk taken from previous CG | - | - | NA | SPONS A&B | NA | (BEAMS Note 2) The ERC for this item should be added to all other rateable items on the hereditament (except land). Therefore the total of the ERC of the other Building Items and the P&M ERC (where applicable) to enable the correct contract size adjustment to be made. ERC of Building Component + ERC of P&M = Total ERC to which contract size adjustment should be applied. The appropriate % adjustment should be made in accordance with the scale for contract size adjustment specified under section 6 of the RCG 2021 Guidance notes. The currency ERC rates are set at £4m (Four Million Pounds) @ 1st April 2019 (AVD) for the RCG 2021 Publication. | - | - | 2 | TRUE
5424 | 98A021 | 9703 | 98A021 | Sugar beet factories | Main factory building | Typical Factory Building | 2,500m2 GIA | Eaves ht - 20.00m | The costs provided here reference VOCG 2021 - Factory Process Buildings (heavy) General specification -Building Construction : - Foundations : Concrete pad and strip foundations with 250mm mesh reinforced concrete floor Frame : Heavy steel frame Upper Floors : None Roof : Single skin profiled protected metal, fixed to steel purlins with plastic headed screws, translucent sheet glazing, rainwater gutters, downpipes and drainage. External Walls : Brick cavity infill to 2.0m; single skin profiled protected metal cladding, fixed to horizontal steel rails with plastic headed screws, translucent sheet glazing; access doors goods/personnel. Windows and Doors : Internal Walls : Internal Finishes : Building Services : Electric light and power, water laid on, toilets, unheated External Works : Drainage to the curtilage Accommodation : Single storey uninsulated heavy process factory building. Including part floor finishes (minimum). | Location Adjustment Applicable (See Guidance Notes) - ERC = UK mean of 1.00 | (BEAMS Note 2) The ERC for this item should be added to all other rateable items on the hereditament (except land). Therefore the total of the ERC of the other Building Items and the P&M ERC (where applicable) to enable the correct contract size adjustment to be made. ERC of Building Component + ERC of P&M = Total ERC to which contract size adjustment should be applied. The appropriate % adjustment should be made in accordance with the scale for contract size adjustment specified under section 6 of the RCG 2023 Guidance notes. The currency ERC rates are set at £4m (Four Million Pounds) @ 1st April 2021 (AVD) for the RCG 2023 Publication. | Excludes External Works | GIA - Gross internal area and external works | - | - | - | - | - | - | - | - |  | M2 | m2 | NA | NA | NA | #N/A | Option 1 | ERROR | 0% | 837.7863 | 601.5105 | 0% | 0% | 601.5105 | 0% | Indexed | NA | VOA_GPN_GOV_UK\7246041 | 2019-08-30 | Low | - | Medium | Risk taken from previous CG | - | - | NA | SPONS A&B | NA | (BEAMS Note 2) The ERC for this item should be added to all other rateable items on the hereditament (except land). Therefore the total of the ERC of the other Building Items and the P&M ERC (where applicable) to enable the correct contract size adjustment to be made. ERC of Building Component + ERC of P&M = Total ERC to which contract size adjustment should be applied. The appropriate % adjustment should be made in accordance with the scale for contract size adjustment specified under section 6 of the RCG 2021 Guidance notes. The currency ERC rates are set at £4m (Four Million Pounds) @ 1st April 2019 (AVD) for the RCG 2021 Publication. | - | - | 2 | TRUE
5425 | 98A022 | 9704 | 98A022 | Sugar beet factories | Main factory building | Typical Factory Building | 2,500m2 GIA | Eaves ht - 21.00m | The costs provided here reference VOCG 2021 - Factory Process Buildings (heavy) General specification -Building Construction : - Foundations : Concrete pad and strip foundations with 250mm mesh reinforced concrete floor Frame : Heavy steel frame Upper Floors : None Roof : Single skin profiled protected metal, fixed to steel purlins with plastic headed screws, translucent sheet glazing, rainwater gutters, downpipes and drainage. External Walls : Brick cavity infill to 2.0m; single skin profiled protected metal cladding, fixed to horizontal steel rails with plastic headed screws, translucent sheet glazing; access doors goods/personnel. Windows and Doors : Internal Walls : Internal Finishes : Building Services : Electric light and power, water laid on, toilets, unheated External Works : Drainage to the curtilage Accommodation : Single storey uninsulated heavy process factory building. Including part floor finishes (minimum). | Location Adjustment Applicable (See Guidance Notes) - ERC = UK mean of 1.00 | (BEAMS Note 2) The ERC for this item should be added to all other rateable items on the hereditament (except land). Therefore the total of the ERC of the other Building Items and the P&M ERC (where applicable) to enable the correct contract size adjustment to be made. ERC of Building Component + ERC of P&M = Total ERC to which contract size adjustment should be applied. The appropriate % adjustment should be made in accordance with the scale for contract size adjustment specified under section 6 of the RCG 2023 Guidance notes. The currency ERC rates are set at £4m (Four Million Pounds) @ 1st April 2021 (AVD) for the RCG 2023 Publication. | Excludes External Works | GIA - Gross internal area and external works | - | - | - | - | - | - | - | - |  | M2 | m2 | NA | NA | NA | #N/A | Option 1 | ERROR | 0% | 938.3436 | 673.7083 | 0% | 0% | 673.7083 | 0% | Indexed | NA | VOA_GPN_GOV_UK\7246041 | 2019-08-30 | Low | - | Medium | Risk taken from previous CG | - | - | NA | SPONS A&B | NA | (BEAMS Note 2) The ERC for this item should be added to all other rateable items on the hereditament (except land). Therefore the total of the ERC of the other Building Items and the P&M ERC (where applicable) to enable the correct contract size adjustment to be made. ERC of Building Component + ERC of P&M = Total ERC to which contract size adjustment should be applied. The appropriate % adjustment should be made in accordance with the scale for contract size adjustment specified under section 6 of the RCG 2021 Guidance notes. The currency ERC rates are set at £4m (Four Million Pounds) @ 1st April 2019 (AVD) for the RCG 2021 Publication. | - | - | 2 | TRUE
5426 | 98A023 | 9705 | 98A023 | Sugar beet factories | Main factory building | Typical Factory Building | 2,500m2 GIA | Eaves ht - 22.00m | The costs provided here reference VOCG 2021 - Factory Process Buildings (heavy) General specification -Building Construction : - Foundations : Concrete pad and strip foundations with 250mm mesh reinforced concrete floor Frame : Heavy steel frame Upper Floors : None Roof : Single skin profiled protected metal, fixed to steel purlins with plastic headed screws, translucent sheet glazing, rainwater gutters, downpipes and drainage. External Walls : Brick cavity infill to 2.0m; single skin profiled protected metal cladding, fixed to horizontal steel rails with plastic headed screws, translucent sheet glazing; access doors goods/personnel. Windows and Doors : Internal Walls : Internal Finishes : Building Services : Electric light and power, water laid on, toilets, unheated External Works : Drainage to the curtilage Accommodation : Single storey uninsulated heavy process factory building. Including part floor finishes (minimum). | Location Adjustment Applicable (See Guidance Notes) - ERC = UK mean of 1.00 | (BEAMS Note 2) The ERC for this item should be added to all other rateable items on the hereditament (except land). Therefore the total of the ERC of the other Building Items and the P&M ERC (where applicable) to enable the correct contract size adjustment to be made. ERC of Building Component + ERC of P&M = Total ERC to which contract size adjustment should be applied. The appropriate % adjustment should be made in accordance with the scale for contract size adjustment specified under section 6 of the RCG 2023 Guidance notes. The currency ERC rates are set at £4m (Four Million Pounds) @ 1st April 2021 (AVD) for the RCG 2023 Publication. | Excludes External Works | GIA - Gross internal area and external works | - | - | - | - | - | - | - | - |  | M2 | m2 | NA | NA | NA | #N/A | Option 1 | ERROR | 0% | 960.7535 | 689.798 | 0% | 0% | 689.798 | 0% | Indexed | NA | VOA_GPN_GOV_UK\7246041 | 2019-08-30 | Low | - | Medium | Risk taken from previous CG | - | - | NA | SPONS A&B | NA | (BEAMS Note 2) The ERC for this item should be added to all other rateable items on the hereditament (except land). Therefore the total of the ERC of the other Building Items and the P&M ERC (where applicable) to enable the correct contract size adjustment to be made. ERC of Building Component + ERC of P&M = Total ERC to which contract size adjustment should be applied. The appropriate % adjustment should be made in accordance with the scale for contract size adjustment specified under section 6 of the RCG 2021 Guidance notes. The currency ERC rates are set at £4m (Four Million Pounds) @ 1st April 2019 (AVD) for the RCG 2021 Publication. | - | - | 2 | TRUE
5427 | 98A024 | 9706 | 98A024 | Sugar beet factories | Main factory building | Typical Factory Building | 2,500m2 GIA | Eaves ht - 23.00m | The costs provided here reference VOCG 2021 - Factory Process Buildings (heavy) General specification -Building Construction : - Foundations : Concrete pad and strip foundations with 250mm mesh reinforced concrete floor Frame : Heavy steel frame Upper Floors : None Roof : Single skin profiled protected metal, fixed to steel purlins with plastic headed screws, translucent sheet glazing, rainwater gutters, downpipes and drainage. External Walls : Brick cavity infill to 2.0m; single skin profiled protected metal cladding, fixed to horizontal steel rails with plastic headed screws, translucent sheet glazing; access doors goods/personnel. Windows and Doors : Internal Walls : Internal Finishes : Building Services : Electric light and power, water laid on, toilets, unheated External Works : Drainage to the curtilage Accommodation : Single storey uninsulated heavy process factory building. Including part floor finishes (minimum). | Location Adjustment Applicable (See Guidance Notes) - ERC = UK mean of 1.00 | (BEAMS Note 2) The ERC for this item should be added to all other rateable items on the hereditament (except land). Therefore the total of the ERC of the other Building Items and the P&M ERC (where applicable) to enable the correct contract size adjustment to be made. ERC of Building Component + ERC of P&M = Total ERC to which contract size adjustment should be applied. The appropriate % adjustment should be made in accordance with the scale for contract size adjustment specified under section 6 of the RCG 2023 Guidance notes. The currency ERC rates are set at £4m (Four Million Pounds) @ 1st April 2021 (AVD) for the RCG 2023 Publication. | Excludes External Works | GIA - Gross internal area and external works | - | - | - | - | - | - | - | - |  | M2 | m2 | NA | NA | NA | #N/A | Option 1 | ERROR | 0% | 982.5888 | 705.4753 | 0% | 0% | 705.4753 | 0% | Indexed | NA | VOA_GPN_GOV_UK\7246041 | 2019-08-30 | Low | - | Medium | Risk taken from previous CG | - | - | NA | SPONS A&B | NA | (BEAMS Note 2) The ERC for this item should be added to all other rateable items on the hereditament (except land). Therefore the total of the ERC of the other Building Items and the P&M ERC (where applicable) to enable the correct contract size adjustment to be made. ERC of Building Component + ERC of P&M = Total ERC to which contract size adjustment should be applied. The appropriate % adjustment should be made in accordance with the scale for contract size adjustment specified under section 6 of the RCG 2021 Guidance notes. The currency ERC rates are set at £4m (Four Million Pounds) @ 1st April 2019 (AVD) for the RCG 2021 Publication. | - | - | 2 | TRUE
5428 | 98A025 | 9707 | 98A025 | Sugar beet factories | Main factory building | Typical Factory Building | 2,500m2 GIA | Eaves ht - 24.00m | The costs provided here reference VOCG 2021 - Factory Process Buildings (heavy) General specification -Building Construction : - Foundations : Concrete pad and strip foundations with 250mm mesh reinforced concrete floor Frame : Heavy steel frame Upper Floors : None Roof : Single skin profiled protected metal, fixed to steel purlins with plastic headed screws, translucent sheet glazing, rainwater gutters, downpipes and drainage. External Walls : Brick cavity infill to 2.0m; single skin profiled protected metal cladding, fixed to horizontal steel rails with plastic headed screws, translucent sheet glazing; access doors goods/personnel. Windows and Doors : Internal Walls : Internal Finishes : Building Services : Electric light and power, water laid on, toilets, unheated External Works : Drainage to the curtilage Accommodation : Single storey uninsulated heavy process factory building. Including part floor finishes (minimum). | Location Adjustment Applicable (See Guidance Notes) - ERC = UK mean of 1.00 | (BEAMS Note 2) The ERC for this item should be added to all other rateable items on the hereditament (except land). Therefore the total of the ERC of the other Building Items and the P&M ERC (where applicable) to enable the correct contract size adjustment to be made. ERC of Building Component + ERC of P&M = Total ERC to which contract size adjustment should be applied. The appropriate % adjustment should be made in accordance with the scale for contract size adjustment specified under section 6 of the RCG 2023 Guidance notes. The currency ERC rates are set at £4m (Four Million Pounds) @ 1st April 2021 (AVD) for the RCG 2023 Publication. | Excludes External Works | GIA - Gross internal area and external works | - | - | - | - | - | - | - | - |  | M2 | m2 | NA | NA | NA | #N/A | Option 1 | ERROR | 0% | 1004.4241 | 721.1525 | 0% | 0% | 721.1525 | 0% | Indexed | NA | VOA_GPN_GOV_UK\7246041 | 2019-08-30 | Low | - | Medium | Risk taken from previous CG | - | - | NA | SPONS A&B | NA | (BEAMS Note 2) The ERC for this item should be added to all other rateable items on the hereditament (except land). Therefore the total of the ERC of the other Building Items and the P&M ERC (where applicable) to enable the correct contract size adjustment to be made. ERC of Building Component + ERC of P&M = Total ERC to which contract size adjustment should be applied. The appropriate % adjustment should be made in accordance with the scale for contract size adjustment specified under section 6 of the RCG 2021 Guidance notes. The currency ERC rates are set at £4m (Four Million Pounds) @ 1st April 2019 (AVD) for the RCG 2021 Publication. | - | - | 2 | TRUE
5429 | 98A026 | 9708 | 98A026 | Sugar beet factories | Main factory building | Typical Factory Building | 2,500m2 GIA | Eaves ht - 25.00m | The costs provided here reference VOCG 2021 - Factory Process Buildings (heavy) General specification -Building Construction : - Foundations : Concrete pad and strip foundations with 250mm mesh reinforced concrete floor Frame : Heavy steel frame Upper Floors : None Roof : Single skin profiled protected metal, fixed to steel purlins with plastic headed screws, translucent sheet glazing, rainwater gutters, downpipes and drainage. External Walls : Brick cavity infill to 2.0m; single skin profiled protected metal cladding, fixed to horizontal steel rails with plastic headed screws, translucent sheet glazing; access doors goods/personnel. Windows and Doors : Internal Walls : Internal Finishes : Building Services : Electric light and power, water laid on, toilets, unheated External Works : Drainage to the curtilage Accommodation : Single storey uninsulated heavy process factory building. Including part floor finishes (minimum). | Location Adjustment Applicable (See Guidance Notes) - ERC = UK mean of 1.00 | (BEAMS Note 2) The ERC for this item should be added to all other rateable items on the hereditament (except land). Therefore the total of the ERC of the other Building Items and the P&M ERC (where applicable) to enable the correct contract size adjustment to be made. ERC of Building Component + ERC of P&M = Total ERC to which contract size adjustment should be applied. The appropriate % adjustment should be made in accordance with the scale for contract size adjustment specified under section 6 of the RCG 2023 Guidance notes. The currency ERC rates are set at £4m (Four Million Pounds) @ 1st April 2021 (AVD) for the RCG 2023 Publication. | Excludes External Works | GIA - Gross internal area and external works | - | - | - | - | - | - | - | - |  | M2 | m2 | NA | NA | NA | #N/A | Option 1 | ERROR | 0% | 1026.834 | 737.2423 | 0% | 0% | 737.2423 | 0% | Indexed | NA | VOA_GPN_GOV_UK\7246041 | 2019-08-30 | Low | - | Medium | Risk taken from previous CG | - | - | NA | SPONS A&B | NA | (BEAMS Note 2) The ERC for this item should be added to all other rateable items on the hereditament (except land). Therefore the total of the ERC of the other Building Items and the P&M ERC (where applicable) to enable the correct contract size adjustment to be made. ERC of Building Component + ERC of P&M = Total ERC to which contract size adjustment should be applied. The appropriate % adjustment should be made in accordance with the scale for contract size adjustment specified under section 6 of the RCG 2021 Guidance notes. The currency ERC rates are set at £4m (Four Million Pounds) @ 1st April 2019 (AVD) for the RCG 2021 Publication. | - | - | 2 | TRUE
5430 | 98A027 | 9709 | 98A027 | Sugar beet factories | Main factory building | Typical Factory Building | 2,500m2 GIA | Eaves ht - 26.00m | The costs provided here reference VOCG 2021 - Factory Process Buildings (heavy) General specification -Building Construction : - Foundations : Concrete pad and strip foundations with 250mm mesh reinforced concrete floor Frame : Heavy steel frame Upper Floors : None Roof : Single skin profiled protected metal, fixed to steel purlins with plastic headed screws, translucent sheet glazing, rainwater gutters, downpipes and drainage. External Walls : Brick cavity infill to 2.0m; single skin profiled protected metal cladding, fixed to horizontal steel rails with plastic headed screws, translucent sheet glazing; access doors goods/personnel. Windows and Doors : Internal Walls : Internal Finishes : Building Services : Electric light and power, water laid on, toilets, unheated External Works : Drainage to the curtilage Accommodation : Single storey uninsulated heavy process factory building. Including part floor finishes (minimum). | Location Adjustment Applicable (See Guidance Notes) - ERC = UK mean of 1.00 | (BEAMS Note 2) The ERC for this item should be added to all other rateable items on the hereditament (except land). Therefore the total of the ERC of the other Building Items and the P&M ERC (where applicable) to enable the correct contract size adjustment to be made. ERC of Building Component + ERC of P&M = Total ERC to which contract size adjustment should be applied. The appropriate % adjustment should be made in accordance with the scale for contract size adjustment specified under section 6 of the RCG 2023 Guidance notes. The currency ERC rates are set at £4m (Four Million Pounds) @ 1st April 2021 (AVD) for the RCG 2023 Publication. | Excludes External Works | GIA - Gross internal area and external works | - | - | - | - | - | - | - | - |  | M2 | m2 | NA | NA | NA | #N/A | Option 1 | ERROR | 0% | 1048.6693 | 752.9195 | 0% | 0% | 752.9195 | 0% | Indexed | NA | VOA_GPN_GOV_UK\7246041 | 2019-08-30 | Low | - | Medium | Risk taken from previous CG | - | - | NA | SPONS A&B | NA | (BEAMS Note 2) The ERC for this item should be added to all other rateable items on the hereditament (except land). Therefore the total of the ERC of the other Building Items and the P&M ERC (where applicable) to enable the correct contract size adjustment to be made. ERC of Building Component + ERC of P&M = Total ERC to which contract size adjustment should be applied. The appropriate % adjustment should be made in accordance with the scale for contract size adjustment specified under section 6 of the RCG 2021 Guidance notes. The currency ERC rates are set at £4m (Four Million Pounds) @ 1st April 2019 (AVD) for the RCG 2021 Publication. | - | - | 2 | TRUE
5431 | 98A028 | 9710 | 98A028 | Sugar beet factories | Main factory building | Typical Factory Building | 2,500m2 GIA | Eaves ht - 27.00m | The costs provided here reference VOCG 2021 - Factory Process Buildings (heavy) General specification -Building Construction : - Foundations : Concrete pad and strip foundations with 250mm mesh reinforced concrete floor Frame : Heavy steel frame Upper Floors : None Roof : Single skin profiled protected metal, fixed to steel purlins with plastic headed screws, translucent sheet glazing, rainwater gutters, downpipes and drainage. External Walls : Brick cavity infill to 2.0m; single skin profiled protected metal cladding, fixed to horizontal steel rails with plastic headed screws, translucent sheet glazing; access doors goods/personnel. Windows and Doors : Internal Walls : Internal Finishes : Building Services : Electric light and power, water laid on, toilets, unheated External Works : Drainage to the curtilage Accommodation : Single storey uninsulated heavy process factory building. Including part floor finishes (minimum). | Location Adjustment Applicable (See Guidance Notes) - ERC = UK mean of 1.00 | (BEAMS Note 2) The ERC for this item should be added to all other rateable items on the hereditament (except land). Therefore the total of the ERC of the other Building Items and the P&M ERC (where applicable) to enable the correct contract size adjustment to be made. ERC of Building Component + ERC of P&M = Total ERC to which contract size adjustment should be applied. The appropriate % adjustment should be made in accordance with the scale for contract size adjustment specified under section 6 of the RCG 2023 Guidance notes. The currency ERC rates are set at £4m (Four Million Pounds) @ 1st April 2021 (AVD) for the RCG 2023 Publication. | Excludes External Works | GIA - Gross internal area and external works | - | - | - | - | - | - | - | - |  | M2 | m2 | NA | NA | NA | #N/A | Option 1 | ERROR | 0% | 1070.5047 | 768.5967 | 0% | 0% | 768.5967 | 0% | Indexed | NA | VOA_GPN_GOV_UK\7246041 | 2019-08-30 | Low | - | Medium | Risk taken from previous CG | - | - | NA | SPONS A&B | NA | (BEAMS Note 2) The ERC for this item should be added to all other rateable items on the hereditament (except land). Therefore the total of the ERC of the other Building Items and the P&M ERC (where applicable) to enable the correct contract size adjustment to be made. ERC of Building Component + ERC of P&M = Total ERC to which contract size adjustment should be applied. The appropriate % adjustment should be made in accordance with the scale for contract size adjustment specified under section 6 of the RCG 2021 Guidance notes. The currency ERC rates are set at £4m (Four Million Pounds) @ 1st April 2019 (AVD) for the RCG 2021 Publication. | - | - | 2 | TRUE
5432 | 98A029 | 9711 | 98A029 | Sugar beet factories | Main factory building | Typical Factory Building | 2,500m2 GIA | Eaves ht - 28.00m | The costs provided here reference VOCG 2021 - Factory Process Buildings (heavy) General specification -Building Construction : - Foundations : Concrete pad and strip foundations with 250mm mesh reinforced concrete floor Frame : Heavy steel frame Upper Floors : None Roof : Single skin profiled protected metal, fixed to steel purlins with plastic headed screws, translucent sheet glazing, rainwater gutters, downpipes and drainage. External Walls : Brick cavity infill to 2.0m; single skin profiled protected metal cladding, fixed to horizontal steel rails with plastic headed screws, translucent sheet glazing; access doors goods/personnel. Windows and Doors : Internal Walls : Internal Finishes : Building Services : Electric light and power, water laid on, toilets, unheated External Works : Drainage to the curtilage Accommodation : Single storey uninsulated heavy process factory building. Including part floor finishes (minimum). | Location Adjustment Applicable (See Guidance Notes) - ERC = UK mean of 1.00 | (BEAMS Note 2) The ERC for this item should be added to all other rateable items on the hereditament (except land). Therefore the total of the ERC of the other Building Items and the P&M ERC (where applicable) to enable the correct contract size adjustment to be made. ERC of Building Component + ERC of P&M = Total ERC to which contract size adjustment should be applied. The appropriate % adjustment should be made in accordance with the scale for contract size adjustment specified under section 6 of the RCG 2023 Guidance notes. The currency ERC rates are set at £4m (Four Million Pounds) @ 1st April 2021 (AVD) for the RCG 2023 Publication. | Excludes External Works | GIA - Gross internal area and external works | - | - | - | - | - | - | - | - |  | M2 | m2 | NA | NA | NA | #N/A | Option 1 | ERROR | 0% | 1092.9146 | 784.6865 | 0% | 0% | 784.6865 | 0% | Indexed | NA | VOA_GPN_GOV_UK\7246041 | 2019-08-30 | Low | - | Medium | Risk taken from previous CG | - | - | NA | SPONS A&B | NA | (BEAMS Note 2) The ERC for this item should be added to all other rateable items on the hereditament (except land). Therefore the total of the ERC of the other Building Items and the P&M ERC (where applicable) to enable the correct contract size adjustment to be made. ERC of Building Component + ERC of P&M = Total ERC to which contract size adjustment should be applied. The appropriate % adjustment should be made in accordance with the scale for contract size adjustment specified under section 6 of the RCG 2021 Guidance notes. The currency ERC rates are set at £4m (Four Million Pounds) @ 1st April 2019 (AVD) for the RCG 2021 Publication. | - | - | 2 | TRUE
5433 | 98A030 | 9712 | 98A030 | Sugar beet factories | Main factory building | Typical Factory Building | 2,500m2 GIA | Eaves ht - 29.00m | The costs provided here reference VOCG 2021 - Factory Process Buildings (heavy) General specification -Building Construction : - Foundations : Concrete pad and strip foundations with 250mm mesh reinforced concrete floor Frame : Heavy steel frame Upper Floors : None Roof : Single skin profiled protected metal, fixed to steel purlins with plastic headed screws, translucent sheet glazing, rainwater gutters, downpipes and drainage. External Walls : Brick cavity infill to 2.0m; single skin profiled protected metal cladding, fixed to horizontal steel rails with plastic headed screws, translucent sheet glazing; access doors goods/personnel. Windows and Doors : Internal Walls : Internal Finishes : Building Services : Electric light and power, water laid on, toilets, unheated External Works : Drainage to the curtilage Accommodation : Single storey uninsulated heavy process factory building. Including part floor finishes (minimum). | Location Adjustment Applicable (See Guidance Notes) - ERC = UK mean of 1.00 | (BEAMS Note 2) The ERC for this item should be added to all other rateable items on the hereditament (except land). Therefore the total of the ERC of the other Building Items and the P&M ERC (where applicable) to enable the correct contract size adjustment to be made. ERC of Building Component + ERC of P&M = Total ERC to which contract size adjustment should be applied. The appropriate % adjustment should be made in accordance with the scale for contract size adjustment specified under section 6 of the RCG 2023 Guidance notes. The currency ERC rates are set at £4m (Four Million Pounds) @ 1st April 2021 (AVD) for the RCG 2023 Publication. | Excludes External Works | GIA - Gross internal area and external works | - | - | - | - | - | - | - | - |  | M2 | m2 | NA | NA | NA | #N/A | Option 1 | ERROR | 0% | 1114.7499 | 800.3638 | 0% | 0% | 800.3638 | 0% | Indexed | NA | VOA_GPN_GOV_UK\7246041 | 2019-08-30 | Low | - | Medium | Risk taken from previous CG | - | - | NA | SPONS A&B | NA | (BEAMS Note 2) The ERC for this item should be added to all other rateable items on the hereditament (except land). Therefore the total of the ERC of the other Building Items and the P&M ERC (where applicable) to enable the correct contract size adjustment to be made. ERC of Building Component + ERC of P&M = Total ERC to which contract size adjustment should be applied. The appropriate % adjustment should be made in accordance with the scale for contract size adjustment specified under section 6 of the RCG 2021 Guidance notes. The currency ERC rates are set at £4m (Four Million Pounds) @ 1st April 2019 (AVD) for the RCG 2021 Publication. | - | - | 2 | TRUE
5434 | 98A031 | 9713 | 98A031 | Sugar beet factories | Main factory building | Typical Factory Building | 2,500m2 GIA | Eaves ht - 30.00m | The costs provided here reference VOCG 2021 - Factory Process Buildings (heavy) General specification -Building Construction : - Foundations : Concrete pad and strip foundations with 250mm mesh reinforced concrete floor Frame : Heavy steel frame Upper Floors : None Roof : Single skin profiled protected metal, fixed to steel purlins with plastic headed screws, translucent sheet glazing, rainwater gutters, downpipes and drainage. External Walls : Brick cavity infill to 2.0m; single skin profiled protected metal cladding, fixed to horizontal steel rails with plastic headed screws, translucent sheet glazing; access doors goods/personnel. Windows and Doors : Internal Walls : Internal Finishes : Building Services : Electric light and power, water laid on, toilets, unheated External Works : Drainage to the curtilage Accommodation : Single storey uninsulated heavy process factory building. Including part floor finishes (minimum). | Location Adjustment Applicable (See Guidance Notes) - ERC = UK mean of 1.00 | (BEAMS Note 2) The ERC for this item should be added to all other rateable items on the hereditament (except land). Therefore the total of the ERC of the other Building Items and the P&M ERC (where applicable) to enable the correct contract size adjustment to be made. ERC of Building Component + ERC of P&M = Total ERC to which contract size adjustment should be applied. The appropriate % adjustment should be made in accordance with the scale for contract size adjustment specified under section 6 of the RCG 2023 Guidance notes. The currency ERC rates are set at £4m (Four Million Pounds) @ 1st April 2021 (AVD) for the RCG 2023 Publication. | Excludes External Works | GIA - Gross internal area and external works | - | - | - | - | - | - | - | - |  | M2 | m2 | NA | NA | NA | #N/A | Option 1 | ERROR | 0% | 1136.5852 | 816.041 | 0% | 0% | 816.041 | 0% | Indexed | NA | VOA_GPN_GOV_UK\7246041 | 2019-08-30 | Low | - | Medium | Risk taken from previous CG | - | - | NA | SPONS A&B | NA | (BEAMS Note 2) The ERC for this item should be added to all other rateable items on the hereditament (except land). Therefore the total of the ERC of the other Building Items and the P&M ERC (where applicable) to enable the correct contract size adjustment to be made. ERC of Building Component + ERC of P&M = Total ERC to which contract size adjustment should be applied. The appropriate % adjustment should be made in accordance with the scale for contract size adjustment specified under section 6 of the RCG 2021 Guidance notes. The currency ERC rates are set at £4m (Four Million Pounds) @ 1st April 2019 (AVD) for the RCG 2021 Publication. | - | - | 2 | TRUE
5435 | 98A032 | 9714 | 98A032 | Sugar beet factories | Main factory building | Typical Factory Building | 2,500m2 GIA | Eaves ht - 31.00m | The costs provided here reference VOCG 2021 - Factory Process Buildings (heavy) General specification -Building Construction : - Foundations : Concrete pad and strip foundations with 250mm mesh reinforced concrete floor Frame : Heavy steel frame Upper Floors : None Roof : Single skin profiled protected metal, fixed to steel purlins with plastic headed screws, translucent sheet glazing, rainwater gutters, downpipes and drainage. External Walls : Brick cavity infill to 2.0m; single skin profiled protected metal cladding, fixed to horizontal steel rails with plastic headed screws, translucent sheet glazing; access doors goods/personnel. Windows and Doors : Internal Walls : Internal Finishes : Building Services : Electric light and power, water laid on, toilets, unheated External Works : Drainage to the curtilage Accommodation : Single storey uninsulated heavy process factory building. Including part floor finishes (minimum). | Location Adjustment Applicable (See Guidance Notes) - ERC = UK mean of 1.00 | (BEAMS Note 2) The ERC for this item should be added to all other rateable items on the hereditament (except land). Therefore the total of the ERC of the other Building Items and the P&M ERC (where applicable) to enable the correct contract size adjustment to be made. ERC of Building Component + ERC of P&M = Total ERC to which contract size adjustment should be applied. The appropriate % adjustment should be made in accordance with the scale for contract size adjustment specified under section 6 of the RCG 2023 Guidance notes. The currency ERC rates are set at £4m (Four Million Pounds) @ 1st April 2021 (AVD) for the RCG 2023 Publication. | Excludes External Works | GIA - Gross internal area and external works | - | - | - | - | - | - | - | - |  | M2 | m2 | NA | NA | NA | #N/A | Option 1 | ERROR | 0% | 1158.9951 | 832.1308 | 0% | 0% | 832.1308 | 0% | Indexed | NA | VOA_GPN_GOV_UK\7246041 | 2019-08-30 | Low | - | Medium | Risk taken from previous CG | - | - | NA | SPONS A&B | NA | (BEAMS Note 2) The ERC for this item should be added to all other rateable items on the hereditament (except land). Therefore the total of the ERC of the other Building Items and the P&M ERC (where applicable) to enable the correct contract size adjustment to be made. ERC of Building Component + ERC of P&M = Total ERC to which contract size adjustment should be applied. The appropriate % adjustment should be made in accordance with the scale for contract size adjustment specified under section 6 of the RCG 2021 Guidance notes. The currency ERC rates are set at £4m (Four Million Pounds) @ 1st April 2019 (AVD) for the RCG 2021 Publication. | - | - | 2 | TRUE
5436 | 98A033 | 9715 | 98A033 | Sugar beet factories | Main factory building | Typical Factory Building | 2,500m2 GIA | Eaves ht - 32.00m | The costs provided here reference VOCG 2021 - Factory Process Buildings (heavy) General specification -Building Construction : - Foundations : Concrete pad and strip foundations with 250mm mesh reinforced concrete floor Frame : Heavy steel frame Upper Floors : None Roof : Single skin profiled protected metal, fixed to steel purlins with plastic headed screws, translucent sheet glazing, rainwater gutters, downpipes and drainage. External Walls : Brick cavity infill to 2.0m; single skin profiled protected metal cladding, fixed to horizontal steel rails with plastic headed screws, translucent sheet glazing; access doors goods/personnel. Windows and Doors : Internal Walls : Internal Finishes : Building Services : Electric light and power, water laid on, toilets, unheated External Works : Drainage to the curtilage Accommodation : Single storey uninsulated heavy process factory building. Including part floor finishes (minimum). | Location Adjustment Applicable (See Guidance Notes) - ERC = UK mean of 1.00 | (BEAMS Note 2) The ERC for this item should be added to all other rateable items on the hereditament (except land). Therefore the total of the ERC of the other Building Items and the P&M ERC (where applicable) to enable the correct contract size adjustment to be made. ERC of Building Component + ERC of P&M = Total ERC to which contract size adjustment should be applied. The appropriate % adjustment should be made in accordance with the scale for contract size adjustment specified under section 6 of the RCG 2023 Guidance notes. The currency ERC rates are set at £4m (Four Million Pounds) @ 1st April 2021 (AVD) for the RCG 2023 Publication. | Excludes External Works | GIA - Gross internal area and external works | - | - | - | - | - | - | - | - |  | M2 | m2 | NA | NA | NA | #N/A | Option 1 | ERROR | 0% | 1181.405 | 848.2206 | 0% | 0% | 848.2206 | 0% | Indexed | NA | VOA_GPN_GOV_UK\7246041 | 2019-08-30 | Low | - | Medium | Risk taken from previous CG | - | - | NA | SPONS A&B | NA | (BEAMS Note 2) The ERC for this item should be added to all other rateable items on the hereditament (except land). Therefore the total of the ERC of the other Building Items and the P&M ERC (where applicable) to enable the correct contract size adjustment to be made. ERC of Building Component + ERC of P&M = Total ERC to which contract size adjustment should be applied. The appropriate % adjustment should be made in accordance with the scale for contract size adjustment specified under section 6 of the RCG 2021 Guidance notes. The currency ERC rates are set at £4m (Four Million Pounds) @ 1st April 2019 (AVD) for the RCG 2021 Publication. | - | - | 2 | TRUE
5437 | 98A034 | 9716 | 98A034 | Sugar beet factories | Main factory building | Typical Factory Building | 2,500m2 GIA | Eaves ht - 33.00m | The costs provided here reference VOCG 2021 - Factory Process Buildings (heavy) General specification -Building Construction : - Foundations : Concrete pad and strip foundations with 250mm mesh reinforced concrete floor Frame : Heavy steel frame Upper Floors : None Roof : Single skin profiled protected metal, fixed to steel purlins with plastic headed screws, translucent sheet glazing, rainwater gutters, downpipes and drainage. External Walls : Brick cavity infill to 2.0m; single skin profiled protected metal cladding, fixed to horizontal steel rails with plastic headed screws, translucent sheet glazing; access doors goods/personnel. Windows and Doors : Internal Walls : Internal Finishes : Building Services : Electric light and power, water laid on, toilets, unheated External Works : Drainage to the curtilage Accommodation : Single storey uninsulated heavy process factory building. Including part floor finishes (minimum). | Location Adjustment Applicable (See Guidance Notes) - ERC = UK mean of 1.00 | (BEAMS Note 2) The ERC for this item should be added to all other rateable items on the hereditament (except land). Therefore the total of the ERC of the other Building Items and the P&M ERC (where applicable) to enable the correct contract size adjustment to be made. ERC of Building Component + ERC of P&M = Total ERC to which contract size adjustment should be applied. The appropriate % adjustment should be made in accordance with the scale for contract size adjustment specified under section 6 of the RCG 2023 Guidance notes. The currency ERC rates are set at £4m (Four Million Pounds) @ 1st April 2021 (AVD) for the RCG 2023 Publication. | Excludes External Works | GIA - Gross internal area and external works | - | - | - | - | - | - | - | - |  | M2 | m2 | NA | NA | NA | #N/A | Option 1 | ERROR | 0% | 1203.8149 | 864.3103 | 0% | 0% | 864.3103 | 0% | Indexed | NA | VOA_GPN_GOV_UK\7246041 | 2019-08-30 | Low | - | Medium | Risk taken from previous CG | - | - | NA | SPONS A&B | NA | (BEAMS Note 2) The ERC for this item should be added to all other rateable items on the hereditament (except land). Therefore the total of the ERC of the other Building Items and the P&M ERC (where applicable) to enable the correct contract size adjustment to be made. ERC of Building Component + ERC of P&M = Total ERC to which contract size adjustment should be applied. The appropriate % adjustment should be made in accordance with the scale for contract size adjustment specified under section 6 of the RCG 2021 Guidance notes. The currency ERC rates are set at £4m (Four Million Pounds) @ 1st April 2019 (AVD) for the RCG 2021 Publication. | - | - | 2 | TRUE
5438 | 98A035 | 9717 | 98A035 | Sugar beet factories | Main factory building | Typical Factory Building | 2,500m2 GIA | Eaves ht - 34.00m | The costs provided here reference VOCG 2021 - Factory Process Buildings (heavy) General specification -Building Construction : - Foundations : Concrete pad and strip foundations with 250mm mesh reinforced concrete floor Frame : Heavy steel frame Upper Floors : None Roof : Single skin profiled protected metal, fixed to steel purlins with plastic headed screws, translucent sheet glazing, rainwater gutters, downpipes and drainage. External Walls : Brick cavity infill to 2.0m; single skin profiled protected metal cladding, fixed to horizontal steel rails with plastic headed screws, translucent sheet glazing; access doors goods/personnel. Windows and Doors : Internal Walls : Internal Finishes : Building Services : Electric light and power, water laid on, toilets, unheated External Works : Drainage to the curtilage Accommodation : Single storey uninsulated heavy process factory building. Including part floor finishes (minimum). | Location Adjustment Applicable (See Guidance Notes) - ERC = UK mean of 1.00 | (BEAMS Note 2) The ERC for this item should be added to all other rateable items on the hereditament (except land). Therefore the total of the ERC of the other Building Items and the P&M ERC (where applicable) to enable the correct contract size adjustment to be made. ERC of Building Component + ERC of P&M = Total ERC to which contract size adjustment should be applied. The appropriate % adjustment should be made in accordance with the scale for contract size adjustment specified under section 6 of the RCG 2023 Guidance notes. The currency ERC rates are set at £4m (Four Million Pounds) @ 1st April 2021 (AVD) for the RCG 2023 Publication. | Excludes External Works | GIA - Gross internal area and external works | - | - | - | - | - | - | - | - |  | M2 | m2 | NA | NA | NA | #N/A | Option 1 | ERROR | 0% | 1225.6503 | 879.9876 | 0% | 0% | 879.9876 | 0% | Indexed | NA | VOA_GPN_GOV_UK\7246041 | 2019-08-30 | Low | - | Medium | Risk taken from previous CG | - | - | NA | SPONS A&B | NA | (BEAMS Note 2) The ERC for this item should be added to all other rateable items on the hereditament (except land). Therefore the total of the ERC of the other Building Items and the P&M ERC (where applicable) to enable the correct contract size adjustment to be made. ERC of Building Component + ERC of P&M = Total ERC to which contract size adjustment should be applied. The appropriate % adjustment should be made in accordance with the scale for contract size adjustment specified under section 6 of the RCG 2021 Guidance notes. The currency ERC rates are set at £4m (Four Million Pounds) @ 1st April 2019 (AVD) for the RCG 2021 Publication. | - | - | 2 | TRUE
5439 | 98A036 | 9718 | 98A036 | Sugar beet factories | Main factory building | Typical Factory Building | 2,500m2 GIA | Eaves ht - 35.00m | The costs provided here reference VOCG 2021 - Factory Process Buildings (heavy) General specification -Building Construction : - Foundations : Concrete pad and strip foundations with 250mm mesh reinforced concrete floor Frame : Heavy steel frame Upper Floors : None Roof : Single skin profiled protected metal, fixed to steel purlins with plastic headed screws, translucent sheet glazing, rainwater gutters, downpipes and drainage. External Walls : Brick cavity infill to 2.0m; single skin profiled protected metal cladding, fixed to horizontal steel rails with plastic headed screws, translucent sheet glazing; access doors goods/personnel. Windows and Doors : Internal Walls : Internal Finishes : Building Services : Electric light and power, water laid on, toilets, unheated External Works : Drainage to the curtilage Accommodation : Single storey uninsulated heavy process factory building. Including part floor finishes (minimum). | Location Adjustment Applicable (See Guidance Notes) - ERC = UK mean of 1.00 | (BEAMS Note 2) The ERC for this item should be added to all other rateable items on the hereditament (except land). Therefore the total of the ERC of the other Building Items and the P&M ERC (where applicable) to enable the correct contract size adjustment to be made. ERC of Building Component + ERC of P&M = Total ERC to which contract size adjustment should be applied. The appropriate % adjustment should be made in accordance with the scale for contract size adjustment specified under section 6 of the RCG 2023 Guidance notes. The currency ERC rates are set at £4m (Four Million Pounds) @ 1st April 2021 (AVD) for the RCG 2023 Publication. | Excludes External Works | GIA - Gross internal area and external works | - | - | - | - | - | - | - | - |  | M2 | m2 | NA | NA | NA | #N/A | Option 1 | ERROR | 0% | 1247.4856 | 895.6648 | 0% | 0% | 895.6648 | 0% | Indexed | NA | VOA_GPN_GOV_UK\7246041 | 2019-08-30 | Low | - | Medium | Risk taken from previous CG | - | - | NA | SPONS A&B | NA | (BEAMS Note 2) The ERC for this item should be added to all other rateable items on the hereditament (except land). Therefore the total of the ERC of the other Building Items and the P&M ERC (where applicable) to enable the correct contract size adjustment to be made. ERC of Building Component + ERC of P&M = Total ERC to which contract size adjustment should be applied. The appropriate % adjustment should be made in accordance with the scale for contract size adjustment specified under section 6 of the RCG 2021 Guidance notes. The currency ERC rates are set at £4m (Four Million Pounds) @ 1st April 2019 (AVD) for the RCG 2021 Publication. | - | - | 2 | TRUE
5440 | 98A037 | 9719 | 98A037 | Sugar beet factories | Main factory building | Typical Factory Building | 2,500m2 GIA | Eaves ht - 36.00m | The costs provided here reference VOCG 2021 - Factory Process Buildings (heavy) General specification -Building Construction : - Foundations : Concrete pad and strip foundations with 250mm mesh reinforced concrete floor Frame : Heavy steel frame Upper Floors : None Roof : Single skin profiled protected metal, fixed to steel purlins with plastic headed screws, translucent sheet glazing, rainwater gutters, downpipes and drainage. External Walls : Brick cavity infill to 2.0m; single skin profiled protected metal cladding, fixed to horizontal steel rails with plastic headed screws, translucent sheet glazing; access doors goods/personnel. Windows and Doors : Internal Walls : Internal Finishes : Building Services : Electric light and power, water laid on, toilets, unheated External Works : Drainage to the curtilage Accommodation : Single storey uninsulated heavy process factory building. Including part floor finishes (minimum). | Location Adjustment Applicable (See Guidance Notes) - ERC = UK mean of 1.00 | (BEAMS Note 2) The ERC for this item should be added to all other rateable items on the hereditament (except land). Therefore the total of the ERC of the other Building Items and the P&M ERC (where applicable) to enable the correct contract size adjustment to be made. ERC of Building Component + ERC of P&M = Total ERC to which contract size adjustment should be applied. The appropriate % adjustment should be made in accordance with the scale for contract size adjustment specified under section 6 of the RCG 2023 Guidance notes. The currency ERC rates are set at £4m (Four Million Pounds) @ 1st April 2021 (AVD) for the RCG 2023 Publication. | Excludes External Works | GIA - Gross internal area and external works | - | - | - | - | - | - | - | - |  | M2 | m2 | NA | NA | NA | #N/A | Option 1 | ERROR | 0% | 1269.3209 | 911.342 | 0% | 0% | 911.342 | 0% | Indexed | NA | VOA_GPN_GOV_UK\7246041 | 2019-08-30 | Low | - | Medium | Risk taken from previous CG | - | - | NA | SPONS A&B | NA | (BEAMS Note 2) The ERC for this item should be added to all other rateable items on the hereditament (except land). Therefore the total of the ERC of the other Building Items and the P&M ERC (where applicable) to enable the correct contract size adjustment to be made. ERC of Building Component + ERC of P&M = Total ERC to which contract size adjustment should be applied. The appropriate % adjustment should be made in accordance with the scale for contract size adjustment specified under section 6 of the RCG 2021 Guidance notes. The currency ERC rates are set at £4m (Four Million Pounds) @ 1st April 2019 (AVD) for the RCG 2021 Publication. | - | - | 2 | TRUE
5441 | 98A038 | 9720 | 98A038 | Sugar beet factories | Main factory building | Typical Factory Building | 5,000m2 GIA | Eaves ht - 15.00m | The costs provided here reference VOCG 2021 - Factory Process Buildings (heavy) General specification -Building Construction : - Foundations : Concrete pad and strip foundations with 250mm mesh reinforced concrete floor Frame : Heavy steel frame Upper Floors : None Roof : Single skin profiled protected metal, fixed to steel purlins with plastic headed screws, translucent sheet glazing, rainwater gutters, downpipes and drainage. External Walls : Brick cavity infill to 2.0m; single skin profiled protected metal cladding, fixed to horizontal steel rails with plastic headed screws, translucent sheet glazing; access doors goods/personnel. Windows and Doors : Internal Walls : Internal Finishes : Building Services : Electric light and power, water laid on, toilets, unheated External Works : Drainage to the curtilage Accommodation : Single storey uninsulated heavy process factory building. Including part floor finishes (minimum). | Location Adjustment Applicable (See Guidance Notes) - ERC = UK mean of 1.00 | (BEAMS Note 2) The ERC for this item should be added to all other rateable items on the hereditament (except land). Therefore the total of the ERC of the other Building Items and the P&M ERC (where applicable) to enable the correct contract size adjustment to be made. ERC of Building Component + ERC of P&M = Total ERC to which contract size adjustment should be applied. The appropriate % adjustment should be made in accordance with the scale for contract size adjustment specified under section 6 of the RCG 2023 Guidance notes. The currency ERC rates are set at £4m (Four Million Pounds) @ 1st April 2021 (AVD) for the RCG 2023 Publication. | Excludes External Works | GIA - Gross internal area and external works | - | - | - | - | - | - | - | - |  | M2 | m2 | NA | NA | NA | #N/A | Option 1 | ERROR | 0% | 502.2121 | 360.5763 | 0% | 0% | 360.5763 | 0% | Indexed | NA | VOA_GPN_GOV_UK\7246041 | 2019-08-30 | Low | - | Medium | Risk taken from previous CG | - | - | NA | SPONS A&B | NA | (BEAMS Note 2) The ERC for this item should be added to all other rateable items on the hereditament (except land). Therefore the total of the ERC of the other Building Items and the P&M ERC (where applicable) to enable the correct contract size adjustment to be made. ERC of Building Component + ERC of P&M = Total ERC to which contract size adjustment should be applied. The appropriate % adjustment should be made in accordance with the scale for contract size adjustment specified under section 6 of the RCG 2021 Guidance notes. The currency ERC rates are set at £4m (Four Million Pounds) @ 1st April 2019 (AVD) for the RCG 2021 Publication. | - | - | 2 | TRUE
5442 | 98A039 | 9721 | 98A039 | Sugar beet factories | Main factory building | Typical Factory Building | 5,000m2 GIA | Eaves ht - 16.00m | The costs provided here reference VOCG 2021 - Factory Process Buildings (heavy) General specification -Building Construction : - Foundations : Concrete pad and strip foundations with 250mm mesh reinforced concrete floor Frame : Heavy steel frame Upper Floors : None Roof : Single skin profiled protected metal, fixed to steel purlins with plastic headed screws, translucent sheet glazing, rainwater gutters, downpipes and drainage. External Walls : Brick cavity infill to 2.0m; single skin profiled protected metal cladding, fixed to horizontal steel rails with plastic headed screws, translucent sheet glazing; access doors goods/personnel. Windows and Doors : Internal Walls : Internal Finishes : Building Services : Electric light and power, water laid on, toilets, unheated External Works : Drainage to the curtilage Accommodation : Single storey uninsulated heavy process factory building. Including part floor finishes (minimum). | Location Adjustment Applicable (See Guidance Notes) - ERC = UK mean of 1.00 | (BEAMS Note 2) The ERC for this item should be added to all other rateable items on the hereditament (except land). Therefore the total of the ERC of the other Building Items and the P&M ERC (where applicable) to enable the correct contract size adjustment to be made. ERC of Building Component + ERC of P&M = Total ERC to which contract size adjustment should be applied. The appropriate % adjustment should be made in accordance with the scale for contract size adjustment specified under section 6 of the RCG 2023 Guidance notes. The currency ERC rates are set at £4m (Four Million Pounds) @ 1st April 2021 (AVD) for the RCG 2023 Publication. | Excludes External Works | GIA - Gross internal area and external works | - | - | - | - | - | - | - | - |  | M2 | m2 | NA | NA | NA | #N/A | Option 1 | ERROR | 0% | 511.9805 | 367.5897 | 0% | 0% | 367.5897 | 0% | Indexed | NA | VOA_GPN_GOV_UK\7246041 | 2019-08-30 | Low | - | Medium | Risk taken from previous CG | - | - | NA | SPONS A&B | NA | (BEAMS Note 2) The ERC for this item should be added to all other rateable items on the hereditament (except land). Therefore the total of the ERC of the other Building Items and the P&M ERC (where applicable) to enable the correct contract size adjustment to be made. ERC of Building Component + ERC of P&M = Total ERC to which contract size adjustment should be applied. The appropriate % adjustment should be made in accordance with the scale for contract size adjustment specified under section 6 of the RCG 2021 Guidance notes. The currency ERC rates are set at £4m (Four Million Pounds) @ 1st April 2019 (AVD) for the RCG 2021 Publication. | - | - | 2 | TRUE
5443 | 98A040 | 9722 | 98A040 | Sugar beet factories | Main factory building | Typical Factory Building | 5,000m2 GIA | Eaves ht - 17.00m | The costs provided here reference VOCG 2021 - Factory Process Buildings (heavy) General specification -Building Construction : - Foundations : Concrete pad and strip foundations with 250mm mesh reinforced concrete floor Frame : Heavy steel frame Upper Floors : None Roof : Single skin profiled protected metal, fixed to steel purlins with plastic headed screws, translucent sheet glazing, rainwater gutters, downpipes and drainage. External Walls : Brick cavity infill to 2.0m; single skin profiled protected metal cladding, fixed to horizontal steel rails with plastic headed screws, translucent sheet glazing; access doors goods/personnel. Windows and Doors : Internal Walls : Internal Finishes : Building Services : Electric light and power, water laid on, toilets, unheated External Works : Drainage to the curtilage Accommodation : Single storey uninsulated heavy process factory building. Including part floor finishes (minimum). | Location Adjustment Applicable (See Guidance Notes) - ERC = UK mean of 1.00 | (BEAMS Note 2) The ERC for this item should be added to all other rateable items on the hereditament (except land). Therefore the total of the ERC of the other Building Items and the P&M ERC (where applicable) to enable the correct contract size adjustment to be made. ERC of Building Component + ERC of P&M = Total ERC to which contract size adjustment should be applied. The appropriate % adjustment should be made in accordance with the scale for contract size adjustment specified under section 6 of the RCG 2023 Guidance notes. The currency ERC rates are set at £4m (Four Million Pounds) @ 1st April 2021 (AVD) for the RCG 2023 Publication. | Excludes External Works | GIA - Gross internal area and external works | - | - | - | - | - | - | - | - |  | M2 | m2 | NA | NA | NA | #N/A | Option 1 | ERROR | 0% | 519.4505 | 372.953 | 0% | 0% | 372.953 | 0% | Indexed | NA | VOA_GPN_GOV_UK\7246041 | 2019-08-30 | Low | - | Medium | Risk taken from previous CG | - | - | NA | SPONS A&B | NA | (BEAMS Note 2) The ERC for this item should be added to all other rateable items on the hereditament (except land). Therefore the total of the ERC of the other Building Items and the P&M ERC (where applicable) to enable the correct contract size adjustment to be made. ERC of Building Component + ERC of P&M = Total ERC to which contract size adjustment should be applied. The appropriate % adjustment should be made in accordance with the scale for contract size adjustment specified under section 6 of the RCG 2021 Guidance notes. The currency ERC rates are set at £4m (Four Million Pounds) @ 1st April 2019 (AVD) for the RCG 2021 Publication. | - | - | 2 | TRUE
5444 | 98A041 | 9723 | 98A041 | Sugar beet factories | Main factory building | Typical Factory Building | 5,000m2 GIA | Eaves ht - 18.00m | The costs provided here reference VOCG 2021 - Factory Process Buildings (heavy) General specification -Building Construction : - Foundations : Concrete pad and strip foundations with 250mm mesh reinforced concrete floor Frame : Heavy steel frame Upper Floors : None Roof : Single skin profiled protected metal, fixed to steel purlins with plastic headed screws, translucent sheet glazing, rainwater gutters, downpipes and drainage. External Walls : Brick cavity infill to 2.0m; single skin profiled protected metal cladding, fixed to horizontal steel rails with plastic headed screws, translucent sheet glazing; access doors goods/personnel. Windows and Doors : Internal Walls : Internal Finishes : Building Services : Electric light and power, water laid on, toilets, unheated External Works : Drainage to the curtilage Accommodation : Single storey uninsulated heavy process factory building. Including part floor finishes (minimum). | Location Adjustment Applicable (See Guidance Notes) - ERC = UK mean of 1.00 | (BEAMS Note 2) The ERC for this item should be added to all other rateable items on the hereditament (except land). Therefore the total of the ERC of the other Building Items and the P&M ERC (where applicable) to enable the correct contract size adjustment to be made. ERC of Building Component + ERC of P&M = Total ERC to which contract size adjustment should be applied. The appropriate % adjustment should be made in accordance with the scale for contract size adjustment specified under section 6 of the RCG 2023 Guidance notes. The currency ERC rates are set at £4m (Four Million Pounds) @ 1st April 2021 (AVD) for the RCG 2023 Publication. | Excludes External Works | GIA - Gross internal area and external works | - | - | - | - | - | - | - | - |  | M2 | m2 | NA | NA | NA | #N/A | Option 1 | ERROR | 0% | 526.3458 | 377.9037 | 0% | 0% | 377.9037 | 0% | Indexed | NA | VOA_GPN_GOV_UK\7246041 | 2019-08-30 | Low | - | Medium | Risk taken from previous CG | - | - | NA | SPONS A&B | NA | (BEAMS Note 2) The ERC for this item should be added to all other rateable items on the hereditament (except land). Therefore the total of the ERC of the other Building Items and the P&M ERC (where applicable) to enable the correct contract size adjustment to be made. ERC of Building Component + ERC of P&M = Total ERC to which contract size adjustment should be applied. The appropriate % adjustment should be made in accordance with the scale for contract size adjustment specified under section 6 of the RCG 2021 Guidance notes. The currency ERC rates are set at £4m (Four Million Pounds) @ 1st April 2019 (AVD) for the RCG 2021 Publication. | - | - | 2 | TRUE
5445 | 98A042 | 9724 | 98A042 | Sugar beet factories | Main factory building | Typical Factory Building | 5,000m2 GIA | Eaves ht - 19.00m | The costs provided here reference VOCG 2021 - Factory Process Buildings (heavy) General specification -Building Construction : - Foundations : Concrete pad and strip foundations with 250mm mesh reinforced concrete floor Frame : Heavy steel frame Upper Floors : None Roof : Single skin profiled protected metal, fixed to steel purlins with plastic headed screws, translucent sheet glazing, rainwater gutters, downpipes and drainage. External Walls : Brick cavity infill to 2.0m; single skin profiled protected metal cladding, fixed to horizontal steel rails with plastic headed screws, translucent sheet glazing; access doors goods/personnel. Windows and Doors : Internal Walls : Internal Finishes : Building Services : Electric light and power, water laid on, toilets, unheated External Works : Drainage to the curtilage Accommodation : Single storey uninsulated heavy process factory building. Including part floor finishes (minimum). | Location Adjustment Applicable (See Guidance Notes) - ERC = UK mean of 1.00 | (BEAMS Note 2) The ERC for this item should be added to all other rateable items on the hereditament (except land). Therefore the total of the ERC of the other Building Items and the P&M ERC (where applicable) to enable the correct contract size adjustment to be made. ERC of Building Component + ERC of P&M = Total ERC to which contract size adjustment should be applied. The appropriate % adjustment should be made in accordance with the scale for contract size adjustment specified under section 6 of the RCG 2023 Guidance notes. The currency ERC rates are set at £4m (Four Million Pounds) @ 1st April 2021 (AVD) for the RCG 2023 Publication. | Excludes External Works | GIA - Gross internal area and external works | - | - | - | - | - | - | - | - |  | M2 | m2 | NA | NA | NA | #N/A | Option 1 | ERROR | 0% | 533.8158 | 383.267 | 0% | 0% | 383.267 | 0% | Indexed | NA | VOA_GPN_GOV_UK\7246041 | 2019-08-30 | Low | - | Medium | Risk taken from previous CG | - | - | NA | SPONS A&B | NA | (BEAMS Note 2) The ERC for this item should be added to all other rateable items on the hereditament (except land). Therefore the total of the ERC of the other Building Items and the P&M ERC (where applicable) to enable the correct contract size adjustment to be made. ERC of Building Component + ERC of P&M = Total ERC to which contract size adjustment should be applied. The appropriate % adjustment should be made in accordance with the scale for contract size adjustment specified under section 6 of the RCG 2021 Guidance notes. The currency ERC rates are set at £4m (Four Million Pounds) @ 1st April 2019 (AVD) for the RCG 2021 Publication. | - | - | 2 | TRUE
5446 | 98A043 | 9725 | 98A043 | Sugar beet factories | Main factory building | Typical Factory Building | 5,000m2 GIA | Eaves ht - 20.00m | The costs provided here reference VOCG 2021 - Factory Process Buildings (heavy) General specification -Building Construction : - Foundations : Concrete pad and strip foundations with 250mm mesh reinforced concrete floor Frame : Heavy steel frame Upper Floors : None Roof : Single skin profiled protected metal, fixed to steel purlins with plastic headed screws, translucent sheet glazing, rainwater gutters, downpipes and drainage. External Walls : Brick cavity infill to 2.0m; single skin profiled protected metal cladding, fixed to horizontal steel rails with plastic headed screws, translucent sheet glazing; access doors goods/personnel. Windows and Doors : Internal Walls : Internal Finishes : Building Services : Electric light and power, water laid on, toilets, unheated External Works : Drainage to the curtilage Accommodation : Single storey uninsulated heavy process factory building. Including part floor finishes (minimum). | Location Adjustment Applicable (See Guidance Notes) - ERC = UK mean of 1.00 | (BEAMS Note 2) The ERC for this item should be added to all other rateable items on the hereditament (except land). Therefore the total of the ERC of the other Building Items and the P&M ERC (where applicable) to enable the correct contract size adjustment to be made. ERC of Building Component + ERC of P&M = Total ERC to which contract size adjustment should be applied. The appropriate % adjustment should be made in accordance with the scale for contract size adjustment specified under section 6 of the RCG 2023 Guidance notes. The currency ERC rates are set at £4m (Four Million Pounds) @ 1st April 2021 (AVD) for the RCG 2023 Publication. | Excludes External Works | GIA - Gross internal area and external works | - | - | - | - | - | - | - | - |  | M2 | m2 | NA | NA | NA | #N/A | Option 1 | ERROR | 0% | 541.2858 | 388.6302 | 0% | 0% | 388.6302 | 0% | Indexed | NA | VOA_GPN_GOV_UK\7246041 | 2019-08-30 | Low | - | Medium | Risk taken from previous CG | - | - | NA | SPONS A&B | NA | (BEAMS Note 2) The ERC for this item should be added to all other rateable items on the hereditament (except land). Therefore the total of the ERC of the other Building Items and the P&M ERC (where applicable) to enable the correct contract size adjustment to be made. ERC of Building Component + ERC of P&M = Total ERC to which contract size adjustment should be applied. The appropriate % adjustment should be made in accordance with the scale for contract size adjustment specified under section 6 of the RCG 2021 Guidance notes. The currency ERC rates are set at £4m (Four Million Pounds) @ 1st April 2019 (AVD) for the RCG 2021 Publication. | - | - | 2 | TRUE
5447 | 98A044 | 9726 | 98A044 | Sugar beet factories | Main factory building | Typical Factory Building | 5,000m2 GIA | Eaves ht - 21.00m | The costs provided here reference VOCG 2021 - Factory Process Buildings (heavy) General specification -Building Construction : - Foundations : Concrete pad and strip foundations with 250mm mesh reinforced concrete floor Frame : Heavy steel frame Upper Floors : None Roof : Single skin profiled protected metal, fixed to steel purlins with plastic headed screws, translucent sheet glazing, rainwater gutters, downpipes and drainage. External Walls : Brick cavity infill to 2.0m; single skin profiled protected metal cladding, fixed to horizontal steel rails with plastic headed screws, translucent sheet glazing; access doors goods/personnel. Windows and Doors : Internal Walls : Internal Finishes : Building Services : Electric light and power, water laid on, toilets, unheated External Works : Drainage to the curtilage Accommodation : Single storey uninsulated heavy process factory building. Including part floor finishes (minimum). | Location Adjustment Applicable (See Guidance Notes) - ERC = UK mean of 1.00 | (BEAMS Note 2) The ERC for this item should be added to all other rateable items on the hereditament (except land). Therefore the total of the ERC of the other Building Items and the P&M ERC (where applicable) to enable the correct contract size adjustment to be made. ERC of Building Component + ERC of P&M = Total ERC to which contract size adjustment should be applied. The appropriate % adjustment should be made in accordance with the scale for contract size adjustment specified under section 6 of the RCG 2023 Guidance notes. The currency ERC rates are set at £4m (Four Million Pounds) @ 1st April 2021 (AVD) for the RCG 2023 Publication. | Excludes External Works | GIA - Gross internal area and external works | - | - | - | - | - | - | - | - |  | M2 | m2 | NA | NA | NA | #N/A | Option 1 | ERROR | 0% | 593.001 | 425.7605 | 0% | 0% | 425.7605 | 0% | Indexed | NA | VOA_GPN_GOV_UK\7246041 | 2019-08-30 | Low | - | Medium | Risk taken from previous CG | - | - | NA | SPONS A&B | NA | (BEAMS Note 2) The ERC for this item should be added to all other rateable items on the hereditament (except land). Therefore the total of the ERC of the other Building Items and the P&M ERC (where applicable) to enable the correct contract size adjustment to be made. ERC of Building Component + ERC of P&M = Total ERC to which contract size adjustment should be applied. The appropriate % adjustment should be made in accordance with the scale for contract size adjustment specified under section 6 of the RCG 2021 Guidance notes. The currency ERC rates are set at £4m (Four Million Pounds) @ 1st April 2019 (AVD) for the RCG 2021 Publication. | - | - | 2 | TRUE
5448 | 98A045 | 9727 | 98A045 | Sugar beet factories | Main factory building | Typical Factory Building | 5,000m2 GIA | Eaves ht - 22.00m | The costs provided here reference VOCG 2021 - Factory Process Buildings (heavy) General specification -Building Construction : - Foundations : Concrete pad and strip foundations with 250mm mesh reinforced concrete floor Frame : Heavy steel frame Upper Floors : None Roof : Single skin profiled protected metal, fixed to steel purlins with plastic headed screws, translucent sheet glazing, rainwater gutters, downpipes and drainage. External Walls : Brick cavity infill to 2.0m; single skin profiled protected metal cladding, fixed to horizontal steel rails with plastic headed screws, translucent sheet glazing; access doors goods/personnel. Windows and Doors : Internal Walls : Internal Finishes : Building Services : Electric light and power, water laid on, toilets, unheated External Works : Drainage to the curtilage Accommodation : Single storey uninsulated heavy process factory building. Including part floor finishes (minimum). | Location Adjustment Applicable (See Guidance Notes) - ERC = UK mean of 1.00 | (BEAMS Note 2) The ERC for this item should be added to all other rateable items on the hereditament (except land). Therefore the total of the ERC of the other Building Items and the P&M ERC (where applicable) to enable the correct contract size adjustment to be made. ERC of Building Component + ERC of P&M = Total ERC to which contract size adjustment should be applied. The appropriate % adjustment should be made in accordance with the scale for contract size adjustment specified under section 6 of the RCG 2023 Guidance notes. The currency ERC rates are set at £4m (Four Million Pounds) @ 1st April 2021 (AVD) for the RCG 2023 Publication. | Excludes External Works | GIA - Gross internal area and external works | - | - | - | - | - | - | - | - |  | M2 | m2 | NA | NA | NA | #N/A | Option 1 | ERROR | 0% | 603.344 | 433.1866 | 0% | 0% | 433.1866 | 0% | Indexed | NA | VOA_GPN_GOV_UK\7246041 | 2019-08-30 | Low | - | Medium | Risk taken from previous CG | - | - | NA | SPONS A&B | NA | (BEAMS Note 2) The ERC for this item should be added to all other rateable items on the hereditament (except land). Therefore the total of the ERC of the other Building Items and the P&M ERC (where applicable) to enable the correct contract size adjustment to be made. ERC of Building Component + ERC of P&M = Total ERC to which contract size adjustment should be applied. The appropriate % adjustment should be made in accordance with the scale for contract size adjustment specified under section 6 of the RCG 2021 Guidance notes. The currency ERC rates are set at £4m (Four Million Pounds) @ 1st April 2019 (AVD) for the RCG 2021 Publication. | - | - | 2 | TRUE
5449 | 98A046 | 9728 | 98A046 | Sugar beet factories | Main factory building | Typical Factory Building | 5,000m2 GIA | Eaves ht - 23.00m | The costs provided here reference VOCG 2021 - Factory Process Buildings (heavy) General specification -Building Construction : - Foundations : Concrete pad and strip foundations with 250mm mesh reinforced concrete floor Frame : Heavy steel frame Upper Floors : None Roof : Single skin profiled protected metal, fixed to steel purlins with plastic headed screws, translucent sheet glazing, rainwater gutters, downpipes and drainage. External Walls : Brick cavity infill to 2.0m; single skin profiled protected metal cladding, fixed to horizontal steel rails with plastic headed screws, translucent sheet glazing; access doors goods/personnel. Windows and Doors : Internal Walls : Internal Finishes : Building Services : Electric light and power, water laid on, toilets, unheated External Works : Drainage to the curtilage Accommodation : Single storey uninsulated heavy process factory building. Including part floor finishes (minimum). | Location Adjustment Applicable (See Guidance Notes) - ERC = UK mean of 1.00 | (BEAMS Note 2) The ERC for this item should be added to all other rateable items on the hereditament (except land). Therefore the total of the ERC of the other Building Items and the P&M ERC (where applicable) to enable the correct contract size adjustment to be made. ERC of Building Component + ERC of P&M = Total ERC to which contract size adjustment should be applied. The appropriate % adjustment should be made in accordance with the scale for contract size adjustment specified under section 6 of the RCG 2023 Guidance notes. The currency ERC rates are set at £4m (Four Million Pounds) @ 1st April 2021 (AVD) for the RCG 2023 Publication. | Excludes External Works | GIA - Gross internal area and external works | - | - | - | - | - | - | - | - |  | M2 | m2 | NA | NA | NA | #N/A | Option 1 | ERROR | 0% | 613.687 | 440.6126 | 0% | 0% | 440.6126 | 0% | Indexed | NA | VOA_GPN_GOV_UK\7246041 | 2019-08-30 | Low | - | Medium | Risk taken from previous CG | - | - | NA | SPONS A&B | NA | (BEAMS Note 2) The ERC for this item should be added to all other rateable items on the hereditament (except land). Therefore the total of the ERC of the other Building Items and the P&M ERC (where applicable) to enable the correct contract size adjustment to be made. ERC of Building Component + ERC of P&M = Total ERC to which contract size adjustment should be applied. The appropriate % adjustment should be made in accordance with the scale for contract size adjustment specified under section 6 of the RCG 2021 Guidance notes. The currency ERC rates are set at £4m (Four Million Pounds) @ 1st April 2019 (AVD) for the RCG 2021 Publication. | - | - | 2 | TRUE
5450 | 98A047 | 9729 | 98A047 | Sugar beet factories | Main factory building | Typical Factory Building | 5,000m2 GIA | Eaves ht - 24.00m | The costs provided here reference VOCG 2021 - Factory Process Buildings (heavy) General specification -Building Construction : - Foundations : Concrete pad and strip foundations with 250mm mesh reinforced concrete floor Frame : Heavy steel frame Upper Floors : None Roof : Single skin profiled protected metal, fixed to steel purlins with plastic headed screws, translucent sheet glazing, rainwater gutters, downpipes and drainage. External Walls : Brick cavity infill to 2.0m; single skin profiled protected metal cladding, fixed to horizontal steel rails with plastic headed screws, translucent sheet glazing; access doors goods/personnel. Windows and Doors : Internal Walls : Internal Finishes : Building Services : Electric light and power, water laid on, toilets, unheated External Works : Drainage to the curtilage Accommodation : Single storey uninsulated heavy process factory building. Including part floor finishes (minimum). | Location Adjustment Applicable (See Guidance Notes) - ERC = UK mean of 1.00 | (BEAMS Note 2) The ERC for this item should be added to all other rateable items on the hereditament (except land). Therefore the total of the ERC of the other Building Items and the P&M ERC (where applicable) to enable the correct contract size adjustment to be made. ERC of Building Component + ERC of P&M = Total ERC to which contract size adjustment should be applied. The appropriate % adjustment should be made in accordance with the scale for contract size adjustment specified under section 6 of the RCG 2023 Guidance notes. The currency ERC rates are set at £4m (Four Million Pounds) @ 1st April 2021 (AVD) for the RCG 2023 Publication. | Excludes External Works | GIA - Gross internal area and external works | - | - | - | - | - | - | - | - |  | M2 | m2 | NA | NA | NA | #N/A | Option 1 | ERROR | 0% | 624.0301 | 448.0387 | 0% | 0% | 448.0387 | 0% | Indexed | NA | VOA_GPN_GOV_UK\7246041 | 2019-08-30 | Low | - | Medium | Risk taken from previous CG | - | - | NA | SPONS A&B | NA | (BEAMS Note 2) The ERC for this item should be added to all other rateable items on the hereditament (except land). Therefore the total of the ERC of the other Building Items and the P&M ERC (where applicable) to enable the correct contract size adjustment to be made. ERC of Building Component + ERC of P&M = Total ERC to which contract size adjustment should be applied. The appropriate % adjustment should be made in accordance with the scale for contract size adjustment specified under section 6 of the RCG 2021 Guidance notes. The currency ERC rates are set at £4m (Four Million Pounds) @ 1st April 2019 (AVD) for the RCG 2021 Publication. | - | - | 2 | TRUE
5451 | 98A048 | 9730 | 98A048 | Sugar beet factories | Main factory building | Typical Factory Building | 5,000m2 GIA | Eaves ht - 25.00m | The costs provided here reference VOCG 2021 - Factory Process Buildings (heavy) General specification -Building Construction : - Foundations : Concrete pad and strip foundations with 250mm mesh reinforced concrete floor Frame : Heavy steel frame Upper Floors : None Roof : Single skin profiled protected metal, fixed to steel purlins with plastic headed screws, translucent sheet glazing, rainwater gutters, downpipes and drainage. External Walls : Brick cavity infill to 2.0m; single skin profiled protected metal cladding, fixed to horizontal steel rails with plastic headed screws, translucent sheet glazing; access doors goods/personnel. Windows and Doors : Internal Walls : Internal Finishes : Building Services : Electric light and power, water laid on, toilets, unheated External Works : Drainage to the curtilage Accommodation : Single storey uninsulated heavy process factory building. Including part floor finishes (minimum). | Location Adjustment Applicable (See Guidance Notes) - ERC = UK mean of 1.00 | (BEAMS Note 2) The ERC for this item should be added to all other rateable items on the hereditament (except land). Therefore the total of the ERC of the other Building Items and the P&M ERC (where applicable) to enable the correct contract size adjustment to be made. ERC of Building Component + ERC of P&M = Total ERC to which contract size adjustment should be applied. The appropriate % adjustment should be made in accordance with the scale for contract size adjustment specified under section 6 of the RCG 2023 Guidance notes. The currency ERC rates are set at £4m (Four Million Pounds) @ 1st April 2021 (AVD) for the RCG 2023 Publication. | Excludes External Works | GIA - Gross internal area and external works | - | - | - | - | - | - | - | - |  | M2 | m2 | NA | NA | NA | #N/A | Option 1 | ERROR | 0% | 634.3731 | 455.4647 | 0% | 0% | 455.4647 | 0% | Indexed | NA | VOA_GPN_GOV_UK\7246041 | 2019-08-30 | Low | - | Medium | Risk taken from previous CG | - | - | NA | SPONS A&B | NA | (BEAMS Note 2) The ERC for this item should be added to all other rateable items on the hereditament (except land). Therefore the total of the ERC of the other Building Items and the P&M ERC (where applicable) to enable the correct contract size adjustment to be made. ERC of Building Component + ERC of P&M = Total ERC to which contract size adjustment should be applied. The appropriate % adjustment should be made in accordance with the scale for contract size adjustment specified under section 6 of the RCG 2021 Guidance notes. The currency ERC rates are set at £4m (Four Million Pounds) @ 1st April 2019 (AVD) for the RCG 2021 Publication. | - | - | 2 | TRUE
5452 | 98A049 | 9731 | 98A049 | Sugar beet factories | Main factory building | Typical Factory Building | 5,000m2 GIA | Eaves ht - 26.00m | The costs provided here reference VOCG 2021 - Factory Process Buildings (heavy) General specification -Building Construction : - Foundations : Concrete pad and strip foundations with 250mm mesh reinforced concrete floor Frame : Heavy steel frame Upper Floors : None Roof : Single skin profiled protected metal, fixed to steel purlins with plastic headed screws, translucent sheet glazing, rainwater gutters, downpipes and drainage. External Walls : Brick cavity infill to 2.0m; single skin profiled protected metal cladding, fixed to horizontal steel rails with plastic headed screws, translucent sheet glazing; access doors goods/personnel. Windows and Doors : Internal Walls : Internal Finishes : Building Services : Electric light and power, water laid on, toilets, unheated External Works : Drainage to the curtilage Accommodation : Single storey uninsulated heavy process factory building. Including part floor finishes (minimum). | Location Adjustment Applicable (See Guidance Notes) - ERC = UK mean of 1.00 | (BEAMS Note 2) The ERC for this item should be added to all other rateable items on the hereditament (except land). Therefore the total of the ERC of the other Building Items and the P&M ERC (where applicable) to enable the correct contract size adjustment to be made. ERC of Building Component + ERC of P&M = Total ERC to which contract size adjustment should be applied. The appropriate % adjustment should be made in accordance with the scale for contract size adjustment specified under section 6 of the RCG 2023 Guidance notes. The currency ERC rates are set at £4m (Four Million Pounds) @ 1st April 2021 (AVD) for the RCG 2023 Publication. | Excludes External Works | GIA - Gross internal area and external works | - | - | - | - | - | - | - | - |  | M2 | m2 | NA | NA | NA | #N/A | Option 1 | ERROR | 0% | 644.1416 | 462.4782 | 0% | 0% | 462.4782 | 0% | Indexed | NA | VOA_GPN_GOV_UK\7246041 | 2019-08-30 | Low | - | Medium | Risk taken from previous CG | - | - | NA | SPONS A&B | NA | (BEAMS Note 2) The ERC for this item should be added to all other rateable items on the hereditament (except land). Therefore the total of the ERC of the other Building Items and the P&M ERC (where applicable) to enable the correct contract size adjustment to be made. ERC of Building Component + ERC of P&M = Total ERC to which contract size adjustment should be applied. The appropriate % adjustment should be made in accordance with the scale for contract size adjustment specified under section 6 of the RCG 2021 Guidance notes. The currency ERC rates are set at £4m (Four Million Pounds) @ 1st April 2019 (AVD) for the RCG 2021 Publication. | - | - | 2 | TRUE
5453 | 98A050 | 9732 | 98A050 | Sugar beet factories | Main factory building | Typical Factory Building | 5,000m2 GIA | Eaves ht - 27.00m | The costs provided here reference VOCG 2021 - Factory Process Buildings (heavy) General specification -Building Construction : - Foundations : Concrete pad and strip foundations with 250mm mesh reinforced concrete floor Frame : Heavy steel frame Upper Floors : None Roof : Single skin profiled protected metal, fixed to steel purlins with plastic headed screws, translucent sheet glazing, rainwater gutters, downpipes and drainage. External Walls : Brick cavity infill to 2.0m; single skin profiled protected metal cladding, fixed to horizontal steel rails with plastic headed screws, translucent sheet glazing; access doors goods/personnel. Windows and Doors : Internal Walls : Internal Finishes : Building Services : Electric light and power, water laid on, toilets, unheated External Works : Drainage to the curtilage Accommodation : Single storey uninsulated heavy process factory building. Including part floor finishes (minimum). | Location Adjustment Applicable (See Guidance Notes) - ERC = UK mean of 1.00 | (BEAMS Note 2) The ERC for this item should be added to all other rateable items on the hereditament (except land). Therefore the total of the ERC of the other Building Items and the P&M ERC (where applicable) to enable the correct contract size adjustment to be made. ERC of Building Component + ERC of P&M = Total ERC to which contract size adjustment should be applied. The appropriate % adjustment should be made in accordance with the scale for contract size adjustment specified under section 6 of the RCG 2023 Guidance notes. The currency ERC rates are set at £4m (Four Million Pounds) @ 1st April 2021 (AVD) for the RCG 2023 Publication. | Excludes External Works | GIA - Gross internal area and external works | - | - | - | - | - | - | - | - |  | M2 | m2 | NA | NA | NA | #N/A | Option 1 | ERROR | 0% | 654.4846 | 469.9043 | 0% | 0% | 469.9043 | 0% | Indexed | NA | VOA_GPN_GOV_UK\7246041 | 2019-08-30 | Low | - | Medium | Risk taken from previous CG | - | - | NA | SPONS A&B | NA | (BEAMS Note 2) The ERC for this item should be added to all other rateable items on the hereditament (except land). Therefore the total of the ERC of the other Building Items and the P&M ERC (where applicable) to enable the correct contract size adjustment to be made. ERC of Building Component + ERC of P&M = Total ERC to which contract size adjustment should be applied. The appropriate % adjustment should be made in accordance with the scale for contract size adjustment specified under section 6 of the RCG 2021 Guidance notes. The currency ERC rates are set at £4m (Four Million Pounds) @ 1st April 2019 (AVD) for the RCG 2021 Publication. | - | - | 2 | TRUE
5454 | 98A051 | 9733 | 98A051 | Sugar beet factories | Main factory building | Typical Factory Building | 5,000m2 GIA | Eaves ht - 28.00m | The costs provided here reference VOCG 2021 - Factory Process Buildings (heavy) General specification -Building Construction : - Foundations : Concrete pad and strip foundations with 250mm mesh reinforced concrete floor Frame : Heavy steel frame Upper Floors : None Roof : Single skin profiled protected metal, fixed to steel purlins with plastic headed screws, translucent sheet glazing, rainwater gutters, downpipes and drainage. External Walls : Brick cavity infill to 2.0m; single skin profiled protected metal cladding, fixed to horizontal steel rails with plastic headed screws, translucent sheet glazing; access doors goods/personnel. Windows and Doors : Internal Walls : Internal Finishes : Building Services : Electric light and power, water laid on, toilets, unheated External Works : Drainage to the curtilage Accommodation : Single storey uninsulated heavy process factory building. Including part floor finishes (minimum). | Location Adjustment Applicable (See Guidance Notes) - ERC = UK mean of 1.00 | (BEAMS Note 2) The ERC for this item should be added to all other rateable items on the hereditament (except land). Therefore the total of the ERC of the other Building Items and the P&M ERC (where applicable) to enable the correct contract size adjustment to be made. ERC of Building Component + ERC of P&M = Total ERC to which contract size adjustment should be applied. The appropriate % adjustment should be made in accordance with the scale for contract size adjustment specified under section 6 of the RCG 2023 Guidance notes. The currency ERC rates are set at £4m (Four Million Pounds) @ 1st April 2021 (AVD) for the RCG 2023 Publication. | Excludes External Works | GIA - Gross internal area and external works | - | - | - | - | - | - | - | - |  | M2 | m2 | NA | NA | NA | #N/A | Option 1 | ERROR | 0% | 664.8276 | 477.3303 | 0% | 0% | 477.3303 | 0% | Indexed | NA | VOA_GPN_GOV_UK\7246041 | 2019-08-30 | Low | - | Medium | Risk taken from previous CG | - | - | NA | SPONS A&B | NA | (BEAMS Note 2) The ERC for this item should be added to all other rateable items on the hereditament (except land). Therefore the total of the ERC of the other Building Items and the P&M ERC (where applicable) to enable the correct contract size adjustment to be made. ERC of Building Component + ERC of P&M = Total ERC to which contract size adjustment should be applied. The appropriate % adjustment should be made in accordance with the scale for contract size adjustment specified under section 6 of the RCG 2021 Guidance notes. The currency ERC rates are set at £4m (Four Million Pounds) @ 1st April 2019 (AVD) for the RCG 2021 Publication. | - | - | 2 | TRUE
5455 | 98A052 | 9734 | 98A052 | Sugar beet factories | Main factory building | Typical Factory Building | 5,000m2 GIA | Eaves ht - 29.00m | The costs provided here reference VOCG 2021 - Factory Process Buildings (heavy) General specification -Building Construction : - Foundations : Concrete pad and strip foundations with 250mm mesh reinforced concrete floor Frame : Heavy steel frame Upper Floors : None Roof : Single skin profiled protected metal, fixed to steel purlins with plastic headed screws, translucent sheet glazing, rainwater gutters, downpipes and drainage. External Walls : Brick cavity infill to 2.0m; single skin profiled protected metal cladding, fixed to horizontal steel rails with plastic headed screws, translucent sheet glazing; access doors goods/personnel. Windows and Doors : Internal Walls : Internal Finishes : Building Services : Electric light and power, water laid on, toilets, unheated External Works : Drainage to the curtilage Accommodation : Single storey uninsulated heavy process factory building. Including part floor finishes (minimum). | Location Adjustment Applicable (See Guidance Notes) - ERC = UK mean of 1.00 | (BEAMS Note 2) The ERC for this item should be added to all other rateable items on the hereditament (except land). Therefore the total of the ERC of the other Building Items and the P&M ERC (where applicable) to enable the correct contract size adjustment to be made. ERC of Building Component + ERC of P&M = Total ERC to which contract size adjustment should be applied. The appropriate % adjustment should be made in accordance with the scale for contract size adjustment specified under section 6 of the RCG 2023 Guidance notes. The currency ERC rates are set at £4m (Four Million Pounds) @ 1st April 2021 (AVD) for the RCG 2023 Publication. | Excludes External Works | GIA - Gross internal area and external works | - | - | - | - | - | - | - | - |  | M2 | m2 | NA | NA | NA | #N/A | Option 1 | ERROR | 0% | 675.1707 | 484.7564 | 0% | 0% | 484.7564 | 0% | Indexed | NA | VOA_GPN_GOV_UK\7246041 | 2019-08-30 | Low | - | Medium | Risk taken from previous CG | - | - | NA | SPONS A&B | NA | (BEAMS Note 2) The ERC for this item should be added to all other rateable items on the hereditament (except land). Therefore the total of the ERC of the other Building Items and the P&M ERC (where applicable) to enable the correct contract size adjustment to be made. ERC of Building Component + ERC of P&M = Total ERC to which contract size adjustment should be applied. The appropriate % adjustment should be made in accordance with the scale for contract size adjustment specified under section 6 of the RCG 2021 Guidance notes. The currency ERC rates are set at £4m (Four Million Pounds) @ 1st April 2019 (AVD) for the RCG 2021 Publication. | - | - | 2 | TRUE
5456 | 98A053 | 9735 | 98A053 | Sugar beet factories | Main factory building | Typical Factory Building | 5,000m2 GIA | Eaves ht - 30.00m | The costs provided here reference VOCG 2021 - Factory Process Buildings (heavy) General specification -Building Construction : - Foundations : Concrete pad and strip foundations with 250mm mesh reinforced concrete floor Frame : Heavy steel frame Upper Floors : None Roof : Single skin profiled protected metal, fixed to steel purlins with plastic headed screws, translucent sheet glazing, rainwater gutters, downpipes and drainage. External Walls : Brick cavity infill to 2.0m; single skin profiled protected metal cladding, fixed to horizontal steel rails with plastic headed screws, translucent sheet glazing; access doors goods/personnel. Windows and Doors : Internal Walls : Internal Finishes : Building Services : Electric light and power, water laid on, toilets, unheated External Works : Drainage to the curtilage Accommodation : Single storey uninsulated heavy process factory building. Including part floor finishes (minimum). | Location Adjustment Applicable (See Guidance Notes) - ERC = UK mean of 1.00 | (BEAMS Note 2) The ERC for this item should be added to all other rateable items on the hereditament (except land). Therefore the total of the ERC of the other Building Items and the P&M ERC (where applicable) to enable the correct contract size adjustment to be made. ERC of Building Component + ERC of P&M = Total ERC to which contract size adjustment should be applied. The appropriate % adjustment should be made in accordance with the scale for contract size adjustment specified under section 6 of the RCG 2023 Guidance notes. The currency ERC rates are set at £4m (Four Million Pounds) @ 1st April 2021 (AVD) for the RCG 2023 Publication. | Excludes External Works | GIA - Gross internal area and external works | - | - | - | - | - | - | - | - |  | M2 | m2 | NA | NA | NA | #N/A | Option 1 | ERROR | 0% | 685.5137 | 492.1825 | 0% | 0% | 492.1825 | 0% | Indexed | NA | VOA_GPN_GOV_UK\7246041 | 2019-08-30 | Low | - | Medium | Risk taken from previous CG | - | - | NA | SPONS A&B | NA | (BEAMS Note 2) The ERC for this item should be added to all other rateable items on the hereditament (except land). Therefore the total of the ERC of the other Building Items and the P&M ERC (where applicable) to enable the correct contract size adjustment to be made. ERC of Building Component + ERC of P&M = Total ERC to which contract size adjustment should be applied. The appropriate % adjustment should be made in accordance with the scale for contract size adjustment specified under section 6 of the RCG 2021 Guidance notes. The currency ERC rates are set at £4m (Four Million Pounds) @ 1st April 2019 (AVD) for the RCG 2021 Publication. | - | - | 2 | TRUE
5457 | 98A054 | 9736 | 98A054 | Sugar beet factories | Main factory building | Typical Factory Building | 5,000m2 GIA | Eaves ht - 31.00m | The costs provided here reference VOCG 2021 - Factory Process Buildings (heavy) General specification -Building Construction : - Foundations : Concrete pad and strip foundations with 250mm mesh reinforced concrete floor Frame : Heavy steel frame Upper Floors : None Roof : Single skin profiled protected metal, fixed to steel purlins with plastic headed screws, translucent sheet glazing, rainwater gutters, downpipes and drainage. External Walls : Brick cavity infill to 2.0m; single skin profiled protected metal cladding, fixed to horizontal steel rails with plastic headed screws, translucent sheet glazing; access doors goods/personnel. Windows and Doors : Internal Walls : Internal Finishes : Building Services : Electric light and power, water laid on, toilets, unheated External Works : Drainage to the curtilage Accommodation : Single storey uninsulated heavy process factory building. Including part floor finishes (minimum). | Location Adjustment Applicable (See Guidance Notes) - ERC = UK mean of 1.00 | (BEAMS Note 2) The ERC for this item should be added to all other rateable items on the hereditament (except land). Therefore the total of the ERC of the other Building Items and the P&M ERC (where applicable) to enable the correct contract size adjustment to be made. ERC of Building Component + ERC of P&M = Total ERC to which contract size adjustment should be applied. The appropriate % adjustment should be made in accordance with the scale for contract size adjustment specified under section 6 of the RCG 2023 Guidance notes. The currency ERC rates are set at £4m (Four Million Pounds) @ 1st April 2021 (AVD) for the RCG 2023 Publication. | Excludes External Works | GIA - Gross internal area and external works | - | - | - | - | - | - | - | - |  | M2 | m2 | NA | NA | NA | #N/A | Option 1 | ERROR | 0% | 695.8568 | 499.6085 | 0% | 0% | 499.6085 | 0% | Indexed | NA | VOA_GPN_GOV_UK\7246041 | 2019-08-30 | Low | - | Medium | Risk taken from previous CG | - | - | NA | SPONS A&B | NA | (BEAMS Note 2) The ERC for this item should be added to all other rateable items on the hereditament (except land). Therefore the total of the ERC of the other Building Items and the P&M ERC (where applicable) to enable the correct contract size adjustment to be made. ERC of Building Component + ERC of P&M = Total ERC to which contract size adjustment should be applied. The appropriate % adjustment should be made in accordance with the scale for contract size adjustment specified under section 6 of the RCG 2021 Guidance notes. The currency ERC rates are set at £4m (Four Million Pounds) @ 1st April 2019 (AVD) for the RCG 2021 Publication. | - | - | 2 | TRUE
5458 | 98A055 | 9737 | 98A055 | Sugar beet factories | Main factory building | Typical Factory Building | 5,000m2 GIA | Eaves ht - 32.00m | The costs provided here reference VOCG 2021 - Factory Process Buildings (heavy) General specification -Building Construction : - Foundations : Concrete pad and strip foundations with 250mm mesh reinforced concrete floor Frame : Heavy steel frame Upper Floors : None Roof : Single skin profiled protected metal, fixed to steel purlins with plastic headed screws, translucent sheet glazing, rainwater gutters, downpipes and drainage. External Walls : Brick cavity infill to 2.0m; single skin profiled protected metal cladding, fixed to horizontal steel rails with plastic headed screws, translucent sheet glazing; access doors goods/personnel. Windows and Doors : Internal Walls : Internal Finishes : Building Services : Electric light and power, water laid on, toilets, unheated External Works : Drainage to the curtilage Accommodation : Single storey uninsulated heavy process factory building. Including part floor finishes (minimum). | Location Adjustment Applicable (See Guidance Notes) - ERC = UK mean of 1.00 | (BEAMS Note 2) The ERC for this item should be added to all other rateable items on the hereditament (except land). Therefore the total of the ERC of the other Building Items and the P&M ERC (where applicable) to enable the correct contract size adjustment to be made. ERC of Building Component + ERC of P&M = Total ERC to which contract size adjustment should be applied. The appropriate % adjustment should be made in accordance with the scale for contract size adjustment specified under section 6 of the RCG 2023 Guidance notes. The currency ERC rates are set at £4m (Four Million Pounds) @ 1st April 2021 (AVD) for the RCG 2023 Publication. | Excludes External Works | GIA - Gross internal area and external works | - | - | - | - | - | - | - | - |  | M2 | m2 | NA | NA | NA | #N/A | Option 1 | ERROR | 0% | 706.7744 | 507.4471 | 0% | 0% | 507.4471 | 0% | Indexed | NA | VOA_GPN_GOV_UK\7246041 | 2019-08-30 | Low | - | Medium | Risk taken from previous CG | - | - | NA | SPONS A&B | NA | (BEAMS Note 2) The ERC for this item should be added to all other rateable items on the hereditament (except land). Therefore the total of the ERC of the other Building Items and the P&M ERC (where applicable) to enable the correct contract size adjustment to be made. ERC of Building Component + ERC of P&M = Total ERC to which contract size adjustment should be applied. The appropriate % adjustment should be made in accordance with the scale for contract size adjustment specified under section 6 of the RCG 2021 Guidance notes. The currency ERC rates are set at £4m (Four Million Pounds) @ 1st April 2019 (AVD) for the RCG 2021 Publication. | - | - | 2 | TRUE
5459 | 98A056 | 9738 | 98A056 | Sugar beet factories | Main factory building | Typical Factory Building | 5,000m2 GIA | Eaves ht - 33.00m | The costs provided here reference VOCG 2021 - Factory Process Buildings (heavy) General specification -Building Construction : - Foundations : Concrete pad and strip foundations with 250mm mesh reinforced concrete floor Frame : Heavy steel frame Upper Floors : None Roof : Single skin profiled protected metal, fixed to steel purlins with plastic headed screws, translucent sheet glazing, rainwater gutters, downpipes and drainage. External Walls : Brick cavity infill to 2.0m; single skin profiled protected metal cladding, fixed to horizontal steel rails with plastic headed screws, translucent sheet glazing; access doors goods/personnel. Windows and Doors : Internal Walls : Internal Finishes : Building Services : Electric light and power, water laid on, toilets, unheated External Works : Drainage to the curtilage Accommodation : Single storey uninsulated heavy process factory building. Including part floor finishes (minimum). | Location Adjustment Applicable (See Guidance Notes) - ERC = UK mean of 1.00 | (BEAMS Note 2) The ERC for this item should be added to all other rateable items on the hereditament (except land). Therefore the total of the ERC of the other Building Items and the P&M ERC (where applicable) to enable the correct contract size adjustment to be made. ERC of Building Component + ERC of P&M = Total ERC to which contract size adjustment should be applied. The appropriate % adjustment should be made in accordance with the scale for contract size adjustment specified under section 6 of the RCG 2023 Guidance notes. The currency ERC rates are set at £4m (Four Million Pounds) @ 1st April 2021 (AVD) for the RCG 2023 Publication. | Excludes External Works | GIA - Gross internal area and external works | - | - | - | - | - | - | - | - |  | M2 | m2 | NA | NA | NA | #N/A | Option 1 | ERROR | 0% | 717.1174 | 514.8732 | 0% | 0% | 514.8732 | 0% | Indexed | NA | VOA_GPN_GOV_UK\7246041 | 2019-08-30 | Low | - | Medium | Risk taken from previous CG | - | - | NA | SPONS A&B | NA | (BEAMS Note 2) The ERC for this item should be added to all other rateable items on the hereditament (except land). Therefore the total of the ERC of the other Building Items and the P&M ERC (where applicable) to enable the correct contract size adjustment to be made. ERC of Building Component + ERC of P&M = Total ERC to which contract size adjustment should be applied. The appropriate % adjustment should be made in accordance with the scale for contract size adjustment specified under section 6 of the RCG 2021 Guidance notes. The currency ERC rates are set at £4m (Four Million Pounds) @ 1st April 2019 (AVD) for the RCG 2021 Publication. | - | - | 2 | TRUE
5460 | 98A057 | 9739 | 98A057 | Sugar beet factories | Main factory building | Typical Factory Building | 5,000m2 GIA | Eaves ht - 34.00m | The costs provided here reference VOCG 2021 - Factory Process Buildings (heavy) General specification -Building Construction : - Foundations : Concrete pad and strip foundations with 250mm mesh reinforced concrete floor Frame : Heavy steel frame Upper Floors : None Roof : Single skin profiled protected metal, fixed to steel purlins with plastic headed screws, translucent sheet glazing, rainwater gutters, downpipes and drainage. External Walls : Brick cavity infill to 2.0m; single skin profiled protected metal cladding, fixed to horizontal steel rails with plastic headed screws, translucent sheet glazing; access doors goods/personnel. Windows and Doors : Internal Walls : Internal Finishes : Building Services : Electric light and power, water laid on, toilets, unheated External Works : Drainage to the curtilage Accommodation : Single storey uninsulated heavy process factory building. Including part floor finishes (minimum). | Location Adjustment Applicable (See Guidance Notes) - ERC = UK mean of 1.00 | (BEAMS Note 2) The ERC for this item should be added to all other rateable items on the hereditament (except land). Therefore the total of the ERC of the other Building Items and the P&M ERC (where applicable) to enable the correct contract size adjustment to be made. ERC of Building Component + ERC of P&M = Total ERC to which contract size adjustment should be applied. The appropriate % adjustment should be made in accordance with the scale for contract size adjustment specified under section 6 of the RCG 2023 Guidance notes. The currency ERC rates are set at £4m (Four Million Pounds) @ 1st April 2021 (AVD) for the RCG 2023 Publication. | Excludes External Works | GIA - Gross internal area and external works | - | - | - | - | - | - | - | - |  | M2 | m2 | NA | NA | NA | #N/A | Option 1 | ERROR | 0% | 727.4605 | 522.2992 | 0% | 0% | 522.2992 | 0% | Indexed | NA | VOA_GPN_GOV_UK\7246041 | 2019-08-30 | Low | - | Medium | Risk taken from previous CG | - | - | NA | SPONS A&B | NA | (BEAMS Note 2) The ERC for this item should be added to all other rateable items on the hereditament (except land). Therefore the total of the ERC of the other Building Items and the P&M ERC (where applicable) to enable the correct contract size adjustment to be made. ERC of Building Component + ERC of P&M = Total ERC to which contract size adjustment should be applied. The appropriate % adjustment should be made in accordance with the scale for contract size adjustment specified under section 6 of the RCG 2021 Guidance notes. The currency ERC rates are set at £4m (Four Million Pounds) @ 1st April 2019 (AVD) for the RCG 2021 Publication. | - | - | 2 | TRUE
5461 | 98A058 | 9740 | 98A058 | Sugar beet factories | Main factory building | Typical Factory Building | 5,000m2 GIA | Eaves ht - 35.00m | The costs provided here reference VOCG 2021 - Factory Process Buildings (heavy) General specification -Building Construction : - Foundations : Concrete pad and strip foundations with 250mm mesh reinforced concrete floor Frame : Heavy steel frame Upper Floors : None Roof : Single skin profiled protected metal, fixed to steel purlins with plastic headed screws, translucent sheet glazing, rainwater gutters, downpipes and drainage. External Walls : Brick cavity infill to 2.0m; single skin profiled protected metal cladding, fixed to horizontal steel rails with plastic headed screws, translucent sheet glazing; access doors goods/personnel. Windows and Doors : Internal Walls : Internal Finishes : Building Services : Electric light and power, water laid on, toilets, unheated External Works : Drainage to the curtilage Accommodation : Single storey uninsulated heavy process factory building. Including part floor finishes (minimum). | Location Adjustment Applicable (See Guidance Notes) - ERC = UK mean of 1.00 | (BEAMS Note 2) The ERC for this item should be added to all other rateable items on the hereditament (except land). Therefore the total of the ERC of the other Building Items and the P&M ERC (where applicable) to enable the correct contract size adjustment to be made. ERC of Building Component + ERC of P&M = Total ERC to which contract size adjustment should be applied. The appropriate % adjustment should be made in accordance with the scale for contract size adjustment specified under section 6 of the RCG 2023 Guidance notes. The currency ERC rates are set at £4m (Four Million Pounds) @ 1st April 2021 (AVD) for the RCG 2023 Publication. | Excludes External Works | GIA - Gross internal area and external works | - | - | - | - | - | - | - | - |  | M2 | m2 | NA | NA | NA | #N/A | Option 1 | ERROR | 0% | 737.8035 | 529.7253 | 0% | 0% | 529.7253 | 0% | Indexed | NA | VOA_GPN_GOV_UK\7246041 | 2019-08-30 | Low | - | Medium | Risk taken from previous CG | - | - | NA | SPONS A&B | NA | (BEAMS Note 2) The ERC for this item should be added to all other rateable items on the hereditament (except land). Therefore the total of the ERC of the other Building Items and the P&M ERC (where applicable) to enable the correct contract size adjustment to be made. ERC of Building Component + ERC of P&M = Total ERC to which contract size adjustment should be applied. The appropriate % adjustment should be made in accordance with the scale for contract size adjustment specified under section 6 of the RCG 2021 Guidance notes. The currency ERC rates are set at £4m (Four Million Pounds) @ 1st April 2019 (AVD) for the RCG 2021 Publication. | - | - | 2 | TRUE
5462 | 98A059 | 9741 | 98A059 | Sugar beet factories | Main factory building | Typical Factory Building | 5,000m2 GIA | Eaves ht - 36.00m | The costs provided here reference VOCG 2021 - Factory Process Buildings (heavy) General specification -Building Construction : - Foundations : Concrete pad and strip foundations with 250mm mesh reinforced concrete floor Frame : Heavy steel frame Upper Floors : None Roof : Single skin profiled protected metal, fixed to steel purlins with plastic headed screws, translucent sheet glazing, rainwater gutters, downpipes and drainage. External Walls : Brick cavity infill to 2.0m; single skin profiled protected metal cladding, fixed to horizontal steel rails with plastic headed screws, translucent sheet glazing; access doors goods/personnel. Windows and Doors : Internal Walls : Internal Finishes : Building Services : Electric light and power, water laid on, toilets, unheated External Works : Drainage to the curtilage Accommodation : Single storey uninsulated heavy process factory building. Including part floor finishes (minimum). | Location Adjustment Applicable (See Guidance Notes) - ERC = UK mean of 1.00 | (BEAMS Note 2) The ERC for this item should be added to all other rateable items on the hereditament (except land). Therefore the total of the ERC of the other Building Items and the P&M ERC (where applicable) to enable the correct contract size adjustment to be made. ERC of Building Component + ERC of P&M = Total ERC to which contract size adjustment should be applied. The appropriate % adjustment should be made in accordance with the scale for contract size adjustment specified under section 6 of the RCG 2023 Guidance notes. The currency ERC rates are set at £4m (Four Million Pounds) @ 1st April 2021 (AVD) for the RCG 2023 Publication. | Excludes External Works | GIA - Gross internal area and external works | - | - | - | - | - | - | - | - |  | M2 | m2 | NA | NA | NA | #N/A | Option 1 | ERROR | 0% | 748.1466 | 537.1513 | 0% | 0% | 537.1513 | 0% | Indexed | NA | VOA_GPN_GOV_UK\7246041 | 2019-08-30 | Low | - | Medium | Risk taken from previous CG | - | - | NA | SPONS A&B | NA | (BEAMS Note 2) The ERC for this item should be added to all other rateable items on the hereditament (except land). Therefore the total of the ERC of the other Building Items and the P&M ERC (where applicable) to enable the correct contract size adjustment to be made. ERC of Building Component + ERC of P&M = Total ERC to which contract size adjustment should be applied. The appropriate % adjustment should be made in accordance with the scale for contract size adjustment specified under section 6 of the RCG 2021 Guidance notes. The currency ERC rates are set at £4m (Four Million Pounds) @ 1st April 2019 (AVD) for the RCG 2021 Publication. | - | - | 2 | TRUE
5463 | 98A101 | 9783 | 98A101 | Sugar beet factories | Site works | Settling Ponds | - | - | Excavated settling pond or lagoon, with sloped sides up to 45 degrees. The sides and base are usually sand blinded prior to lining the pond with a butyl or polythene liner. Excavated depths up to 3 metres. The cost provided here is based on the area, in square metres, of the water surface area o f the lagoon/settling pond. | Location Adjustment Applicable (See Guidance Notes) - ERC = UK mean of 1.00 | (BEAMS Note 2) The ERC for this item should be added to all other rateable items on the hereditament (except land). Therefore the total of the ERC of the other Building Items and the P&M ERC (where applicable) to enable the correct contract size adjustment to be made. ERC of Building Component + ERC of P&M = Total ERC to which contract size adjustment should be applied. The appropriate % adjustment should be made in accordance with the scale for contract size adjustment specified under section 6 of the RCG 2023 Guidance notes. The currency ERC rates are set at £4m (Four Million Pounds) @ 1st April 2021 (AVD) for the RCG 2023 Publication. | Refer to excavated Lagoons lined with Butyl | The rate is applied to the surface area of the pond | - | - | Pumps. | - | - | - | - | - |  | M3 | m3 | NA | NA | NA | #N/A | Option 1 | ERROR | 0% | 69.592 | 49.9654 | 0% | 0% | 49.9654 | 0% | Indexed | NA | VOA_GPN_GOV_UK\7246041 | 2019-08-30 | Low | - | Medium | Risk taken from previous CG | - | - | NA | SPONS A&B | NA | (BEAMS Note 2) The ERC for this item should be added to all other rateable items on the hereditament (except land). Therefore the total of the ERC of the other Building Items and the P&M ERC (where applicable) to enable the correct contract size adjustment to be made. ERC of Building Component + ERC of P&M = Total ERC to which contract size adjustment should be applied. The appropriate % adjustment should be made in accordance with the scale for contract size adjustment specified under section 6 of the RCG 2021 Guidance notes. The currency ERC rates are set at £4m (Four Million Pounds) @ 1st April 2019 (AVD) for the RCG 2021 Publication. | - | - | 2 | TRUE
5464 | STS034 | 8683 | STS034 | Sugar beet factories | Subject to scheme | - | - | - | - | Location Adjustment Applicable (See Guidance Notes) - ERC = UK mean of 1.00 | (BEAMS Note 2) The ERC for this item should be added to all other rateable items on the hereditament (except land). Therefore the total of the ERC of the other Building Items and the P&M ERC (where applicable) to enable the correct contract size adjustment to be made. ERC of Building Component + ERC of P&M = Total ERC to which contract size adjustment should be applied. The appropriate % adjustment should be made in accordance with the scale for contract size adjustment specified under section 6 of the RCG 2023 Guidance notes. The currency ERC rates are set at £4m (Four Million Pounds) @ 1st April 2021 (AVD) for the RCG 2023 Publication. | - | - | - | - | - | - | - | - | - | 77777 |  | STS | - | NA | NA | NA | 0 | Option 1 | 0 | 0% | 0 | 0 | 0% | 0% | 0 | 0% | Indexed | NA | VOA_GPN_GOV_UK\7246041 | 2019-08-30 | Low | - | Medium | Risk taken from previous CG | - | - | NA | BCIS | NA | (BEAMS Note 2) The ERC for this item should be added to all other rateable items on the hereditament (except land). Therefore the total of the ERC of the other Building Items and the P&M ERC (where applicable) to enable the correct contract size adjustment to be made. ERC of Building Component + ERC of P&M = Total ERC to which contract size adjustment should be applied. The appropriate % adjustment should be made in accordance with the scale for contract size adjustment specified under section 6 of the RCG 2021 Guidance notes. The currency ERC rates are set at £4m (Four Million Pounds) @ 1st April 2019 (AVD) for the RCG 2021 Publication. | - | - | 2 | TRUE
5466 | 63Z00V | 4363 | 63Z00V | Swimming baths | Open air pool unheated | Changing rooms, office, stores, staff facilities | - | - | Changing facilities other accommodation. Strip foundations in good ground conditions (no abnormal costs), cavity walls, timber roof with a clay interlocking tiles fixed via battens and roofing felt to timber trussed rafters at 450mm centres. Roof void insulated with quilt. UPVC rainwater goods. Softwood internal doors. Aluminium windows and doors externally. No loose FFE included in the cost , this exclusion includes benches , lockers blinds, tiles , loose kitchen appliances and the like).Finishes to changing area : Ceramic Tiling to the Walls floor. Ceiling finish : Moisture resistant plasterboard with a painted finish. Finishes to snack bar, pay kiosk Office. Fair finished painted blockwork to walls, painted plasterboard soffit, vinyl safety floor including coved skirtings. A small 3,000 allowance for worktops and fixed cupboards have been provided in the snack bar only. No fitted cupboards allowed elsewhere. The cost is created from single storey premises of the following GIFA sizes: Public Changing area (Male, Female , Disabled and associated circulation) Assumed all facilities would be provided as a changing block as opposed to 3 separate units.179m2Staff changing room, office and pay kiosk circulation. (Assumed facilities would be provided as an accommodation block, not individual units)187m2Snack bar provided as a small stand alone provision with no indoor dining facilities.150m2 | Location Adjustment Applicable (See Guidance Notes) - ERC = UK mean of 1.00 | (BEAMS Note 2) The ERC for this item should be added to all other rateable items on the hereditament (except land). Therefore the total of the ERC of the other Building Items and the P&M ERC (where applicable) to enable the correct contract size adjustment to be made. ERC of Building Component + ERC of P&M = Total ERC to which contract size adjustment should be applied. The appropriate % adjustment should be made in accordance with the scale for contract size adjustment specified under section 6 of the RCG 2023 Guidance notes. The currency ERC rates are set at £4m (Four Million Pounds) @ 1st April 2021 (AVD) for the RCG 2023 Publication. | The rate is based on the GIFA of the structures above. A small Qty of cubicles are provided within the changing areas. Rates excludes FFE external works. With the exception of the snack bar , the cost for drainage water installation for all the buildings in the outdoor pool class has included within this code. Heating to all of the premises is included within the plant room code : 63Z00U. Consider a saving on external walls if facility is combined with changing facility. | Please note this is a modern day equivalent rate as opposed to the previous guide, thus there are specification changes. Cavity walls utilising facing bricks are provided in lieu of 100mm rendered block to all accommodation, the roof will incorporate additional building regulation requirements for thermal properties. Internal finishes are now provided to the facilities. Modesty lobbies have been included in the block as opposed to unfinished blockwork. Specification in line with Sport England documents as of 4Q14 with the exception of ceramic tiling to walls due to facilities being wet as opposed to dry. | - | - | - | - | - | - | - | 10275 |  | M2 | - | NA | NA | NA | 338.6386 | Option 1 | 419.8455 | 23.98% | 1301.901 | 934.7338 | 176% | 122.6% | 934.7338 | 176% | Indexed | NA | VOA_GPN_GOV_UK\7246041 | 2019-08-30 | Low | - | Medium | Risk taken from previous CG | - | - | NA | SPONS A&B | NA | (BEAMS Note 2) The ERC for this item should be added to all other rateable items on the hereditament (except land). Therefore the total of the ERC of the other Building Items and the P&M ERC (where applicable) to enable the correct contract size adjustment to be made. ERC of Building Component + ERC of P&M = Total ERC to which contract size adjustment should be applied. The appropriate % adjustment should be made in accordance with the scale for contract size adjustment specified under section 6 of the RCG 2021 Guidance notes. The currency ERC rates are set at £4m (Four Million Pounds) @ 1st April 2019 (AVD) for the RCG 2021 Publication. | - | - | 2 | TRUE
5467 | 63Z00T | 4064 | 63Z00T | Swimming baths | Outdoor pools | Pool structure, surround, finishes & filtration plant | - | - | Outdoor pool to community standard based on a 25m x 10.50m pool with depth ranging from 0.9m in shallow end to 1.5m in deep end. Excludes diving area. Includes 2m pool surround, pool drainage and water filtration & treatment plant. Excludes pool heating. Pool constructed of reinforced waterproof concrete slab and walls including bulk excavation and disposal off site on a green field site without abnormal ground conditions. Allowance included for formed duct/scum/ filtration channel. Ceramic tiling to internal surfaces of the pool with walk in steps to comply with guidelines on accessibility. 2m concrete surround with 250mm thickness with ceramic tiling to reduce slippage. Increase rate by 15% for a heated pool. Also please note that the rate will reduce as the pool becomes larger, allow for a reduction of approximately 30% for a 50m x 12.50m pool. | Location Adjustment Applicable (See Guidance Notes) - ERC = UK mean of 1.00 | (BEAMS Note 2) The ERC for this item should be added to all other rateable items on the hereditament (except land). Therefore the total of the ERC of the other Building Items and the P&M ERC (where applicable) to enable the correct contract size adjustment to be made. ERC of Building Component + ERC of P&M = Total ERC to which contract size adjustment should be applied. The appropriate % adjustment should be made in accordance with the scale for contract size adjustment specified under section 6 of the RCG 2023 Guidance notes. The currency ERC rates are set at £4m (Four Million Pounds) @ 1st April 2021 (AVD) for the RCG 2023 Publication. | No actual analysis available, cost build from first principles for a 25m x 10.50m pool with depth between 0.9m and 1.5m using Spons A&B 2015 and Building Magazine (24.02.2006) cost model. | Surface area of the pool. Please note the rate includes a 2m wide pool surround, which should not be included in the area for calculating hardstandings/paving. | - | - | - | - | 15% increase for heated pools, 30% reduction for a 50m x 12.50m pool. | No photograph available. | - | 10275 |  | m2 | - | 4 - HEALTHCARE, EDUCATION & Miscellaneous | Nathan Place | Steve Nettleton | 307.8532 | Option 2 | 381.6777 | 23.98% | 1786 | 1349.795 | 338.5% | 253.6% | 1349.795 | 338.5% | Price Book Data | Saara Saloranta | VOA_GPN_GOV_UK\7212847 | 2021-04-16 | Low | - | High | LT 2017 workings amended and adjusted to include/exclude items as agreed with the valuer in evidence tab - indexation using ERC override box with formula as agreed with RH. 63Z00T - Pool structure, surround, finishes & filtration plant (name changed from Concrete structure). Also generic category changed from Swimming baths to Outdoor pools to better match the code. – Usage on valuation templates according to IT data 87 (possibly include redundant codes on valuation templates that are not actually contributing to the valuations): CFE – 1, LAS – 1, SLV – 84, UNI – 1. 2017 RCG rate: The costings were build up from first principles by Lyndsey Thomas (LT) and based on a 25x10m pool with a depth between 0.9-1.5m. The rates used came from either Spons A&B 2015 (main section, not approximate estimating) or a Building Magazine article. The rate includes a pool surround and tiered seating but excludes all plant. 2023 RCG rate: I’ve been unable to locate any evidence for public outdoor pools, which is not surprising as most lidos for example seem to date from the 1930s. I have adopted LT’s base cost for the pool but excluded the seating and added the filtration & treatment plant as agreed with the valuer. I’ve also rewritten the description to make it clearer and included an add-on allowance for heated pools as requested by the valuer. The revised rate comes out at £1,412 at RCG 2017 level (the RCG 2017 rate was £1,275/m²) and the heating allowance at 15%. I’ve added a note on the referencing details as the rate includes a 2m wide pool surround, which shouldn’t be double counted when calculating the hardstanding/paving area. All as agreed with Steve Nettleton, the lead valuer on 04.02.2021 (please see evidence tab for email, which also contains full explanation on the approach taken for the other outdoor pool codes). ERC in 2021 RCG was £1,469). The risks for this code relate to the lack of actual project data and the increase in the rate together with the lack of knowledge on its valuation use. Fairly limited number of usage and relatively low value of the types of hereditaments mitigates the risk and the risk for this code is assessed as medium. | Indexed with some changes from CG2017; The new ERC above of £1,748 TPI322 is higher than the £1,469 of CG2021 which is also TPI 322 and will be possibly subject to further uplifts. I feel this is high risk due to Indexing & previous evidence. | Moved Saara's descriptions down a level and kept the previous Generic category rather than create a new one for a single code | NA | SPONS A&B | 1.56 | (BEAMS Note 2) The ERC for this item should be added to all other rateable items on the hereditament (except land). Therefore the total of the ERC of the other Building Items and the P&M ERC (where applicable) to enable the correct contract size adjustment to be made. ERC of Building Component + ERC of P&M = Total ERC to which contract size adjustment should be applied. The appropriate % adjustment should be made in accordance with the scale for contract size adjustment specified under section 6 of the RCG 2021 Guidance notes. The currency ERC rates are set at £4m (Four Million Pounds) @ 1st April 2019 (AVD) for the RCG 2021 Publication. | No photograph available. | - | 2 | TRUE
5469 | 63Z00X | 4438 | 63Z00X | Swimming baths | Open air pool unheated | Paving | - | - | Precast concrete paving slabs on sub-base; including excavation | Location Adjustment Applicable (See Guidance Notes) - ERC = UK mean of 1.00 | (BEAMS Note 2) The ERC for this item should be added to all other rateable items on the hereditament (except land). Therefore the total of the ERC of the other Building Items and the P&M ERC (where applicable) to enable the correct contract size adjustment to be made. ERC of Building Component + ERC of P&M = Total ERC to which contract size adjustment should be applied. The appropriate % adjustment should be made in accordance with the scale for contract size adjustment specified under section 6 of the RCG 2023 Guidance notes. The currency ERC rates are set at £4m (Four Million Pounds) @ 1st April 2021 (AVD) for the RCG 2023 Publication. | - | - | - | - | - | - | - | - | - | 77777 |  | M2 | - | NA | NA | NA | 25.3979 | Option 2 | 31.4884 | 23.98% | 0 | 0 | -100% | -100% | 0 | -100% | Redirected | NA | VOA_GPN_GOV_UK\7246041 | 2022-01-14 | Low | - | Medium | Risk taken from previous CG | - | - | NA | SPONS A&B | NA | (BEAMS Note 2) The ERC for this item should be added to all other rateable items on the hereditament (except land). Therefore the total of the ERC of the other Building Items and the P&M ERC (where applicable) to enable the correct contract size adjustment to be made. ERC of Building Component + ERC of P&M = Total ERC to which contract size adjustment should be applied. The appropriate % adjustment should be made in accordance with the scale for contract size adjustment specified under section 6 of the RCG 2021 Guidance notes. The currency ERC rates are set at £4m (Four Million Pounds) @ 1st April 2019 (AVD) for the RCG 2021 Publication. | - | - | 2 | TRUE
5470 | 63Z00U | 4384 | 63Z00U | Swimming baths | Open air pool unheated | Plant room | - | - | Plant Room Building - Excludes cost of plant. Strip foundations in good ground conditions (no abnormal costs), cavity walls, steel metal roofing deck with 3 layers of roofing felt and chippings. Double steel Louvre door (No windows included) externally. Internal Finishes to building : Dust sealer only to concrete slab The cost is created from single storey premises of the following GIFA sizes: Plant Room Building size provision75m2 | Location Adjustment Applicable (See Guidance Notes) - ERC = UK mean of 1.00 | (BEAMS Note 2) The ERC for this item should be added to all other rateable items on the hereditament (except land). Therefore the total of the ERC of the other Building Items and the P&M ERC (where applicable) to enable the correct contract size adjustment to be made. ERC of Building Component + ERC of P&M = Total ERC to which contract size adjustment should be applied. The appropriate % adjustment should be made in accordance with the scale for contract size adjustment specified under section 6 of the RCG 2023 Guidance notes. The currency ERC rates are set at £4m (Four Million Pounds) @ 1st April 2021 (AVD) for the RCG 2023 Publication. | The rate is based on the GIFA of the structures above. A small Qty of cubicles are provided within the changing areas. Rates excludes FFE external works. With the exception of the snack bar, the cost for drainage, water installation heating to all of the premises is included within the plant room code : 63Z00U. The snack bar has an allowance for drainage and water as it will require a dedicated supply. | Please note this is a modern day equivalent rate as opposed to the previous guide, thus there are specification changes. Cavity walls utilising facing bricks are provided in lieu of 100mm rendered block to all accommodation, the roof will incorporate additional building regulation requirements for thermal properties. Internal finishes are now provided to the facilities. Modesty lobbies have been included in the changing block as opposed to exiting from the poolside. Specification in line with Sport England documents as of 4Q14 with the exception of ceramic tiling to changing room walls due to facilities being wet as opposed to dry. | - | - | - | - | - | - | - | 10275 |  | M2 | - | NA | NA | NA | 683.4342 | Option 2 | 847.3245 | 23.98% | 0 | 0 | -100% | -100% | 0 | -100% | Redirected | NA | VOA_GPN_GOV_UK\7246041 | 2022-01-14 | Low | - | Medium | Risk taken from previous CG | - | - | NA | SPONS A&B | NA | (BEAMS Note 2) The ERC for this item should be added to all other rateable items on the hereditament (except land). Therefore the total of the ERC of the other Building Items and the P&M ERC (where applicable) to enable the correct contract size adjustment to be made. ERC of Building Component + ERC of P&M = Total ERC to which contract size adjustment should be applied. The appropriate % adjustment should be made in accordance with the scale for contract size adjustment specified under section 6 of the RCG 2021 Guidance notes. The currency ERC rates are set at £4m (Four Million Pounds) @ 1st April 2019 (AVD) for the RCG 2021 Publication. | - | - | 2 | TRUE
5471 | 63Z00W | 4478 | 63Z00W | Swimming baths | Open air pool unheated | Shower and toilets | - | - | Shower toilet facilities. Strip foundations in good ground conditions (no abnormal costs), cavity walls, timber roof with a clay interlocking tiles fixed via battens and roofing felt to timber trussed rafters at 450mm centres. Roof void insulated with quilt. UPVC rainwater goods. Softwood internal doors. Aluminium windows and doors externally. No loose FFE included in the cost , this exclusion includes benches , lockers, blinds, and the like).Finishes to shower / toilet area : Ceramic Tiling to the Walls floor. Ceiling finish : Moisture resistant plasterboard with a painted finish. Safety vinyl allowed in modesty area / circulation The cost is created from single storey premises of the following GIFA sizes: Public Toilet Shower area (Male, Female , Disabled and associated circulation) Assumed all facilities would be provided as a block as opposed to separate units.179m2 | Location Adjustment Applicable (See Guidance Notes) - ERC = UK mean of 1.00 | (BEAMS Note 2) The ERC for this item should be added to all other rateable items on the hereditament (except land). Therefore the total of the ERC of the other Building Items and the P&M ERC (where applicable) to enable the correct contract size adjustment to be made. ERC of Building Component + ERC of P&M = Total ERC to which contract size adjustment should be applied. The appropriate % adjustment should be made in accordance with the scale for contract size adjustment specified under section 6 of the RCG 2023 Guidance notes. The currency ERC rates are set at £4m (Four Million Pounds) @ 1st April 2021 (AVD) for the RCG 2023 Publication. | Standard slab rate - tactile paving is circa 30/m2 more depending on specification. York stone would attract a premium of circa 95/m2. | - | - | - | - | - | - | - | - | 10275 |  | M2 | - | NA | NA | NA | 517.1935 | Option 2 | 641.2186 | 23.98% | 1545.3021 | 1167.8842 | 125.8% | 82.14% | 1167.8842 | 125.8% | Indexed | NA | VOA_GPN_GOV_UK\7246041 | 2019-08-30 | Low | - | Medium | Risk taken from previous CG | - | - | NA | SPONS A&B | NA | (BEAMS Note 2) The ERC for this item should be added to all other rateable items on the hereditament (except land). Therefore the total of the ERC of the other Building Items and the P&M ERC (where applicable) to enable the correct contract size adjustment to be made. ERC of Building Component + ERC of P&M = Total ERC to which contract size adjustment should be applied. The appropriate % adjustment should be made in accordance with the scale for contract size adjustment specified under section 6 of the RCG 2021 Guidance notes. The currency ERC rates are set at £4m (Four Million Pounds) @ 1st April 2019 (AVD) for the RCG 2021 Publication. | - | - | 2 | TRUE
5474 | 43U10A | 4280 | 43U10A | Switch houses | Basic range | Brick walls with flat roof | < 50m² | General lighting and power | Switch Houses - Basic Range - Single storey building comprising in-situ concrete foundations and trowelled floor slab with thickening at edges; 225mm inexpensive facing brick external walls; flat roof with built up felt on timber boards on timber joists with fireproof board linings to ceilings under, softwood framed, ledged, braced and battened external door; electric lighting and power. | Location Adjustment Applicable (See Guidance Notes) - ERC = UK mean of 1.00 | (BEAMS Note 2) The ERC for this item should be added to all other rateable items on the hereditament (except land). Therefore the total of the ERC of the other Building Items and the P&M ERC (where applicable) to enable the correct contract size adjustment to be made. ERC of Building Component + ERC of P&M = Total ERC to which contract size adjustment should be applied. The appropriate % adjustment should be made in accordance with the scale for contract size adjustment specified under section 6 of the RCG 2023 Guidance notes. The currency ERC rates are set at £4m (Four Million Pounds) @ 1st April 2021 (AVD) for the RCG 2023 Publication. | Excludes cost of mains switch gear or mains supply cables. Simple power to 13amp so and simple fluorescent of tungsten light fittings included. | Measure to GIA | - | - | Mains switch gear, fuses and distribution boards etc. | - | - | Photo 1 - Typical external elevation | - | 10276 |  | M2 | one | NA | NA | NA | 661.961 | Option 1 | 820.702 | 23.98% | 1027.8307 | 737.9579 | 11.48% | -10.08% | 737.9579 | 11.48% | Indexed | NA | VOA_GPN_GOV_UK\7246041 | 2019-08-30 | Low | - | Medium | Risk taken from previous CG | - | - | NA | SPONS A&B | NA | (BEAMS Note 2) The ERC for this item should be added to all other rateable items on the hereditament (except land). Therefore the total of the ERC of the other Building Items and the P&M ERC (where applicable) to enable the correct contract size adjustment to be made. ERC of Building Component + ERC of P&M = Total ERC to which contract size adjustment should be applied. The appropriate % adjustment should be made in accordance with the scale for contract size adjustment specified under section 6 of the RCG 2021 Guidance notes. The currency ERC rates are set at £4m (Four Million Pounds) @ 1st April 2019 (AVD) for the RCG 2021 Publication. | Photo 1 - Typical external elevation | - | 2 | TRUE
5475 | 43U10F | 4281 | 43U10F | Switch houses | Basic range | Brick walls with flat roof | 50m² - 100m² | General lighting and power | Switch Houses - Basic Range - Single storey building comprising in-situ concrete foundations and trowelled floor slab with thickening at edges; 225mm inexpensive facing brick external walls; flat roof with built up felt on timber boards on timber joists with fireproof board linings to ceilings under, softwood framed, ledged, braced and battened external door; electric lighting and power. | Location Adjustment Applicable (See Guidance Notes) - ERC = UK mean of 1.00 | (BEAMS Note 2) The ERC for this item should be added to all other rateable items on the hereditament (except land). Therefore the total of the ERC of the other Building Items and the P&M ERC (where applicable) to enable the correct contract size adjustment to be made. ERC of Building Component + ERC of P&M = Total ERC to which contract size adjustment should be applied. The appropriate % adjustment should be made in accordance with the scale for contract size adjustment specified under section 6 of the RCG 2023 Guidance notes. The currency ERC rates are set at £4m (Four Million Pounds) @ 1st April 2021 (AVD) for the RCG 2023 Publication. | Excludes cost of mains switch gear or mains supply cables. Simple power to 13amp so and simple fluorescent of tungsten light fittings included. | Measure to GIA | - | - | Mains switch gear, fuses and distribution boards etc. | - | - | Photo 1 - Typical external elevation | - | 10276 |  | M2 | one | NA | NA | NA | 578.9276 | Option 1 | 717.7568 | 23.98% | 844.171 | 606.0946 | 4.693% | -15.56% | 606.0946 | 4.693% | Indexed | NA | VOA_GPN_GOV_UK\7246041 | 2019-08-30 | Low | - | Medium | Risk taken from previous CG | - | - | NA | SPONS A&B | NA | (BEAMS Note 2) The ERC for this item should be added to all other rateable items on the hereditament (except land). Therefore the total of the ERC of the other Building Items and the P&M ERC (where applicable) to enable the correct contract size adjustment to be made. ERC of Building Component + ERC of P&M = Total ERC to which contract size adjustment should be applied. The appropriate % adjustment should be made in accordance with the scale for contract size adjustment specified under section 6 of the RCG 2021 Guidance notes. The currency ERC rates are set at £4m (Four Million Pounds) @ 1st April 2019 (AVD) for the RCG 2021 Publication. | Photo 1 - Typical external elevation | - | 2 | TRUE
5476 | 43U00A | 4277 | 43U00A | Switch houses | Mid range | Cavity walls with pitched roof | 50m² - 100m² | General lighting and power, FR doors | Switch house - Mid Range - Single storey building comprising in-situ concrete foundations and floor slab with granolithic or trowelled waterproof finish; 275mm standard facing brick cavity walls and brick partitions; tile covered pitched roof; WC and washbasin; fire resisting doors; electric lighting and power. | Location Adjustment Applicable (See Guidance Notes) - ERC = UK mean of 1.00 | (BEAMS Note 2) The ERC for this item should be added to all other rateable items on the hereditament (except land). Therefore the total of the ERC of the other Building Items and the P&M ERC (where applicable) to enable the correct contract size adjustment to be made. ERC of Building Component + ERC of P&M = Total ERC to which contract size adjustment should be applied. The appropriate % adjustment should be made in accordance with the scale for contract size adjustment specified under section 6 of the RCG 2023 Guidance notes. The currency ERC rates are set at £4m (Four Million Pounds) @ 1st April 2021 (AVD) for the RCG 2023 Publication. | Excludes cost of mains switch gear or mains supply cables. Simple power to 13amp so and simple fluorescent of tungsten light fittings included. | Measure to GIA | - | - | Mains switch gear, fuses and distribution boards etc. | - | - | Photo 1 - Typical external elevation Photo 2 - Brick switch house with pitched roof and louvered doors | - | 10276 |  | M2 | one | NA | NA | NA | 907.2172 | Option 1 | 1124.7716 | 23.98% | 1301.1076 | 934.1641 | 2.97% | -16.95% | 934.1641 | 2.97% | Indexed | NA | VOA_GPN_GOV_UK\7246041 | 2019-08-30 | Low | - | High | Risk taken from previous CG | - | - | NA | SPONS A&B | NA | (BEAMS Note 2) The ERC for this item should be added to all other rateable items on the hereditament (except land). Therefore the total of the ERC of the other Building Items and the P&M ERC (where applicable) to enable the correct contract size adjustment to be made. ERC of Building Component + ERC of P&M = Total ERC to which contract size adjustment should be applied. The appropriate % adjustment should be made in accordance with the scale for contract size adjustment specified under section 6 of the RCG 2021 Guidance notes. The currency ERC rates are set at £4m (Four Million Pounds) @ 1st April 2019 (AVD) for the RCG 2021 Publication. | Photo 1 - Typical external elevation Photo 2 - Brick switch house with pitched roof and louvered doors | - | 2 | TRUE
5477 | 43U00F | 4278 | 43U00F | Switch houses | Mid range | Cavity walls with pitched roof | 100m² - 200m² | General lighting and power, FR doors | Switch house - Mid Range - Single storey building comprising in-situ concrete foundations and floor slab with granolithic or trowelled waterproof finish; 275mm standard facing brick cavity walls and brick partitions; tile covered pitched roof; WC and washbasin; fire resisting doors; electric lighting and power. | Location Adjustment Applicable (See Guidance Notes) - ERC = UK mean of 1.00 | (BEAMS Note 2) The ERC for this item should be added to all other rateable items on the hereditament (except land). Therefore the total of the ERC of the other Building Items and the P&M ERC (where applicable) to enable the correct contract size adjustment to be made. ERC of Building Component + ERC of P&M = Total ERC to which contract size adjustment should be applied. The appropriate % adjustment should be made in accordance with the scale for contract size adjustment specified under section 6 of the RCG 2023 Guidance notes. The currency ERC rates are set at £4m (Four Million Pounds) @ 1st April 2021 (AVD) for the RCG 2023 Publication. | Excludes cost of mains switch gear or mains supply cables. Simple power to 13amp so and simple fluorescent of tungsten light fittings included. | Measure to GIA | - | - | Mains switch gear, fuses and distribution boards etc. | - | - | Photo 1 - Typical external elevation Photo 2 - Brick switch house with pitched roof and louvered doors | - | 10276 |  | M2 | one | NA | NA | NA | 884.1524 | Option 1 | 1096.1757 | 23.98% | 1197.1075 | 859.4945 | -2.789% | -21.59% | 859.4945 | -2.789% | Indexed | NA | VOA_GPN_GOV_UK\7246041 | 2019-08-30 | Low | - | Medium | Risk taken from previous CG | - | - | NA | SPONS A&B | NA | (BEAMS Note 2) The ERC for this item should be added to all other rateable items on the hereditament (except land). Therefore the total of the ERC of the other Building Items and the P&M ERC (where applicable) to enable the correct contract size adjustment to be made. ERC of Building Component + ERC of P&M = Total ERC to which contract size adjustment should be applied. The appropriate % adjustment should be made in accordance with the scale for contract size adjustment specified under section 6 of the RCG 2021 Guidance notes. The currency ERC rates are set at £4m (Four Million Pounds) @ 1st April 2019 (AVD) for the RCG 2021 Publication. | Photo 1 - Typical external elevation Photo 2 - Brick switch house with pitched roof and louvered doors | - | 2 | TRUE
5478 | 43U00K | 4279 | 43U00K | Switch houses | Mid range | Cavity walls with pitched roof | > 200m² | General lighting and power, FR doors | Switch house - Mid Range - Single storey building comprising in-situ concrete foundations and floor slab with granolithic or trowelled waterproof finish; 275mm standard facing brick cavity walls and brick partitions; tile covered pitched roof; WC and washbasin; fire resisting doors; electric lighting and power. | Location Adjustment Applicable (See Guidance Notes) - ERC = UK mean of 1.00 | (BEAMS Note 2) The ERC for this item should be added to all other rateable items on the hereditament (except land). Therefore the total of the ERC of the other Building Items and the P&M ERC (where applicable) to enable the correct contract size adjustment to be made. ERC of Building Component + ERC of P&M = Total ERC to which contract size adjustment should be applied. The appropriate % adjustment should be made in accordance with the scale for contract size adjustment specified under section 6 of the RCG 2023 Guidance notes. The currency ERC rates are set at £4m (Four Million Pounds) @ 1st April 2021 (AVD) for the RCG 2023 Publication. | Excludes cost of mains switch gear or mains supply cables. Simple power to 13amp so and simple fluorescent of tungsten light fittings included. | Measure to GIA | - | - | Mains switch gear, fuses and distribution boards etc. | - | - | Photo 1 - Typical external elevation Photo 2 - Brick switch house with pitched roof and louvered doors | - | 10276 |  | M2 | one | NA | NA | NA | 878.0017 | Option 1 | 1088.5502 | 23.98% | 1256.8522 | 902.3898 | 2.778% | -17.1% | 902.3898 | 2.778% | Indexed | NA | VOA_GPN_GOV_UK\7246041 | 2019-08-30 | Low | - | Medium | Risk taken from previous CG | - | - | NA | SPONS A&B | NA | (BEAMS Note 2) The ERC for this item should be added to all other rateable items on the hereditament (except land). Therefore the total of the ERC of the other Building Items and the P&M ERC (where applicable) to enable the correct contract size adjustment to be made. ERC of Building Component + ERC of P&M = Total ERC to which contract size adjustment should be applied. The appropriate % adjustment should be made in accordance with the scale for contract size adjustment specified under section 6 of the RCG 2021 Guidance notes. The currency ERC rates are set at £4m (Four Million Pounds) @ 1st April 2019 (AVD) for the RCG 2021 Publication. | Photo 1 - Typical external elevation Photo 2 - Brick switch house with pitched roof and louvered doors | - | 2 | TRUE
5479 | 215J02 | 7457 | 215J02 | Tanks | Bitsand bases | Bitsand, sand cone | % Addition | See cost information Notes | Most bulk storage tanks are built with a cone up (sometimes cone down - with a central sump) which allows any water or any dense materials to separate out and through a drain hole be tapped and disposed of. To create the cone in concrete would not allow for expansion of the steel tank and would cause a water barrier that would assist the chemical reaction to cause rust. It is assumed that the sub foundations are solid. This may be rock or naturally dense well-compacted subsoil however where this sub strata is poor load bearing piles and large re-enforced concrete foundations are required. For costing of these foundations the relevant section in the cost guide should be consulted or where details are poor and an estimate required see Category Tanks Item Foundations (21V01 et cetera) When rock or naturally well-compacted subsoil is found either a 100mm concrete layer or well-compacted chemically inert fill is employed. Onto this layer is added a drainage layer of some 150mm usually of stable permeable compacted granular construction (sand for example). This layer is sloped to give the cone up profile. This layer allows some minor movement, as the steel tank will move due to expansion when heated. Onto this layer is added a mixture of sand and bitumen (50mm thick). This is known as the bit sand layer. The base plates are rested on the bit sand layer and then welded together. The transfer of heat through the metal melts the bitumen and forms a watertight seal to the underside of the tank. At present BS 2654 sets out the requirements for such bases. Bit sand bases may consist of (i) Bit sand layer, Sand cone layer, Base layer or 100mm concrete (ii) Bit sand layer Sand cone layer (iii) Sand only It will be noted that (ii) and (iii) will be sitting on a large concrete sub foundation which will be costed separately. | Location Adjustment Applicable (See Guidance Notes) - ERC = UK mean of 1.00 | (BEAMS Note 2) The ERC for this item should be added to all other rateable items on the hereditament (except land). Therefore the total of the ERC of the other Building Items and the P&M ERC (where applicable) to enable the correct contract size adjustment to be made. ERC of Building Component + ERC of P&M = Total ERC to which contract size adjustment should be applied. The appropriate % adjustment should be made in accordance with the scale for contract size adjustment specified under section 6 of the RCG 2023 Guidance notes. The currency ERC rates are set at £4m (Four Million Pounds) @ 1st April 2021 (AVD) for the RCG 2023 Publication. | The 10% addition is to the basic ERC tank cost. Additions for different or single layers over a solid concrete foundation should be added at 6% and 2.5% respectively. | - | Class 4, Table 3 foundations and settings | - | Foundations, tank, walkways, stairways. | It is assumed that the item forms part of an average size industrial, commercial or office complex. Where it would be normal to find more than one item in such a hereditament the ERC stated has been adjusted to reflect any number / quantity, discount. These figures are NOT one off figures. | - | - | - | 20132 |  | - | - | NA | NA | NA | 0 | Option 2 | 0 | 0% | 0 | 0 | 0% | 0% | 0 | 0% | Indexed | NA | VOA_GPN_GOV_UK\7246041 | 2019-08-30 | Low | - | High | Risk taken from previous CG | - | - | NA | Steel | NA | (BEAMS Note 2) The ERC for this item should be added to all other rateable items on the hereditament (except land). Therefore the total of the ERC of the other Building Items and the P&M ERC (where applicable) to enable the correct contract size adjustment to be made. ERC of Building Component + ERC of P&M = Total ERC to which contract size adjustment should be applied. The appropriate % adjustment should be made in accordance with the scale for contract size adjustment specified under section 6 of the RCG 2021 Guidance notes. The currency ERC rates are set at £4m (Four Million Pounds) @ 1st April 2019 (AVD) for the RCG 2021 Publication. | - | - | 2 | TRUE
5480 | 215J01 | 7456 | 215J01 | Tanks | Bitsand bases | Bitsand, sand cone, base layer | % Addition | See cost information Notes | Most bulk storage tanks are built with a cone up (sometimes cone down - with a central sump) which allows any water or any dense materials to separate out and through a drain hole be tapped and disposed of. To create the cone in concrete would not allow for expansion of the steel tank and would cause a water barrier that would assist the chemical reaction to cause rust. It is assumed that the sub foundations are solid. This may be rock or naturally dense well-compacted subsoil however where this sub strata is poor load bearing piles and large re-enforced concrete foundations are required. For costing of these foundations the relevant section in the cost guide should be consulted or where details are poor and an estimate required see Category Tanks Item Foundations (21V01 et cetera) When rock or naturally well-compacted subsoil is found either a 100mm concrete layer or well-compacted chemically inert fill is employed. Onto this layer is added a drainage layer of some 150mm usually of stable permeable compacted granular construction (sand for example). This layer is sloped to give the cone up profile. This layer allows some minor movement, as the steel tank will move due to expansion when heated. Onto this layer is added a mixture of sand and bitumen (50mm thick). This is known as the bit sand layer. The base plates are rested on the bit sand layer and then welded together. The transfer of heat through the metal melts the bitumen and forms a watertight seal to the underside of the tank. At present BS 2654 sets out the requirements for such bases. Bit sand bases may consist of (i) Bit sand layer, Sand cone layer, Base layer or 100mm concrete (ii) Bit sand layer Sand cone layer (iii) Sand only It will be noted that (ii) and (iii) will be sitting on a large concrete sub foundation which will be costed separately. | Location Adjustment Applicable (See Guidance Notes) - ERC = UK mean of 1.00 | (BEAMS Note 2) The ERC for this item should be added to all other rateable items on the hereditament (except land). Therefore the total of the ERC of the other Building Items and the P&M ERC (where applicable) to enable the correct contract size adjustment to be made. ERC of Building Component + ERC of P&M = Total ERC to which contract size adjustment should be applied. The appropriate % adjustment should be made in accordance with the scale for contract size adjustment specified under section 6 of the RCG 2023 Guidance notes. The currency ERC rates are set at £4m (Four Million Pounds) @ 1st April 2021 (AVD) for the RCG 2023 Publication. | The 10% addition is to the basic ERC tank cost. Additions for different or single layers over a solid concrete foundation should be added at 6% and 2.5% respectively. | - | Class 4, Table 3 foundations and settings | - | Foundations, tank, walkways, stairways. | It is assumed that the item forms part of an average size industrial, commercial or office complex. Where it would be normal to find more than one item in such a hereditament the ERC stated has been adjusted to reflect any number / quantity, discount. These figures are NOT one off figures. | - | - | - | 20132 |  | - | - | NA | NA | NA | 0 | Option 2 | 0 | 0% | 0 | 0 | 0% | 0% | 0 | 0% | Indexed | NA | VOA_GPN_GOV_UK\7246041 | 2019-08-30 | Low | - | High | Risk taken from previous CG | - | - | NA | Steel | NA | (BEAMS Note 2) The ERC for this item should be added to all other rateable items on the hereditament (except land). Therefore the total of the ERC of the other Building Items and the P&M ERC (where applicable) to enable the correct contract size adjustment to be made. ERC of Building Component + ERC of P&M = Total ERC to which contract size adjustment should be applied. The appropriate % adjustment should be made in accordance with the scale for contract size adjustment specified under section 6 of the RCG 2021 Guidance notes. The currency ERC rates are set at £4m (Four Million Pounds) @ 1st April 2019 (AVD) for the RCG 2021 Publication. | - | - | 2 | TRUE
5481 | 215J03 | 7458 | 215J03 | Tanks | Bitsand bases | Sand only | % Addition | See cost information Notes | Most bulk storage tanks are built with a cone up (sometimes cone down - with a central sump) which allows any water or any dense materials to separate out and through a drain hole be tapped and disposed of. To create the cone in concrete would not allow for expansion of the steel tank and would cause a water barrier that would assist the chemical reaction to cause rust. It is assumed that the sub foundations are solid. This may be rock or naturally dense well-compacted subsoil however where this sub strata is poor load bearing piles and large re-enforced concrete foundations are required. For costing of these foundations the relevant section in the cost guide should be consulted or where details are poor and an estimate required see Category Tanks Item Foundations (21V01 et cetera) When rock or naturally well-compacted subsoil is found either a 100mm concrete layer or well-compacted chemically inert fill is employed. Onto this layer is added a drainage layer of some 150mm usually of stable permeable compacted granular construction (sand for example). This layer is sloped to give the cone up profile. This layer allows some minor movement, as the steel tank will move due to expansion when heated. Onto this layer is added a mixture of sand and bitumen (50mm thick). This is known as the bit sand layer. The base plates are rested on the bit sand layer and then welded together. The transfer of heat through the metal melts the bitumen and forms a watertight seal to the underside of the tank. At present BS 2654 sets out the requirements for such bases. Bit sand bases may consist of (i) Bit sand layer, Sand cone layer, Base layer or 100mm concrete (ii) Bit sand layer Sand cone layer (iii) Sand only It will be noted that (ii) and (iii) will be sitting on a large concrete sub foundation which will be costed separately. | Location Adjustment Applicable (See Guidance Notes) - ERC = UK mean of 1.00 | (BEAMS Note 2) The ERC for this item should be added to all other rateable items on the hereditament (except land). Therefore the total of the ERC of the other Building Items and the P&M ERC (where applicable) to enable the correct contract size adjustment to be made. ERC of Building Component + ERC of P&M = Total ERC to which contract size adjustment should be applied. The appropriate % adjustment should be made in accordance with the scale for contract size adjustment specified under section 6 of the RCG 2023 Guidance notes. The currency ERC rates are set at £4m (Four Million Pounds) @ 1st April 2021 (AVD) for the RCG 2023 Publication. | The 10% addition is to the basic ERC tank cost. Additions for different or single layers over a solid concrete foundation should be added at 6% and 2.5% respectively. | - | Class 4, Table 3 foundations and settings | - | Foundations, tank, walkways, stairways. | It is assumed that the item forms part of an average size industrial, commercial or office complex. Where it would be normal to find more than one item in such a hereditament the ERC stated has been adjusted to reflect any number / quantity, discount. These figures are NOT one off figures. | - | - | - | 20132 |  | - | - | NA | NA | NA | 0 | Option 2 | 0 | 0% | 0 | 0 | 0% | 0% | 0 | 0% | Indexed | NA | VOA_GPN_GOV_UK\7246041 | 2019-08-30 | Low | - | High | Risk taken from previous CG | - | - | NA | Steel | NA | (BEAMS Note 2) The ERC for this item should be added to all other rateable items on the hereditament (except land). Therefore the total of the ERC of the other Building Items and the P&M ERC (where applicable) to enable the correct contract size adjustment to be made. ERC of Building Component + ERC of P&M = Total ERC to which contract size adjustment should be applied. The appropriate % adjustment should be made in accordance with the scale for contract size adjustment specified under section 6 of the RCG 2021 Guidance notes. The currency ERC rates are set at £4m (Four Million Pounds) @ 1st April 2019 (AVD) for the RCG 2021 Publication. | - | - | 2 | TRUE
5482 | 215F01 | 7787 | 215F01 | Tanks | Braithwaite | Depth 1.22m (4ft) | 6.10m (20ft) x 3.66m (12ft) | - | Tanks - Potable Water - Braithwaite type. Braithwaite is a trade name that is used by the industry for this type of tank. Braithwaite tanks are mainly for water storage and are found sitting on brick or more commonly steel towers. In modern office complexes the tanks may be found on a building roof. Each panel has a distinctive raised pattern looking like a diagonal cross from a distance. Many modern tanks are of steel plate riveted/bolted/welded together with internal cross bracings . Today pitched / domed covers are normal however some open top tanks are produced. Approximate Guide: 6.10m (20ft) x 3.66m (12ft) x 1.22m (4ft) deep = 6,000 gallons 12.19m (40ft) x 9.75m (32) x 3.66m (12 ft) deep = 96,000 gallons 15.85m (52ft) x 15.85m (52ft) x 4.88m (16ft) deep = 270,000 gallons Plate Sizes:1.22m (4ft) x 1.22m (4ft) or 0.91m (3ft) x 0.91m (3ft) Plate Thickness: Usually 47mm (3/16) to 6.3mm (1/4) Gallons:1.82m3 (64 cubic feet) = 400 gallonsLitres:1m3 = 1000 litres. | Considered Not Applicable at time of Publication | (BEAMS Note 1) The ERC for this item should be added to the total of the ERC of the other P&M items on the site and the Buildings ERC (where applicable) to enable the correct contract size adjustment to be made. ERC of P&M Items + ERC of Building Component’s = Total ERC (net figure rateable items only) to which contract size adjustment should be applied The 2023 Generic Contractors Test Spreadsheet has this facility built into the programme - it is recommended you undertake all contractors test valuations using this spreadsheet. (Details on the application of contract size adjustments can be found in the RCG 2023 Guidance notes). Where RV is calculated using the comparative method (rental method) the contract size adjustment should be made as follows: Select - SCAT code box ""P and M as an addition” within the 2023 Generic Contractors Test Spreadsheet facility. Or Where the spreadsheet is not used take the: Reciprocal of statutory de-capitalisation rate (i.e. 5% reciprocal = 20) multiply by rateable value of the buildings (before any overall end allowances are made and after making a notional deduction for the land value) and add to the ERC of P&M. Use resultant figure to calculate contract size adjustment. (Guidance Notes - Section 6) | The height of the tank influences cost, so two tanks with the same volume but different shapes may not cost the same. The cost build up includes for plates wire brushed and bitumen painted internally / externally with all necessary stays, cleats, nuts, bolts, sealing strips et cetera. Additions are required for: - Foundations, Support Structure and Pipe work. | The tank supports and foundations should be noted. Calculate volume, note design, what tank contains and age. | Supplying Water - Class 2, Table 2(e) Fire Protection - Class 2, Table 2(f) Accessories to Classes 1 and 2- List of Accessories (1) and (2)(v). | Class 2 proviso, i.e. used in connection with manufacturing operations or trade processes. Class 4 exception (d). | Foundations, Supports, Land Wells, Pumps, Boilers, Fire protection system. | It is assumed that the item forms part of an average size industrial, commercial or office complex. Where it would be normal to find more than one item in such a hereditament the ERC stated has been adjusted to reflect any number / quantity, discount. These figures are NOT one off figures. | Galvanised tanks require a 15 % addition to Cost guide figures. | Photo 1 - Typical supported Braithwaite type tank. Photo 2 - Tank on round concrete supports. | - | 20130 |  | Each | - | NA | NA | NA | 27031.1135 | Option 3 | 29368.3746 | 8.647% | 32664.3168 | 32737.3201 | 21.11% | 11.47% | 32737.3201 | 21.11% | Indexed | NA | VOA_GPN_GOV_UK\7246041 | 2019-08-30 | Low | - | High | Risk taken from previous CG | - | - | NA | Steel | NA | (BEAMS Note 1) The ERC for this item should be added to the total of the ERC of the other P&M items on the site and the Buildings ERC (where applicable) to enable the correct contract size adjustment to be made. ERC of P&M Items + ERC of Building Component’s = Total ERC (net figure rateable items only) to which contract size adjustment should be applied The 2021 Generic Contractors Test Spreadsheet has this facility built into the programme - it is recommended you undertake all contractors test valuations using this spreadsheet. (Details on the application of contract size adjustments can be found in the RCG 2021 Guidance notes). Where RV is calculated using the comparative method (rental method) the contract size adjustment should be made as follows: Select - SCAT code box "P and M as an addition” within the 2021 Generic Contractors Test Spreadsheet facility. Or Where the spreadsheet is not used take the: Reciprocal of statutory de-capitalisation rate (i.e. 5% reciprocal = 20) multiply by rateable value of the buildings (before any overall end allowances are made and after making a notional deduction for the land value) and add to the ERC of P&M. Use resultant figure to calculate contract size adjustment. (Guidance Notes - Section 6) | Photo 1 - Typical supported Braithwaite type tank. Photo 2 - Tank on round concrete supports. | - | 1 | TRUE
5483 | 215F02 | 7421 | 215F02 | Tanks | Braithwaite | Depth 1.22m (4ft) | 7.21m (24ft) x 4.88m (16ft) | - | Tanks - Potable Water - Braithwaite type. Braithwaite is a trade name that is used by the industry for this type of tank. Braithwaite tanks are mainly for water storage and are found sitting on brick or more commonly steel towers. In modern office complexes the tanks may be found on a building roof. Each panel has a distinctive raised pattern looking like a diagonal cross from a distance. Many modern tanks are of steel plate riveted/bolted/welded together with internal cross bracings . Today pitched / domed covers are normal however some open top tanks are produced. Approximate Guide: 6.10m (20ft) x 3.66m (12ft) x 1.22m (4ft) deep = 6,000 gallons 12.19m (40ft) x 9.75m (32) x 3.66m (12 ft) deep = 96,000 gallons 15.85m (52ft) x 15.85m (52ft) x 4.88m (16ft) deep = 270,000 gallons Plate Sizes:1.22m (4ft) x 1.22m (4ft) or 0.91m (3ft) x 0.91m (3ft) Plate Thickness: Usually 47mm (3/16) to 6.3mm (1/4) Gallons:1.82m3 (64 cubic feet) = 400 gallonsLitres:1m3 = 1000 litres. | Considered Not Applicable at time of Publication | (BEAMS Note 1) The ERC for this item should be added to the total of the ERC of the other P&M items on the site and the Buildings ERC (where applicable) to enable the correct contract size adjustment to be made. ERC of P&M Items + ERC of Building Component’s = Total ERC (net figure rateable items only) to which contract size adjustment should be applied The 2023 Generic Contractors Test Spreadsheet has this facility built into the programme - it is recommended you undertake all contractors test valuations using this spreadsheet. (Details on the application of contract size adjustments can be found in the RCG 2023 Guidance notes). Where RV is calculated using the comparative method (rental method) the contract size adjustment should be made as follows: Select - SCAT code box ""P and M as an addition” within the 2023 Generic Contractors Test Spreadsheet facility. Or Where the spreadsheet is not used take the: Reciprocal of statutory de-capitalisation rate (i.e. 5% reciprocal = 20) multiply by rateable value of the buildings (before any overall end allowances are made and after making a notional deduction for the land value) and add to the ERC of P&M. Use resultant figure to calculate contract size adjustment. (Guidance Notes - Section 6) | The height of the tank influences cost, so two tanks with the same volume but different shapes may not cost the same. The cost build up includes for plates wire brushed and bitumen painted internally / externally with all necessary stays, cleats, nuts, bolts, sealing strips et cetera. Additions are required for: - Foundations, Support Structure and Pipe work. | The tank supports and foundations should be noted. Calculate volume, note design, what tank contains and age. | Supplying Water - Class 2, Table 2(e) Fire Protection - Class 2, Table 2(f) Accessories to Classes 1 and 2- List of Accessories (1) and (2)(v). | Class 2 proviso, i.e. used in connection with manufacturing operations or trade processes. Class 4 exception (d). | Foundations, Supports, Land Wells, Pumps, Boilers, Fire protection system. | It is assumed that the item forms part of an average size industrial, commercial or office complex. Where it would be normal to find more than one item in such a hereditament the ERC stated has been adjusted to reflect any number / quantity, discount. These figures are NOT one off figures. | Galvanised tanks require a 15 % addition to Cost guide figures. | Photo 1 - Typical supported Braithwaite type tank. Photo 2 - Tank on round concrete supports. | - | 20130 |  | Each | - | NA | NA | NA | 39935.1065 | Option 3 | 43388.119 | 8.647% | 48256.8487 | 48364.7008 | 21.11% | 11.47% | 48364.7008 | 21.11% | Indexed | NA | VOA_GPN_GOV_UK\7246041 | 2019-08-30 | Low | - | High | Risk taken from previous CG | - | - | NA | Steel | NA | (BEAMS Note 1) The ERC for this item should be added to the total of the ERC of the other P&M items on the site and the Buildings ERC (where applicable) to enable the correct contract size adjustment to be made. ERC of P&M Items + ERC of Building Component’s = Total ERC (net figure rateable items only) to which contract size adjustment should be applied The 2021 Generic Contractors Test Spreadsheet has this facility built into the programme - it is recommended you undertake all contractors test valuations using this spreadsheet. (Details on the application of contract size adjustments can be found in the RCG 2021 Guidance notes). Where RV is calculated using the comparative method (rental method) the contract size adjustment should be made as follows: Select - SCAT code box "P and M as an addition” within the 2021 Generic Contractors Test Spreadsheet facility. Or Where the spreadsheet is not used take the: Reciprocal of statutory de-capitalisation rate (i.e. 5% reciprocal = 20) multiply by rateable value of the buildings (before any overall end allowances are made and after making a notional deduction for the land value) and add to the ERC of P&M. Use resultant figure to calculate contract size adjustment. (Guidance Notes - Section 6) | Photo 1 - Typical supported Braithwaite type tank. Photo 2 - Tank on round concrete supports. | - | 1 | TRUE
5484 | 215F03 | 7902 | 215F03 | Tanks | Braithwaite | Depth 1.22m (4ft) | 8.83m (28ft) x 8.53m (28ft) | - | Tanks - Potable Water - Braithwaite type. Braithwaite is a trade name that is used by the industry for this type of tank. Braithwaite tanks are mainly for water storage and are found sitting on brick or more commonly steel towers. In modern office complexes the tanks may be found on a building roof. Each panel has a distinctive raised pattern looking like a diagonal cross from a distance. Many modern tanks are of steel plate riveted/bolted/welded together with internal cross bracings . Today pitched / domed covers are normal however some open top tanks are produced. Approximate Guide: 6.10m (20ft) x 3.66m (12ft) x 1.22m (4ft) deep = 6,000 gallons 12.19m (40ft) x 9.75m (32) x 3.66m (12 ft) deep = 96,000 gallons 15.85m (52ft) x 15.85m (52ft) x 4.88m (16ft) deep = 270,000 gallons Plate Sizes:1.22m (4ft) x 1.22m (4ft) or 0.91m (3ft) x 0.91m (3ft) Plate Thickness: Usually 47mm (3/16) to 6.3mm (1/4) Gallons:1.82m3 (64 cubic feet) = 400 gallonsLitres:1m3 = 1000 litres. | Considered Not Applicable at time of Publication | (BEAMS Note 1) The ERC for this item should be added to the total of the ERC of the other P&M items on the site and the Buildings ERC (where applicable) to enable the correct contract size adjustment to be made. ERC of P&M Items + ERC of Building Component’s = Total ERC (net figure rateable items only) to which contract size adjustment should be applied The 2023 Generic Contractors Test Spreadsheet has this facility built into the programme - it is recommended you undertake all contractors test valuations using this spreadsheet. (Details on the application of contract size adjustments can be found in the RCG 2023 Guidance notes). Where RV is calculated using the comparative method (rental method) the contract size adjustment should be made as follows: Select - SCAT code box ""P and M as an addition” within the 2023 Generic Contractors Test Spreadsheet facility. Or Where the spreadsheet is not used take the: Reciprocal of statutory de-capitalisation rate (i.e. 5% reciprocal = 20) multiply by rateable value of the buildings (before any overall end allowances are made and after making a notional deduction for the land value) and add to the ERC of P&M. Use resultant figure to calculate contract size adjustment. (Guidance Notes - Section 6) | The height of the tank influences cost, so two tanks with the same volume but different shapes may not cost the same. The cost build up includes for plates wire brushed and bitumen painted internally / externally with all necessary stays, cleats, nuts, bolts, sealing strips et cetera. Additions are required for: - Foundations, Support Structure and Pipe work. | The tank supports and foundations should be noted. Calculate volume, note design, what tank contains and age. | Supplying Water - Class 2, Table 2(e) Fire Protection - Class 2, Table 2(f) Accessories to Classes 1 and 2- List of Accessories (1) and (2)(v). | Class 2 proviso, i.e. used in connection with manufacturing operations or trade processes. Class 4 exception (d). | Foundations, Supports, Land Wells, Pumps, Boilers, Fire protection system. | It is assumed that the item forms part of an average size industrial, commercial or office complex. Where it would be normal to find more than one item in such a hereditament the ERC stated has been adjusted to reflect any number / quantity, discount. These figures are NOT one off figures. | Galvanised tanks require a 15 % addition to Cost guide figures. | Photo 1 - Typical supported Braithwaite type tank. Photo 2 - Tank on round concrete supports. | - | 20130 |  | Each | - | NA | NA | NA | 76812.3948 | Option 3 | 83454.0237 | 8.647% | 92818.0812 | 93025.5257 | 21.11% | 11.47% | 93025.5257 | 21.11% | Indexed | NA | VOA_GPN_GOV_UK\7246041 | 2019-08-30 | Low | - | High | Risk taken from previous CG | - | - | NA | Steel | NA | (BEAMS Note 1) The ERC for this item should be added to the total of the ERC of the other P&M items on the site and the Buildings ERC (where applicable) to enable the correct contract size adjustment to be made. ERC of P&M Items + ERC of Building Component’s = Total ERC (net figure rateable items only) to which contract size adjustment should be applied The 2021 Generic Contractors Test Spreadsheet has this facility built into the programme - it is recommended you undertake all contractors test valuations using this spreadsheet. (Details on the application of contract size adjustments can be found in the RCG 2021 Guidance notes). Where RV is calculated using the comparative method (rental method) the contract size adjustment should be made as follows: Select - SCAT code box "P and M as an addition” within the 2021 Generic Contractors Test Spreadsheet facility. Or Where the spreadsheet is not used take the: Reciprocal of statutory de-capitalisation rate (i.e. 5% reciprocal = 20) multiply by rateable value of the buildings (before any overall end allowances are made and after making a notional deduction for the land value) and add to the ERC of P&M. Use resultant figure to calculate contract size adjustment. (Guidance Notes - Section 6) | Photo 1 - Typical supported Braithwaite type tank. Photo 2 - Tank on round concrete supports. | - | 1 | TRUE
5485 | 215F04 | 7882 | 215F04 | Tanks | Braithwaite | Depth 2.44m (8ft) | 7.32m (24ft) x 4.88m (16ft) | - | Tanks - Potable Water - Braithwaite type. Braithwaite is a trade name that is used by the industry for this type of tank. Braithwaite tanks are mainly for water storage and are found sitting on brick or more commonly steel towers. In modern office complexes the tanks may be found on a building roof. Each panel has a distinctive raised pattern looking like a diagonal cross from a distance. Many modern tanks are of steel plate riveted/bolted/welded together with internal cross bracings . Today pitched / domed covers are normal however some open top tanks are produced. Approximate Guide: 6.10m (20ft) x 3.66m (12ft) x 1.22m (4ft) deep = 6,000 gallons 12.19m (40ft) x 9.75m (32) x 3.66m (12 ft) deep = 96,000 gallons 15.85m (52ft) x 15.85m (52ft) x 4.88m (16ft) deep = 270,000 gallons Plate Sizes:1.22m (4ft) x 1.22m (4ft) or 0.91m (3ft) x 0.91m (3ft) Plate Thickness: Usually 47mm (3/16) to 6.3mm (1/4) Gallons:1.82m3 (64 cubic feet) = 400 gallonsLitres:1m3 = 1000 litres. | Considered Not Applicable at time of Publication | (BEAMS Note 1) The ERC for this item should be added to the total of the ERC of the other P&M items on the site and the Buildings ERC (where applicable) to enable the correct contract size adjustment to be made. ERC of P&M Items + ERC of Building Component’s = Total ERC (net figure rateable items only) to which contract size adjustment should be applied The 2023 Generic Contractors Test Spreadsheet has this facility built into the programme - it is recommended you undertake all contractors test valuations using this spreadsheet. (Details on the application of contract size adjustments can be found in the RCG 2023 Guidance notes). Where RV is calculated using the comparative method (rental method) the contract size adjustment should be made as follows: Select - SCAT code box ""P and M as an addition” within the 2023 Generic Contractors Test Spreadsheet facility. Or Where the spreadsheet is not used take the: Reciprocal of statutory de-capitalisation rate (i.e. 5% reciprocal = 20) multiply by rateable value of the buildings (before any overall end allowances are made and after making a notional deduction for the land value) and add to the ERC of P&M. Use resultant figure to calculate contract size adjustment. (Guidance Notes - Section 6) | The height of the tank influences cost, so two tanks with the same volume but different shapes may not cost the same. The cost build up includes for plates wire brushed and bitumen painted internally / externally with all necessary stays, cleats, nuts, bolts, sealing strips et cetera. Additions are required for: - Foundations, Support Structure and Pipe work. | The tank supports and foundations should be noted. Calculate volume, note design, what tank contains and age. | Supplying Water - Class 2, Table 2(e) Fire Protection - Class 2, Table 2(f) Accessories to Classes 1 and 2- List of Accessories (1) and (2)(v). | Class 2 proviso, i.e. used in connection with manufacturing operations or trade processes. Class 4 exception (d). | Foundations, Supports, Land Wells, Pumps, Boilers, Fire protection system. | It is assumed that the item forms part of an average size industrial, commercial or office complex. Where it would be normal to find more than one item in such a hereditament the ERC stated has been adjusted to reflect any number / quantity, discount. These figures are NOT one off figures. | Galvanised tanks require a 15 % addition to Cost guide figures. | Photo 1 - Typical supported Braithwaite type tank. Photo 2 - Tank on round concrete supports. | - | 20130 |  | Each | - | NA | NA | NA | 51249.0341 | Option 3 | 55680.312 | 8.647% | 61928.6162 | 62067.0241 | 21.11% | 11.47% | 62067.0241 | 21.11% | Indexed | NA | VOA_GPN_GOV_UK\7246041 | 2019-08-30 | Low | - | High | Risk taken from previous CG | - | - | NA | Steel | NA | (BEAMS Note 1) The ERC for this item should be added to the total of the ERC of the other P&M items on the site and the Buildings ERC (where applicable) to enable the correct contract size adjustment to be made. ERC of P&M Items + ERC of Building Component’s = Total ERC (net figure rateable items only) to which contract size adjustment should be applied The 2021 Generic Contractors Test Spreadsheet has this facility built into the programme - it is recommended you undertake all contractors test valuations using this spreadsheet. (Details on the application of contract size adjustments can be found in the RCG 2021 Guidance notes). Where RV is calculated using the comparative method (rental method) the contract size adjustment should be made as follows: Select - SCAT code box "P and M as an addition” within the 2021 Generic Contractors Test Spreadsheet facility. Or Where the spreadsheet is not used take the: Reciprocal of statutory de-capitalisation rate (i.e. 5% reciprocal = 20) multiply by rateable value of the buildings (before any overall end allowances are made and after making a notional deduction for the land value) and add to the ERC of P&M. Use resultant figure to calculate contract size adjustment. (Guidance Notes - Section 6) | Photo 1 - Typical supported Braithwaite type tank. Photo 2 - Tank on round concrete supports. | - | 1 | TRUE
5486 | 215F05 | 7622 | 215F05 | Tanks | Braithwaite | Depth 2.44m (8ft) | 6.10m (20ft) x 6.10m (20ft) | - | Tanks - Potable Water - Braithwaite type. Braithwaite is a trade name that is used by the industry for this type of tank. Braithwaite tanks are mainly for water storage and are found sitting on brick or more commonly steel towers. In modern office complexes the tanks may be found on a building roof. Each panel has a distinctive raised pattern looking like a diagonal cross from a distance. Many modern tanks are of steel plate riveted/bolted/welded together with internal cross bracings . Today pitched / domed covers are normal however some open top tanks are produced. Approximate Guide: 6.10m (20ft) x 3.66m (12ft) x 1.22m (4ft) deep = 6,000 gallons 12.19m (40ft) x 9.75m (32) x 3.66m (12 ft) deep = 96,000 gallons 15.85m (52ft) x 15.85m (52ft) x 4.88m (16ft) deep = 270,000 gallons Plate Sizes:1.22m (4ft) x 1.22m (4ft) or 0.91m (3ft) x 0.91m (3ft) Plate Thickness: Usually 47mm (3/16) to 6.3mm (1/4) Gallons:1.82m3 (64 cubic feet) = 400 gallonsLitres:1m3 = 1000 litres. | Considered Not Applicable at time of Publication | (BEAMS Note 1) The ERC for this item should be added to the total of the ERC of the other P&M items on the site and the Buildings ERC (where applicable) to enable the correct contract size adjustment to be made. ERC of P&M Items + ERC of Building Component’s = Total ERC (net figure rateable items only) to which contract size adjustment should be applied The 2023 Generic Contractors Test Spreadsheet has this facility built into the programme - it is recommended you undertake all contractors test valuations using this spreadsheet. (Details on the application of contract size adjustments can be found in the RCG 2023 Guidance notes). Where RV is calculated using the comparative method (rental method) the contract size adjustment should be made as follows: Select - SCAT code box ""P and M as an addition” within the 2023 Generic Contractors Test Spreadsheet facility. Or Where the spreadsheet is not used take the: Reciprocal of statutory de-capitalisation rate (i.e. 5% reciprocal = 20) multiply by rateable value of the buildings (before any overall end allowances are made and after making a notional deduction for the land value) and add to the ERC of P&M. Use resultant figure to calculate contract size adjustment. (Guidance Notes - Section 6) | The height of the tank influences cost, so two tanks with the same volume but different shapes may not cost the same. The cost build up includes for plates wire brushed and bitumen painted internally / externally with all necessary stays, cleats, nuts, bolts, sealing strips et cetera. Additions are required for: - Foundations, Support Structure and Pipe work. | The tank supports and foundations should be noted. Calculate volume, note design, what tank contains and age. | Supplying Water - Class 2, Table 2(e) Fire Protection - Class 2, Table 2(f) Accessories to Classes 1 and 2- List of Accessories (1) and (2)(v). | Class 2 proviso, i.e. used in connection with manufacturing operations or trade processes. Class 4 exception (d). | Foundations, Supports, Land Wells, Pumps, Boilers, Fire protection system. | It is assumed that the item forms part of an average size industrial, commercial or office complex. Where it would be normal to find more than one item in such a hereditament the ERC stated has been adjusted to reflect any number / quantity, discount. These figures are NOT one off figures. | Galvanised tanks require a 15 % addition to Cost guide figures. | Photo 1 - Typical supported Braithwaite type tank. Photo 2 - Tank on round concrete supports. | - | 20130 |  | Each | - | NA | NA | NA | 52166.3796 | Option 3 | 56676.9763 | 8.647% | 63036.798 | 63177.6826 | 21.11% | 11.47% | 63177.6826 | 21.11% | Indexed | NA | VOA_GPN_GOV_UK\7246041 | 2019-08-30 | Low | - | High | Risk taken from previous CG | - | - | NA | Steel | NA | (BEAMS Note 1) The ERC for this item should be added to the total of the ERC of the other P&M items on the site and the Buildings ERC (where applicable) to enable the correct contract size adjustment to be made. ERC of P&M Items + ERC of Building Component’s = Total ERC (net figure rateable items only) to which contract size adjustment should be applied The 2021 Generic Contractors Test Spreadsheet has this facility built into the programme - it is recommended you undertake all contractors test valuations using this spreadsheet. (Details on the application of contract size adjustments can be found in the RCG 2021 Guidance notes). Where RV is calculated using the comparative method (rental method) the contract size adjustment should be made as follows: Select - SCAT code box "P and M as an addition” within the 2021 Generic Contractors Test Spreadsheet facility. Or Where the spreadsheet is not used take the: Reciprocal of statutory de-capitalisation rate (i.e. 5% reciprocal = 20) multiply by rateable value of the buildings (before any overall end allowances are made and after making a notional deduction for the land value) and add to the ERC of P&M. Use resultant figure to calculate contract size adjustment. (Guidance Notes - Section 6) | Photo 1 - Typical supported Braithwaite type tank. Photo 2 - Tank on round concrete supports. | - | 1 | TRUE
5487 | 215F06 | 7422 | 215F06 | Tanks | Braithwaite | Depth 2.44m (8ft) | 8.53m (28ft) x 4.88m (16ft) | - | Tanks - Potable Water - Braithwaite type. Braithwaite is a trade name that is used by the industry for this type of tank. Braithwaite tanks are mainly for water storage and are found sitting on brick or more commonly steel towers. In modern office complexes the tanks may be found on a building roof. Each panel has a distinctive raised pattern looking like a diagonal cross from a distance. Many modern tanks are of steel plate riveted/bolted/welded together with internal cross bracings . Today pitched / domed covers are normal however some open top tanks are produced. Approximate Guide: 6.10m (20ft) x 3.66m (12ft) x 1.22m (4ft) deep = 6,000 gallons 12.19m (40ft) x 9.75m (32) x 3.66m (12 ft) deep = 96,000 gallons 15.85m (52ft) x 15.85m (52ft) x 4.88m (16ft) deep = 270,000 gallons Plate Sizes:1.22m (4ft) x 1.22m (4ft) or 0.91m (3ft) x 0.91m (3ft) Plate Thickness: Usually 47mm (3/16) to 6.3mm (1/4) Gallons:1.82m3 (64 cubic feet) = 400 gallonsLitres:1m3 = 1000 litres. | Considered Not Applicable at time of Publication | (BEAMS Note 1) The ERC for this item should be added to the total of the ERC of the other P&M items on the site and the Buildings ERC (where applicable) to enable the correct contract size adjustment to be made. ERC of P&M Items + ERC of Building Component’s = Total ERC (net figure rateable items only) to which contract size adjustment should be applied The 2023 Generic Contractors Test Spreadsheet has this facility built into the programme - it is recommended you undertake all contractors test valuations using this spreadsheet. (Details on the application of contract size adjustments can be found in the RCG 2023 Guidance notes). Where RV is calculated using the comparative method (rental method) the contract size adjustment should be made as follows: Select - SCAT code box ""P and M as an addition” within the 2023 Generic Contractors Test Spreadsheet facility. Or Where the spreadsheet is not used take the: Reciprocal of statutory de-capitalisation rate (i.e. 5% reciprocal = 20) multiply by rateable value of the buildings (before any overall end allowances are made and after making a notional deduction for the land value) and add to the ERC of P&M. Use resultant figure to calculate contract size adjustment. (Guidance Notes - Section 6) | The height of the tank influences cost, so two tanks with the same volume but different shapes may not cost the same. The cost build up includes for plates wire brushed and bitumen painted internally / externally with all necessary stays, cleats, nuts, bolts, sealing strips et cetera. Additions are required for: - Foundations, Support Structure and Pipe work. | The tank supports and foundations should be noted. Calculate volume, note design, what tank contains and age. | Supplying Water - Class 2, Table 2(e) Fire Protection - Class 2, Table 2(f) Accessories to Classes 1 and 2- List of Accessories (1) and (2)(v). | Class 2 proviso, i.e. used in connection with manufacturing operations or trade processes. Class 4 exception (d). | Foundations, Supports, Land Wells, Pumps, Boilers, Fire protection system. | It is assumed that the item forms part of an average size industrial, commercial or office complex. Where it would be normal to find more than one item in such a hereditament the ERC stated has been adjusted to reflect any number / quantity, discount. These figures are NOT one off figures. | Galvanised tanks require a 15 % addition to Cost guide figures. | Photo 1 - Typical supported Braithwaite type tank. Photo 2 - Tank on round concrete supports. | - | 20130 |  | Each | - | NA | NA | NA | 57670.4525 | Option 3 | 62656.962 | 8.647% | 69687.1462 | 69842.894 | 21.11% | 11.47% | 69842.894 | 21.11% | Indexed | NA | VOA_GPN_GOV_UK\7246041 | 2019-08-30 | Low | - | High | Risk taken from previous CG | - | - | NA | Steel | NA | (BEAMS Note 1) The ERC for this item should be added to the total of the ERC of the other P&M items on the site and the Buildings ERC (where applicable) to enable the correct contract size adjustment to be made. ERC of P&M Items + ERC of Building Component’s = Total ERC (net figure rateable items only) to which contract size adjustment should be applied The 2021 Generic Contractors Test Spreadsheet has this facility built into the programme - it is recommended you undertake all contractors test valuations using this spreadsheet. (Details on the application of contract size adjustments can be found in the RCG 2021 Guidance notes). Where RV is calculated using the comparative method (rental method) the contract size adjustment should be made as follows: Select - SCAT code box "P and M as an addition” within the 2021 Generic Contractors Test Spreadsheet facility. Or Where the spreadsheet is not used take the: Reciprocal of statutory de-capitalisation rate (i.e. 5% reciprocal = 20) multiply by rateable value of the buildings (before any overall end allowances are made and after making a notional deduction for the land value) and add to the ERC of P&M. Use resultant figure to calculate contract size adjustment. (Guidance Notes - Section 6) | Photo 1 - Typical supported Braithwaite type tank. Photo 2 - Tank on round concrete supports. | - | 1 | TRUE
5488 | 215F07 | 7657 | 215F07 | Tanks | Braithwaite | Depth 2.44m (8ft) | 9.75m (32ft) x 4.88m (16ft) | - | Tanks - Potable Water - Braithwaite type. Braithwaite is a trade name that is used by the industry for this type of tank. Braithwaite tanks are mainly for water storage and are found sitting on brick or more commonly steel towers. In modern office complexes the tanks may be found on a building roof. Each panel has a distinctive raised pattern looking like a diagonal cross from a distance. Many modern tanks are of steel plate riveted/bolted/welded together with internal cross bracings . Today pitched / domed covers are normal however some open top tanks are produced. Approximate Guide: 6.10m (20ft) x 3.66m (12ft) x 1.22m (4ft) deep = 6,000 gallons 12.19m (40ft) x 9.75m (32) x 3.66m (12 ft) deep = 96,000 gallons 15.85m (52ft) x 15.85m (52ft) x 4.88m (16ft) deep = 270,000 gallons Plate Sizes:1.22m (4ft) x 1.22m (4ft) or 0.91m (3ft) x 0.91m (3ft) Plate Thickness: Usually 47mm (3/16) to 6.3mm (1/4) Gallons:1.82m3 (64 cubic feet) = 400 gallonsLitres:1m3 = 1000 litres. | Considered Not Applicable at time of Publication | (BEAMS Note 1) The ERC for this item should be added to the total of the ERC of the other P&M items on the site and the Buildings ERC (where applicable) to enable the correct contract size adjustment to be made. ERC of P&M Items + ERC of Building Component’s = Total ERC (net figure rateable items only) to which contract size adjustment should be applied The 2023 Generic Contractors Test Spreadsheet has this facility built into the programme - it is recommended you undertake all contractors test valuations using this spreadsheet. (Details on the application of contract size adjustments can be found in the RCG 2023 Guidance notes). Where RV is calculated using the comparative method (rental method) the contract size adjustment should be made as follows: Select - SCAT code box ""P and M as an addition” within the 2023 Generic Contractors Test Spreadsheet facility. Or Where the spreadsheet is not used take the: Reciprocal of statutory de-capitalisation rate (i.e. 5% reciprocal = 20) multiply by rateable value of the buildings (before any overall end allowances are made and after making a notional deduction for the land value) and add to the ERC of P&M. Use resultant figure to calculate contract size adjustment. (Guidance Notes - Section 6) | The height of the tank influences cost, so two tanks with the same volume but different shapes may not cost the same. The cost build up includes for plates wire brushed and bitumen painted internally / externally with all necessary stays, cleats, nuts, bolts, sealing strips et cetera. Additions are required for: - Foundations, Support Structure and Pipe work. | The tank supports and foundations should be noted. Calculate volume, note design, what tank contains and age. | Supplying Water - Class 2, Table 2(e) Fire Protection - Class 2, Table 2(f) Accessories to Classes 1 and 2- List of Accessories (1) and (2)(v). | Class 2 proviso, i.e. used in connection with manufacturing operations or trade processes. Class 4 exception (d). | Foundations, Supports, Land Wells, Pumps, Boilers, Fire protection system. | It is assumed that the item forms part of an average size industrial, commercial or office complex. Where it would be normal to find more than one item in such a hereditament the ERC stated has been adjusted to reflect any number / quantity, discount. These figures are NOT one off figures. | Galvanised tanks require a 15 % addition to Cost guide figures. | Photo 1 - Typical supported Braithwaite type tank. Photo 2 - Tank on round concrete supports. | - | 20130 |  | Each | - | NA | NA | NA | 64825.7472 | Option 3 | 70430.9435 | 8.647% | 78333.731 | 78508.8036 | 21.11% | 11.47% | 78508.8036 | 21.11% | Indexed | NA | VOA_GPN_GOV_UK\7246041 | 2019-08-30 | Low | - | High | Risk taken from previous CG | - | - | NA | Steel | NA | (BEAMS Note 1) The ERC for this item should be added to the total of the ERC of the other P&M items on the site and the Buildings ERC (where applicable) to enable the correct contract size adjustment to be made. ERC of P&M Items + ERC of Building Component’s = Total ERC (net figure rateable items only) to which contract size adjustment should be applied The 2021 Generic Contractors Test Spreadsheet has this facility built into the programme - it is recommended you undertake all contractors test valuations using this spreadsheet. (Details on the application of contract size adjustments can be found in the RCG 2021 Guidance notes). Where RV is calculated using the comparative method (rental method) the contract size adjustment should be made as follows: Select - SCAT code box "P and M as an addition” within the 2021 Generic Contractors Test Spreadsheet facility. Or Where the spreadsheet is not used take the: Reciprocal of statutory de-capitalisation rate (i.e. 5% reciprocal = 20) multiply by rateable value of the buildings (before any overall end allowances are made and after making a notional deduction for the land value) and add to the ERC of P&M. Use resultant figure to calculate contract size adjustment. (Guidance Notes - Section 6) | Photo 1 - Typical supported Braithwaite type tank. Photo 2 - Tank on round concrete supports. | - | 1 | TRUE
5489 | 215F08 | 7691 | 215F08 | Tanks | Braithwaite | Depth 2.44m (8ft) | 7.32m (24ft) x 7.32m (24ft) | - | Tanks - Potable Water - Braithwaite type. Braithwaite is a trade name that is used by the industry for this type of tank. Braithwaite tanks are mainly for water storage and are found sitting on brick or more commonly steel towers. In modern office complexes the tanks may be found on a building roof. Each panel has a distinctive raised pattern looking like a diagonal cross from a distance. Many modern tanks are of steel plate riveted/bolted/welded together with internal cross bracings . Today pitched / domed covers are normal however some open top tanks are produced. Approximate Guide: 6.10m (20ft) x 3.66m (12ft) x 1.22m (4ft) deep = 6,000 gallons 12.19m (40ft) x 9.75m (32) x 3.66m (12 ft) deep = 96,000 gallons 15.85m (52ft) x 15.85m (52ft) x 4.88m (16ft) deep = 270,000 gallons Plate Sizes:1.22m (4ft) x 1.22m (4ft) or 0.91m (3ft) x 0.91m (3ft) Plate Thickness: Usually 47mm (3/16) to 6.3mm (1/4) Gallons:1.82m3 (64 cubic feet) = 400 gallonsLitres:1m3 = 1000 litres. | Considered Not Applicable at time of Publication | (BEAMS Note 1) The ERC for this item should be added to the total of the ERC of the other P&M items on the site and the Buildings ERC (where applicable) to enable the correct contract size adjustment to be made. ERC of P&M Items + ERC of Building Component’s = Total ERC (net figure rateable items only) to which contract size adjustment should be applied The 2023 Generic Contractors Test Spreadsheet has this facility built into the programme - it is recommended you undertake all contractors test valuations using this spreadsheet. (Details on the application of contract size adjustments can be found in the RCG 2023 Guidance notes). Where RV is calculated using the comparative method (rental method) the contract size adjustment should be made as follows: Select - SCAT code box ""P and M as an addition” within the 2023 Generic Contractors Test Spreadsheet facility. Or Where the spreadsheet is not used take the: Reciprocal of statutory de-capitalisation rate (i.e. 5% reciprocal = 20) multiply by rateable value of the buildings (before any overall end allowances are made and after making a notional deduction for the land value) and add to the ERC of P&M. Use resultant figure to calculate contract size adjustment. (Guidance Notes - Section 6) | The height of the tank influences cost, so two tanks with the same volume but different shapes may not cost the same. The cost build up includes for plates wire brushed and bitumen painted internally / externally with all necessary stays, cleats, nuts, bolts, sealing strips et cetera. Additions are required for: - Foundations, Support Structure and Pipe work. | The tank supports and foundations should be noted. Calculate volume, note design, what tank contains and age. | Supplying Water - Class 2, Table 2(e) Fire Protection - Class 2, Table 2(f) Accessories to Classes 1 and 2- List of Accessories (1) and (2)(v). | Class 2 proviso, i.e. used in connection with manufacturing operations or trade processes. Class 4 exception (d). | Foundations, Supports, Land Wells, Pumps, Boilers, Fire protection system. | It is assumed that the item forms part of an average size industrial, commercial or office complex. Where it would be normal to find more than one item in such a hereditament the ERC stated has been adjusted to reflect any number / quantity, discount. These figures are NOT one off figures. | Galvanised tanks require a 15 % addition to Cost guide figures. | Photo 1 - Typical supported Braithwaite type tank. Photo 2 - Tank on round concrete supports. | - | 20130 |  | Each | - | NA | NA | NA | 71522.3692 | Option 3 | 77706.5929 | 8.647% | 86425.5959 | 86618.7535 | 21.11% | 11.47% | 86618.7535 | 21.11% | Indexed | NA | VOA_GPN_GOV_UK\7246041 | 2019-08-30 | Low | - | High | Risk taken from previous CG | - | - | NA | Steel | NA | (BEAMS Note 1) The ERC for this item should be added to the total of the ERC of the other P&M items on the site and the Buildings ERC (where applicable) to enable the correct contract size adjustment to be made. ERC of P&M Items + ERC of Building Component’s = Total ERC (net figure rateable items only) to which contract size adjustment should be applied The 2021 Generic Contractors Test Spreadsheet has this facility built into the programme - it is recommended you undertake all contractors test valuations using this spreadsheet. (Details on the application of contract size adjustments can be found in the RCG 2021 Guidance notes). Where RV is calculated using the comparative method (rental method) the contract size adjustment should be made as follows: Select - SCAT code box "P and M as an addition” within the 2021 Generic Contractors Test Spreadsheet facility. Or Where the spreadsheet is not used take the: Reciprocal of statutory de-capitalisation rate (i.e. 5% reciprocal = 20) multiply by rateable value of the buildings (before any overall end allowances are made and after making a notional deduction for the land value) and add to the ERC of P&M. Use resultant figure to calculate contract size adjustment. (Guidance Notes - Section 6) | Photo 1 - Typical supported Braithwaite type tank. Photo 2 - Tank on round concrete supports. | - | 1 | TRUE
5490 | 215F09 | 7623 | 215F09 | Tanks | Braithwaite | Depth 2.44m (8ft) | 8.53m (28ft) x 8.53m (28ft) | - | Tanks - Potable Water - Braithwaite type. Braithwaite is a trade name that is used by the industry for this type of tank. Braithwaite tanks are mainly for water storage and are found sitting on brick or more commonly steel towers. In modern office complexes the tanks may be found on a building roof. Each panel has a distinctive raised pattern looking like a diagonal cross from a distance. Many modern tanks are of steel plate riveted/bolted/welded together with internal cross bracings . Today pitched / domed covers are normal however some open top tanks are produced. Approximate Guide: 6.10m (20ft) x 3.66m (12ft) x 1.22m (4ft) deep = 6,000 gallons 12.19m (40ft) x 9.75m (32) x 3.66m (12 ft) deep = 96,000 gallons 15.85m (52ft) x 15.85m (52ft) x 4.88m (16ft) deep = 270,000 gallons Plate Sizes:1.22m (4ft) x 1.22m (4ft) or 0.91m (3ft) x 0.91m (3ft) Plate Thickness: Usually 47mm (3/16) to 6.3mm (1/4) Gallons:1.82m3 (64 cubic feet) = 400 gallonsLitres:1m3 = 1000 litres. | Considered Not Applicable at time of Publication | (BEAMS Note 1) The ERC for this item should be added to the total of the ERC of the other P&M items on the site and the Buildings ERC (where applicable) to enable the correct contract size adjustment to be made. ERC of P&M Items + ERC of Building Component’s = Total ERC (net figure rateable items only) to which contract size adjustment should be applied The 2023 Generic Contractors Test Spreadsheet has this facility built into the programme - it is recommended you undertake all contractors test valuations using this spreadsheet. (Details on the application of contract size adjustments can be found in the RCG 2023 Guidance notes). Where RV is calculated using the comparative method (rental method) the contract size adjustment should be made as follows: Select - SCAT code box ""P and M as an addition” within the 2023 Generic Contractors Test Spreadsheet facility. Or Where the spreadsheet is not used take the: Reciprocal of statutory de-capitalisation rate (i.e. 5% reciprocal = 20) multiply by rateable value of the buildings (before any overall end allowances are made and after making a notional deduction for the land value) and add to the ERC of P&M. Use resultant figure to calculate contract size adjustment. (Guidance Notes - Section 6) | The height of the tank influences cost, so two tanks with the same volume but different shapes may not cost the same. The cost build up includes for plates wire brushed and bitumen painted internally / externally with all necessary stays, cleats, nuts, bolts, sealing strips et cetera. Additions are required for: - Foundations, Support Structure and Pipe work. | The tank supports and foundations should be noted. Calculate volume, note design, what tank contains and age. | Supplying Water - Class 2, Table 2(e) Fire Protection - Class 2, Table 2(f) Accessories to Classes 1 and 2- List of Accessories (1) and (2)(v). | Class 2 proviso, i.e. used in connection with manufacturing operations or trade processes. Class 4 exception (d). | Foundations, Supports, Land Wells, Pumps, Boilers, Fire protection system. | It is assumed that the item forms part of an average size industrial, commercial or office complex. Where it would be normal to find more than one item in such a hereditament the ERC stated has been adjusted to reflect any number / quantity, discount. These figures are NOT one off figures. | Galvanised tanks require a 15 % addition to Cost guide figures. | Photo 1 - Typical supported Braithwaite type tank. Photo 2 - Tank on round concrete supports. | - | 20130 |  | Each | - | NA | NA | NA | 92499.0025 | Option 3 | 100496.9831 | 8.647% | 111772.8944 | 112022.7021 | 21.11% | 11.47% | 112022.7021 | 21.11% | Indexed | NA | VOA_GPN_GOV_UK\7246041 | 2019-08-30 | Low | - | High | Risk taken from previous CG | - | - | NA | Steel | NA | (BEAMS Note 1) The ERC for this item should be added to the total of the ERC of the other P&M items on the site and the Buildings ERC (where applicable) to enable the correct contract size adjustment to be made. ERC of P&M Items + ERC of Building Component’s = Total ERC (net figure rateable items only) to which contract size adjustment should be applied The 2021 Generic Contractors Test Spreadsheet has this facility built into the programme - it is recommended you undertake all contractors test valuations using this spreadsheet. (Details on the application of contract size adjustments can be found in the RCG 2021 Guidance notes). Where RV is calculated using the comparative method (rental method) the contract size adjustment should be made as follows: Select - SCAT code box "P and M as an addition” within the 2021 Generic Contractors Test Spreadsheet facility. Or Where the spreadsheet is not used take the: Reciprocal of statutory de-capitalisation rate (i.e. 5% reciprocal = 20) multiply by rateable value of the buildings (before any overall end allowances are made and after making a notional deduction for the land value) and add to the ERC of P&M. Use resultant figure to calculate contract size adjustment. (Guidance Notes - Section 6) | Photo 1 - Typical supported Braithwaite type tank. Photo 2 - Tank on round concrete supports. | - | 1 | TRUE
5491 | 215F10 | 7805 | 215F10 | Tanks | Braithwaite | Depth 3.66m (12ft) | 4.88m (16ft) x 4.88m (16ft) | - | Tanks - Potable Water - Braithwaite type. Braithwaite is a trade name that is used by the industry for this type of tank. Braithwaite tanks are mainly for water storage and are found sitting on brick or more commonly steel towers. In modern office complexes the tanks may be found on a building roof. Each panel has a distinctive raised pattern looking like a diagonal cross from a distance. Many modern tanks are of steel plate riveted/bolted/welded together with internal cross bracings . Today pitched / domed covers are normal however some open top tanks are produced. Approximate Guide: 6.10m (20ft) x 3.66m (12ft) x 1.22m (4ft) deep = 6,000 gallons 12.19m (40ft) x 9.75m (32) x 3.66m (12 ft) deep = 96,000 gallons 15.85m (52ft) x 15.85m (52ft) x 4.88m (16ft) deep = 270,000 gallons Plate Sizes:1.22m (4ft) x 1.22m (4ft) or 0.91m (3ft) x 0.91m (3ft) Plate Thickness: Usually 47mm (3/16) to 6.3mm (1/4) Gallons:1.82m3 (64 cubic feet) = 400 gallonsLitres:1m3 = 1000 litres. | Considered Not Applicable at time of Publication | (BEAMS Note 1) The ERC for this item should be added to the total of the ERC of the other P&M items on the site and the Buildings ERC (where applicable) to enable the correct contract size adjustment to be made. ERC of P&M Items + ERC of Building Component’s = Total ERC (net figure rateable items only) to which contract size adjustment should be applied The 2023 Generic Contractors Test Spreadsheet has this facility built into the programme - it is recommended you undertake all contractors test valuations using this spreadsheet. (Details on the application of contract size adjustments can be found in the RCG 2023 Guidance notes). Where RV is calculated using the comparative method (rental method) the contract size adjustment should be made as follows: Select - SCAT code box ""P and M as an addition” within the 2023 Generic Contractors Test Spreadsheet facility. Or Where the spreadsheet is not used take the: Reciprocal of statutory de-capitalisation rate (i.e. 5% reciprocal = 20) multiply by rateable value of the buildings (before any overall end allowances are made and after making a notional deduction for the land value) and add to the ERC of P&M. Use resultant figure to calculate contract size adjustment. (Guidance Notes - Section 6) | The height of the tank influences cost, so two tanks with the same volume but different shapes may not cost the same. The cost build up includes for plates wire brushed and bitumen painted internally / externally with all necessary stays, cleats, nuts, bolts, sealing strips et cetera. Additions are required for: - Foundations, Support Structure and Pipe work. | The tank supports and foundations should be noted. Calculate volume, note design, what tank contains and age. | Supplying Water - Class 2, Table 2(e) Fire Protection - Class 2, Table 2(f) Accessories to Classes 1 and 2- List of Accessories (1) and (2)(v). | Class 2 proviso, i.e. used in connection with manufacturing operations or trade processes. Class 4 exception (d). | Foundations, Supports, Land Wells, Pumps, Boilers, Fire protection system. | It is assumed that the item forms part of an average size industrial, commercial or office complex. Where it would be normal to find more than one item in such a hereditament the ERC stated has been adjusted to reflect any number / quantity, discount. These figures are NOT one off figures. | Galvanised tanks require a 15 % addition to Cost guide figures. | Photo 1 - Typical supported Braithwaite type tank. Photo 2 - Tank on round concrete supports. | - | 20130 |  | Each | - | NA | NA | NA | 45683.8049 | Option 3 | 49633.8819 | 8.647% | 55202.7959 | 55326.1719 | 21.11% | 11.47% | 55326.1719 | 21.11% | Indexed | NA | VOA_GPN_GOV_UK\7246041 | 2019-08-30 | Low | - | High | Risk taken from previous CG | - | - | NA | Steel | NA | (BEAMS Note 1) The ERC for this item should be added to the total of the ERC of the other P&M items on the site and the Buildings ERC (where applicable) to enable the correct contract size adjustment to be made. ERC of P&M Items + ERC of Building Component’s = Total ERC (net figure rateable items only) to which contract size adjustment should be applied The 2021 Generic Contractors Test Spreadsheet has this facility built into the programme - it is recommended you undertake all contractors test valuations using this spreadsheet. (Details on the application of contract size adjustments can be found in the RCG 2021 Guidance notes). Where RV is calculated using the comparative method (rental method) the contract size adjustment should be made as follows: Select - SCAT code box "P and M as an addition” within the 2021 Generic Contractors Test Spreadsheet facility. Or Where the spreadsheet is not used take the: Reciprocal of statutory de-capitalisation rate (i.e. 5% reciprocal = 20) multiply by rateable value of the buildings (before any overall end allowances are made and after making a notional deduction for the land value) and add to the ERC of P&M. Use resultant figure to calculate contract size adjustment. (Guidance Notes - Section 6) | Photo 1 - Typical supported Braithwaite type tank. Photo 2 - Tank on round concrete supports. | - | 1 | TRUE
5492 | 215F11 | 7938 | 215F11 | Tanks | Braithwaite | Depth 3.66m (12ft) | 6.10m (20ft) x 4.88m (16ft) | - | Tanks - Potable Water - Braithwaite type. Braithwaite is a trade name that is used by the industry for this type of tank. Braithwaite tanks are mainly for water storage and are found sitting on brick or more commonly steel towers. In modern office complexes the tanks may be found on a building roof. Each panel has a distinctive raised pattern looking like a diagonal cross from a distance. Many modern tanks are of steel plate riveted/bolted/welded together with internal cross bracings . Today pitched / domed covers are normal however some open top tanks are produced. Approximate Guide: 6.10m (20ft) x 3.66m (12ft) x 1.22m (4ft) deep = 6,000 gallons 12.19m (40ft) x 9.75m (32) x 3.66m (12 ft) deep = 96,000 gallons 15.85m (52ft) x 15.85m (52ft) x 4.88m (16ft) deep = 270,000 gallons Plate Sizes:1.22m (4ft) x 1.22m (4ft) or 0.91m (3ft) x 0.91m (3ft) Plate Thickness: Usually 47mm (3/16) to 6.3mm (1/4) Gallons:1.82m3 (64 cubic feet) = 400 gallonsLitres:1m3 = 1000 litres. | Considered Not Applicable at time of Publication | (BEAMS Note 1) The ERC for this item should be added to the total of the ERC of the other P&M items on the site and the Buildings ERC (where applicable) to enable the correct contract size adjustment to be made. ERC of P&M Items + ERC of Building Component’s = Total ERC (net figure rateable items only) to which contract size adjustment should be applied The 2023 Generic Contractors Test Spreadsheet has this facility built into the programme - it is recommended you undertake all contractors test valuations using this spreadsheet. (Details on the application of contract size adjustments can be found in the RCG 2023 Guidance notes). Where RV is calculated using the comparative method (rental method) the contract size adjustment should be made as follows: Select - SCAT code box ""P and M as an addition” within the 2023 Generic Contractors Test Spreadsheet facility. Or Where the spreadsheet is not used take the: Reciprocal of statutory de-capitalisation rate (i.e. 5% reciprocal = 20) multiply by rateable value of the buildings (before any overall end allowances are made and after making a notional deduction for the land value) and add to the ERC of P&M. Use resultant figure to calculate contract size adjustment. (Guidance Notes - Section 6) | The height of the tank influences cost, so two tanks with the same volume but different shapes may not cost the same. The cost build up includes for plates wire brushed and bitumen painted internally / externally with all necessary stays, cleats, nuts, bolts, sealing strips et cetera. Additions are required for: - Foundations, Support Structure and Pipe work. | The tank supports and foundations should be noted. Calculate volume, note design, what tank contains and age. | Supplying Water - Class 2, Table 2(e) Fire Protection - Class 2, Table 2(f) Accessories to Classes 1 and 2- List of Accessories (1) and (2)(v). | Class 2 proviso, i.e. used in connection with manufacturing operations or trade processes. Class 4 exception (d). | Foundations, Supports, Land Wells, Pumps, Boilers, Fire protection system. | It is assumed that the item forms part of an average size industrial, commercial or office complex. Where it would be normal to find more than one item in such a hereditament the ERC stated has been adjusted to reflect any number / quantity, discount. These figures are NOT one off figures. | Galvanised tanks require a 15 % addition to Cost guide figures. | Photo 1 - Typical supported Braithwaite type tank. Photo 2 - Tank on round concrete supports. | - | 20130 |  | Each | - | NA | NA | NA | 53725.8669 | Option 3 | 58371.3056 | 8.647% | 64921.0843 | 65066.1802 | 21.11% | 11.47% | 65066.1802 | 21.11% | Indexed | NA | VOA_GPN_GOV_UK\7246041 | 2019-08-30 | Low | - | High | Risk taken from previous CG | - | - | NA | Steel | NA | (BEAMS Note 1) The ERC for this item should be added to the total of the ERC of the other P&M items on the site and the Buildings ERC (where applicable) to enable the correct contract size adjustment to be made. ERC of P&M Items + ERC of Building Component’s = Total ERC (net figure rateable items only) to which contract size adjustment should be applied The 2021 Generic Contractors Test Spreadsheet has this facility built into the programme - it is recommended you undertake all contractors test valuations using this spreadsheet. (Details on the application of contract size adjustments can be found in the RCG 2021 Guidance notes). Where RV is calculated using the comparative method (rental method) the contract size adjustment should be made as follows: Select - SCAT code box "P and M as an addition” within the 2021 Generic Contractors Test Spreadsheet facility. Or Where the spreadsheet is not used take the: Reciprocal of statutory de-capitalisation rate (i.e. 5% reciprocal = 20) multiply by rateable value of the buildings (before any overall end allowances are made and after making a notional deduction for the land value) and add to the ERC of P&M. Use resultant figure to calculate contract size adjustment. (Guidance Notes - Section 6) | Photo 1 - Typical supported Braithwaite type tank. Photo 2 - Tank on round concrete supports. | - | 1 | TRUE
5493 | 215F12 | 7843 | 215F12 | Tanks | Braithwaite | Depth 3.66m (12ft) | 6.10m (20ft) x 6.10m (20ft) | - | Tanks - Potable Water - Braithwaite type. Braithwaite is a trade name that is used by the industry for this type of tank. Braithwaite tanks are mainly for water storage and are found sitting on brick or more commonly steel towers. In modern office complexes the tanks may be found on a building roof. Each panel has a distinctive raised pattern looking like a diagonal cross from a distance. Many modern tanks are of steel plate riveted/bolted/welded together with internal cross bracings . Today pitched / domed covers are normal however some open top tanks are produced. Approximate Guide: 6.10m (20ft) x 3.66m (12ft) x 1.22m (4ft) deep = 6,000 gallons 12.19m (40ft) x 9.75m (32) x 3.66m (12 ft) deep = 96,000 gallons 15.85m (52ft) x 15.85m (52ft) x 4.88m (16ft) deep = 270,000 gallons Plate Sizes:1.22m (4ft) x 1.22m (4ft) or 0.91m (3ft) x 0.91m (3ft) Plate Thickness: Usually 47mm (3/16) to 6.3mm (1/4) Gallons:1.82m3 (64 cubic feet) = 400 gallonsLitres:1m3 = 1000 litres. | Considered Not Applicable at time of Publication | (BEAMS Note 1) The ERC for this item should be added to the total of the ERC of the other P&M items on the site and the Buildings ERC (where applicable) to enable the correct contract size adjustment to be made. ERC of P&M Items + ERC of Building Component’s = Total ERC (net figure rateable items only) to which contract size adjustment should be applied The 2023 Generic Contractors Test Spreadsheet has this facility built into the programme - it is recommended you undertake all contractors test valuations using this spreadsheet. (Details on the application of contract size adjustments can be found in the RCG 2023 Guidance notes). Where RV is calculated using the comparative method (rental method) the contract size adjustment should be made as follows: Select - SCAT code box ""P and M as an addition” within the 2023 Generic Contractors Test Spreadsheet facility. Or Where the spreadsheet is not used take the: Reciprocal of statutory de-capitalisation rate (i.e. 5% reciprocal = 20) multiply by rateable value of the buildings (before any overall end allowances are made and after making a notional deduction for the land value) and add to the ERC of P&M. Use resultant figure to calculate contract size adjustment. (Guidance Notes - Section 6) | The height of the tank influences cost, so two tanks with the same volume but different shapes may not cost the same. The cost build up includes for plates wire brushed and bitumen painted internally / externally with all necessary stays, cleats, nuts, bolts, sealing strips et cetera. Additions are required for: - Foundations, Support Structure and Pipe work. | The tank supports and foundations should be noted. Calculate volume, note design, what tank contains and age. | Supplying Water - Class 2, Table 2(e) Fire Protection - Class 2, Table 2(f) Accessories to Classes 1 and 2- List of Accessories (1) and (2)(v). | Class 2 proviso, i.e. used in connection with manufacturing operations or trade processes. Class 4 exception (d). | Foundations, Supports, Land Wells, Pumps, Boilers, Fire protection system. | It is assumed that the item forms part of an average size industrial, commercial or office complex. Where it would be normal to find more than one item in such a hereditament the ERC stated has been adjusted to reflect any number / quantity, discount. These figures are NOT one off figures. | Galvanised tanks require a 15 % addition to Cost guide figures. | Photo 1 - Typical supported Braithwaite type tank. Photo 2 - Tank on round concrete supports. | - | 20130 |  | Each | - | NA | NA | NA | 64764.5909 | Option 3 | 70364.4992 | 8.647% | 78259.5168 | 78434.4235 | 21.11% | 11.47% | 78434.4235 | 21.11% | Indexed | NA | VOA_GPN_GOV_UK\7246041 | 2019-08-30 | Low | - | High | Risk taken from previous CG | - | - | NA | Steel | NA | (BEAMS Note 1) The ERC for this item should be added to the total of the ERC of the other P&M items on the site and the Buildings ERC (where applicable) to enable the correct contract size adjustment to be made. ERC of P&M Items + ERC of Building Component’s = Total ERC (net figure rateable items only) to which contract size adjustment should be applied The 2021 Generic Contractors Test Spreadsheet has this facility built into the programme - it is recommended you undertake all contractors test valuations using this spreadsheet. (Details on the application of contract size adjustments can be found in the RCG 2021 Guidance notes). Where RV is calculated using the comparative method (rental method) the contract size adjustment should be made as follows: Select - SCAT code box "P and M as an addition” within the 2021 Generic Contractors Test Spreadsheet facility. Or Where the spreadsheet is not used take the: Reciprocal of statutory de-capitalisation rate (i.e. 5% reciprocal = 20) multiply by rateable value of the buildings (before any overall end allowances are made and after making a notional deduction for the land value) and add to the ERC of P&M. Use resultant figure to calculate contract size adjustment. (Guidance Notes - Section 6) | Photo 1 - Typical supported Braithwaite type tank. Photo 2 - Tank on round concrete supports. | - | 1 | TRUE
5494 | 215F13 | 7658 | 215F13 | Tanks | Braithwaite | Depth 3.66m (12ft) | 7.32m (24ft) x 7.32m (24ft) | - | Tanks - Potable Water - Braithwaite type. Braithwaite is a trade name that is used by the industry for this type of tank. Braithwaite tanks are mainly for water storage and are found sitting on brick or more commonly steel towers. In modern office complexes the tanks may be found on a building roof. Each panel has a distinctive raised pattern looking like a diagonal cross from a distance. Many modern tanks are of steel plate riveted/bolted/welded together with internal cross bracings . Today pitched / domed covers are normal however some open top tanks are produced. Approximate Guide: 6.10m (20ft) x 3.66m (12ft) x 1.22m (4ft) deep = 6,000 gallons 12.19m (40ft) x 9.75m (32) x 3.66m (12 ft) deep = 96,000 gallons 15.85m (52ft) x 15.85m (52ft) x 4.88m (16ft) deep = 270,000 gallons Plate Sizes:1.22m (4ft) x 1.22m (4ft) or 0.91m (3ft) x 0.91m (3ft) Plate Thickness: Usually 47mm (3/16) to 6.3mm (1/4) Gallons:1.82m3 (64 cubic feet) = 400 gallonsLitres:1m3 = 1000 litres. | Considered Not Applicable at time of Publication | (BEAMS Note 1) The ERC for this item should be added to the total of the ERC of the other P&M items on the site and the Buildings ERC (where applicable) to enable the correct contract size adjustment to be made. ERC of P&M Items + ERC of Building Component’s = Total ERC (net figure rateable items only) to which contract size adjustment should be applied The 2023 Generic Contractors Test Spreadsheet has this facility built into the programme - it is recommended you undertake all contractors test valuations using this spreadsheet. (Details on the application of contract size adjustments can be found in the RCG 2023 Guidance notes). Where RV is calculated using the comparative method (rental method) the contract size adjustment should be made as follows: Select - SCAT code box ""P and M as an addition” within the 2023 Generic Contractors Test Spreadsheet facility. Or Where the spreadsheet is not used take the: Reciprocal of statutory de-capitalisation rate (i.e. 5% reciprocal = 20) multiply by rateable value of the buildings (before any overall end allowances are made and after making a notional deduction for the land value) and add to the ERC of P&M. Use resultant figure to calculate contract size adjustment. (Guidance Notes - Section 6) | The height of the tank influences cost, so two tanks with the same volume but different shapes may not cost the same. The cost build up includes for plates wire brushed and bitumen painted internally / externally with all necessary stays, cleats, nuts, bolts, sealing strips et cetera. Additions are required for: - Foundations, Support Structure and Pipe work. | The tank supports and foundations should be noted. Calculate volume, note design, what tank contains and age. | Supplying Water - Class 2, Table 2(e) Fire Protection - Class 2, Table 2(f) Accessories to Classes 1 and 2- List of Accessories (1) and (2)(v). | Class 2 proviso, i.e. used in connection with manufacturing operations or trade processes. Class 4 exception (d). | Foundations, Supports, Land Wells, Pumps, Boilers, Fire protection system. | It is assumed that the item forms part of an average size industrial, commercial or office complex. Where it would be normal to find more than one item in such a hereditament the ERC stated has been adjusted to reflect any number / quantity, discount. These figures are NOT one off figures. | Galvanised tanks require a 15 % addition to Cost guide figures. | Photo 1 - Typical supported Braithwaite type tank. Photo 2 - Tank on round concrete supports. | - | 20130 |  | Each | - | NA | NA | NA | 84701.566 | Option 3 | 92025.3366 | 8.647% | 102351.4629 | 102580.2142 | 21.11% | 11.47% | 102580.2142 | 21.11% | Indexed | NA | VOA_GPN_GOV_UK\7246041 | 2019-08-30 | Low | - | High | Risk taken from previous CG | - | - | NA | Steel | NA | (BEAMS Note 1) The ERC for this item should be added to the total of the ERC of the other P&M items on the site and the Buildings ERC (where applicable) to enable the correct contract size adjustment to be made. ERC of P&M Items + ERC of Building Component’s = Total ERC (net figure rateable items only) to which contract size adjustment should be applied The 2021 Generic Contractors Test Spreadsheet has this facility built into the programme - it is recommended you undertake all contractors test valuations using this spreadsheet. (Details on the application of contract size adjustments can be found in the RCG 2021 Guidance notes). Where RV is calculated using the comparative method (rental method) the contract size adjustment should be made as follows: Select - SCAT code box "P and M as an addition” within the 2021 Generic Contractors Test Spreadsheet facility. Or Where the spreadsheet is not used take the: Reciprocal of statutory de-capitalisation rate (i.e. 5% reciprocal = 20) multiply by rateable value of the buildings (before any overall end allowances are made and after making a notional deduction for the land value) and add to the ERC of P&M. Use resultant figure to calculate contract size adjustment. (Guidance Notes - Section 6) | Photo 1 - Typical supported Braithwaite type tank. Photo 2 - Tank on round concrete supports. | - | 1 | TRUE
5495 | 215F14 | 7729 | 215F14 | Tanks | Braithwaite | Depth 3.66m (12ft) | 8.53m (28ft) x 8.53m (28ft) | - | Tanks - Potable Water - Braithwaite type. Braithwaite is a trade name that is used by the industry for this type of tank. Braithwaite tanks are mainly for water storage and are found sitting on brick or more commonly steel towers. In modern office complexes the tanks may be found on a building roof. Each panel has a distinctive raised pattern looking like a diagonal cross from a distance. Many modern tanks are of steel plate riveted/bolted/welded together with internal cross bracings . Today pitched / domed covers are normal however some open top tanks are produced. Approximate Guide: 6.10m (20ft) x 3.66m (12ft) x 1.22m (4ft) deep = 6,000 gallons 12.19m (40ft) x 9.75m (32) x 3.66m (12 ft) deep = 96,000 gallons 15.85m (52ft) x 15.85m (52ft) x 4.88m (16ft) deep = 270,000 gallons Plate Sizes:1.22m (4ft) x 1.22m (4ft) or 0.91m (3ft) x 0.91m (3ft) Plate Thickness: Usually 47mm (3/16) to 6.3mm (1/4) Gallons:1.82m3 (64 cubic feet) = 400 gallonsLitres:1m3 = 1000 litres. | Considered Not Applicable at time of Publication | (BEAMS Note 1) The ERC for this item should be added to the total of the ERC of the other P&M items on the site and the Buildings ERC (where applicable) to enable the correct contract size adjustment to be made. ERC of P&M Items + ERC of Building Component’s = Total ERC (net figure rateable items only) to which contract size adjustment should be applied The 2023 Generic Contractors Test Spreadsheet has this facility built into the programme - it is recommended you undertake all contractors test valuations using this spreadsheet. (Details on the application of contract size adjustments can be found in the RCG 2023 Guidance notes). Where RV is calculated using the comparative method (rental method) the contract size adjustment should be made as follows: Select - SCAT code box ""P and M as an addition” within the 2023 Generic Contractors Test Spreadsheet facility. Or Where the spreadsheet is not used take the: Reciprocal of statutory de-capitalisation rate (i.e. 5% reciprocal = 20) multiply by rateable value of the buildings (before any overall end allowances are made and after making a notional deduction for the land value) and add to the ERC of P&M. Use resultant figure to calculate contract size adjustment. (Guidance Notes - Section 6) | The height of the tank influences cost, so two tanks with the same volume but different shapes may not cost the same. The cost build up includes for plates wire brushed and bitumen painted internally / externally with all necessary stays, cleats, nuts, bolts, sealing strips et cetera. Additions are required for: - Foundations, Support Structure and Pipe work. | The tank supports and foundations should be noted. Calculate volume, note design, what tank contains and age. | Supplying Water - Class 2, Table 2(e) Fire Protection - Class 2, Table 2(f) Accessories to Classes 1 and 2- List of Accessories (1) and (2)(v). | Class 2 proviso, i.e. used in connection with manufacturing operations or trade processes. Class 4 exception (d). | Foundations, Supports, Land Wells, Pumps, Boilers, Fire protection system. | It is assumed that the item forms part of an average size industrial, commercial or office complex. Where it would be normal to find more than one item in such a hereditament the ERC stated has been adjusted to reflect any number / quantity, discount. These figures are NOT one off figures. | Galvanised tanks require a 15 % addition to Cost guide figures. | Photo 1 - Typical supported Braithwaite type tank. Photo 2 - Tank on round concrete supports. | - | 20130 |  | Each | - | NA | NA | NA | 107176.5302 | Option 3 | 116443.6118 | 8.647% | 129508.8335 | 129798.2803 | 21.11% | 11.47% | 129798.2803 | 21.11% | Indexed | NA | VOA_GPN_GOV_UK\7246041 | 2019-08-30 | Low | - | High | Risk taken from previous CG | - | - | NA | Steel | NA | (BEAMS Note 1) The ERC for this item should be added to the total of the ERC of the other P&M items on the site and the Buildings ERC (where applicable) to enable the correct contract size adjustment to be made. ERC of P&M Items + ERC of Building Component’s = Total ERC (net figure rateable items only) to which contract size adjustment should be applied The 2021 Generic Contractors Test Spreadsheet has this facility built into the programme - it is recommended you undertake all contractors test valuations using this spreadsheet. (Details on the application of contract size adjustments can be found in the RCG 2021 Guidance notes). Where RV is calculated using the comparative method (rental method) the contract size adjustment should be made as follows: Select - SCAT code box "P and M as an addition” within the 2021 Generic Contractors Test Spreadsheet facility. Or Where the spreadsheet is not used take the: Reciprocal of statutory de-capitalisation rate (i.e. 5% reciprocal = 20) multiply by rateable value of the buildings (before any overall end allowances are made and after making a notional deduction for the land value) and add to the ERC of P&M. Use resultant figure to calculate contract size adjustment. (Guidance Notes - Section 6) | Photo 1 - Typical supported Braithwaite type tank. Photo 2 - Tank on round concrete supports. | - | 1 | TRUE
5496 | 215F15 | 7659 | 215F15 | Tanks | Braithwaite | Depth 3.66m (12ft) | 10.97m (36ft) x 8.53m (28ft) | - | Tanks - Potable Water - Braithwaite type. Braithwaite is a trade name that is used by the industry for this type of tank. Braithwaite tanks are mainly for water storage and are found sitting on brick or more commonly steel towers. In modern office complexes the tanks may be found on a building roof. Each panel has a distinctive raised pattern looking like a diagonal cross from a distance. Many modern tanks are of steel plate riveted/bolted/welded together with internal cross bracings . Today pitched / domed covers are normal however some open top tanks are produced. Approximate Guide: 6.10m (20ft) x 3.66m (12ft) x 1.22m (4ft) deep = 6,000 gallons 12.19m (40ft) x 9.75m (32) x 3.66m (12 ft) deep = 96,000 gallons 15.85m (52ft) x 15.85m (52ft) x 4.88m (16ft) deep = 270,000 gallons Plate Sizes:1.22m (4ft) x 1.22m (4ft) or 0.91m (3ft) x 0.91m (3ft) Plate Thickness: Usually 47mm (3/16) to 6.3mm (1/4) Gallons:1.82m3 (64 cubic feet) = 400 gallonsLitres:1m3 = 1000 litres. | Considered Not Applicable at time of Publication | (BEAMS Note 1) The ERC for this item should be added to the total of the ERC of the other P&M items on the site and the Buildings ERC (where applicable) to enable the correct contract size adjustment to be made. ERC of P&M Items + ERC of Building Component’s = Total ERC (net figure rateable items only) to which contract size adjustment should be applied The 2023 Generic Contractors Test Spreadsheet has this facility built into the programme - it is recommended you undertake all contractors test valuations using this spreadsheet. (Details on the application of contract size adjustments can be found in the RCG 2023 Guidance notes). Where RV is calculated using the comparative method (rental method) the contract size adjustment should be made as follows: Select - SCAT code box ""P and M as an addition” within the 2023 Generic Contractors Test Spreadsheet facility. Or Where the spreadsheet is not used take the: Reciprocal of statutory de-capitalisation rate (i.e. 5% reciprocal = 20) multiply by rateable value of the buildings (before any overall end allowances are made and after making a notional deduction for the land value) and add to the ERC of P&M. Use resultant figure to calculate contract size adjustment. (Guidance Notes - Section 6) | The height of the tank influences cost, so two tanks with the same volume but different shapes may not cost the same. The cost build up includes for plates wire brushed and bitumen painted internally / externally with all necessary stays, cleats, nuts, bolts, sealing strips et cetera. Additions are required for: - Foundations, Support Structure and Pipe work. | The tank supports and foundations should be noted. Calculate volume, note design, what tank contains and age. | Supplying Water - Class 2, Table 2(e) Fire Protection - Class 2, Table 2(f) Accessories to Classes 1 and 2- List of Accessories (1) and (2)(v). | Class 2 proviso, i.e. used in connection with manufacturing operations or trade processes. Class 4 exception (d). | Foundations, Supports, Land Wells, Pumps, Boilers, Fire protection system. | It is assumed that the item forms part of an average size industrial, commercial or office complex. Where it would be normal to find more than one item in such a hereditament the ERC stated has been adjusted to reflect any number / quantity, discount. These figures are NOT one off figures. | Galvanised tanks require a 15 % addition to Cost guide figures. | Photo 1 - Typical supported Braithwaite type tank. Photo 2 - Tank on round concrete supports. | - | 20130 |  | Each | - | NA | NA | NA | 131363.8727 | Option 3 | 142722.3271 | 8.647% | 158736.6548 | 159091.4246 | 21.11% | 11.47% | 159091.4246 | 21.11% | Indexed | NA | VOA_GPN_GOV_UK\7246041 | 2019-08-30 | Low | - | High | Risk taken from previous CG | - | - | NA | Steel | NA | (BEAMS Note 1) The ERC for this item should be added to the total of the ERC of the other P&M items on the site and the Buildings ERC (where applicable) to enable the correct contract size adjustment to be made. ERC of P&M Items + ERC of Building Component’s = Total ERC (net figure rateable items only) to which contract size adjustment should be applied The 2021 Generic Contractors Test Spreadsheet has this facility built into the programme - it is recommended you undertake all contractors test valuations using this spreadsheet. (Details on the application of contract size adjustments can be found in the RCG 2021 Guidance notes). Where RV is calculated using the comparative method (rental method) the contract size adjustment should be made as follows: Select - SCAT code box "P and M as an addition” within the 2021 Generic Contractors Test Spreadsheet facility. Or Where the spreadsheet is not used take the: Reciprocal of statutory de-capitalisation rate (i.e. 5% reciprocal = 20) multiply by rateable value of the buildings (before any overall end allowances are made and after making a notional deduction for the land value) and add to the ERC of P&M. Use resultant figure to calculate contract size adjustment. (Guidance Notes - Section 6) | Photo 1 - Typical supported Braithwaite type tank. Photo 2 - Tank on round concrete supports. | - | 1 | TRUE
5497 | 215F16 | 7806 | 215F16 | Tanks | Braithwaite | Depth 3.66m (12ft) | 10.97m (36ft) x 10.97m (36ft) | - | Tanks - Potable Water - Braithwaite type. Braithwaite is a trade name that is used by the industry for this type of tank. Braithwaite tanks are mainly for water storage and are found sitting on brick or more commonly steel towers. In modern office complexes the tanks may be found on a building roof. Each panel has a distinctive raised pattern looking like a diagonal cross from a distance. Many modern tanks are of steel plate riveted/bolted/welded together with internal cross bracings . Today pitched / domed covers are normal however some open top tanks are produced. Approximate Guide: 6.10m (20ft) x 3.66m (12ft) x 1.22m (4ft) deep = 6,000 gallons 12.19m (40ft) x 9.75m (32) x 3.66m (12 ft) deep = 96,000 gallons 15.85m (52ft) x 15.85m (52ft) x 4.88m (16ft) deep = 270,000 gallons Plate Sizes:1.22m (4ft) x 1.22m (4ft) or 0.91m (3ft) x 0.91m (3ft) Plate Thickness: Usually 47mm (3/16) to 6.3mm (1/4) Gallons:1.82m3 (64 cubic feet) = 400 gallonsLitres:1m3 = 1000 litres. | Considered Not Applicable at time of Publication | (BEAMS Note 1) The ERC for this item should be added to the total of the ERC of the other P&M items on the site and the Buildings ERC (where applicable) to enable the correct contract size adjustment to be made. ERC of P&M Items + ERC of Building Component’s = Total ERC (net figure rateable items only) to which contract size adjustment should be applied The 2023 Generic Contractors Test Spreadsheet has this facility built into the programme - it is recommended you undertake all contractors test valuations using this spreadsheet. (Details on the application of contract size adjustments can be found in the RCG 2023 Guidance notes). Where RV is calculated using the comparative method (rental method) the contract size adjustment should be made as follows: Select - SCAT code box ""P and M as an addition” within the 2023 Generic Contractors Test Spreadsheet facility. Or Where the spreadsheet is not used take the: Reciprocal of statutory de-capitalisation rate (i.e. 5% reciprocal = 20) multiply by rateable value of the buildings (before any overall end allowances are made and after making a notional deduction for the land value) and add to the ERC of P&M. Use resultant figure to calculate contract size adjustment. (Guidance Notes - Section 6) | The height of the tank influences cost, so two tanks with the same volume but different shapes may not cost the same. The cost build up includes for plates wire brushed and bitumen painted internally / externally with all necessary stays, cleats, nuts, bolts, sealing strips et cetera. Additions are required for: - Foundations, Support Structure and Pipe work. | The tank supports and foundations should be noted. Calculate volume, note design, what tank contains and age. | Supplying Water - Class 2, Table 2(e) Fire Protection - Class 2, Table 2(f) Accessories to Classes 1 and 2- List of Accessories (1) and (2)(v). | Class 2 proviso, i.e. used in connection with manufacturing operations or trade processes. Class 4 exception (d). | Foundations, Supports, Land Wells, Pumps, Boilers, Fire protection system. | It is assumed that the item forms part of an average size industrial, commercial or office complex. Where it would be normal to find more than one item in such a hereditament the ERC stated has been adjusted to reflect any number / quantity, discount. These figures are NOT one off figures. | Galvanised tanks require a 15 % addition to Cost guide figures. | Photo 1 - Typical supported Braithwaite type tank. Photo 2 - Tank on round concrete supports. | - | 20130 |  | Each | - | NA | NA | NA | 142372.0185 | Option 3 | 154682.2986 | 8.647% | 172038.6091 | 172423.1082 | 21.11% | 11.47% | 172423.1082 | 21.11% | Indexed | NA | VOA_GPN_GOV_UK\7246041 | 2019-08-30 | Low | - | High | Risk taken from previous CG | - | - | NA | Steel | NA | (BEAMS Note 1) The ERC for this item should be added to the total of the ERC of the other P&M items on the site and the Buildings ERC (where applicable) to enable the correct contract size adjustment to be made. ERC of P&M Items + ERC of Building Component’s = Total ERC (net figure rateable items only) to which contract size adjustment should be applied The 2021 Generic Contractors Test Spreadsheet has this facility built into the programme - it is recommended you undertake all contractors test valuations using this spreadsheet. (Details on the application of contract size adjustments can be found in the RCG 2021 Guidance notes). Where RV is calculated using the comparative method (rental method) the contract size adjustment should be made as follows: Select - SCAT code box "P and M as an addition” within the 2021 Generic Contractors Test Spreadsheet facility. Or Where the spreadsheet is not used take the: Reciprocal of statutory de-capitalisation rate (i.e. 5% reciprocal = 20) multiply by rateable value of the buildings (before any overall end allowances are made and after making a notional deduction for the land value) and add to the ERC of P&M. Use resultant figure to calculate contract size adjustment. (Guidance Notes - Section 6) | Photo 1 - Typical supported Braithwaite type tank. Photo 2 - Tank on round concrete supports. | - | 1 | TRUE
5498 | 215F17 | 7977 | 215F17 | Tanks | Braithwaite | Depth 3.66m (12ft) | 12.19m (40ft) x 12.19m (40ft) | - | Tanks - Potable Water - Braithwaite type. Braithwaite is a trade name that is used by the industry for this type of tank. Braithwaite tanks are mainly for water storage and are found sitting on brick or more commonly steel towers. In modern office complexes the tanks may be found on a building roof. Each panel has a distinctive raised pattern looking like a diagonal cross from a distance. Many modern tanks are of steel plate riveted/bolted/welded together with internal cross bracings . Today pitched / domed covers are normal however some open top tanks are produced. Approximate Guide: 6.10m (20ft) x 3.66m (12ft) x 1.22m (4ft) deep = 6,000 gallons 12.19m (40ft) x 9.75m (32) x 3.66m (12 ft) deep = 96,000 gallons 15.85m (52ft) x 15.85m (52ft) x 4.88m (16ft) deep = 270,000 gallons Plate Sizes:1.22m (4ft) x 1.22m (4ft) or 0.91m (3ft) x 0.91m (3ft) Plate Thickness: Usually 47mm (3/16) to 6.3mm (1/4) Gallons:1.82m3 (64 cubic feet) = 400 gallonsLitres:1m3 = 1000 litres. | Considered Not Applicable at time of Publication | (BEAMS Note 1) The ERC for this item should be added to the total of the ERC of the other P&M items on the site and the Buildings ERC (where applicable) to enable the correct contract size adjustment to be made. ERC of P&M Items + ERC of Building Component’s = Total ERC (net figure rateable items only) to which contract size adjustment should be applied The 2023 Generic Contractors Test Spreadsheet has this facility built into the programme - it is recommended you undertake all contractors test valuations using this spreadsheet. (Details on the application of contract size adjustments can be found in the RCG 2023 Guidance notes). Where RV is calculated using the comparative method (rental method) the contract size adjustment should be made as follows: Select - SCAT code box ""P and M as an addition” within the 2023 Generic Contractors Test Spreadsheet facility. Or Where the spreadsheet is not used take the: Reciprocal of statutory de-capitalisation rate (i.e. 5% reciprocal = 20) multiply by rateable value of the buildings (before any overall end allowances are made and after making a notional deduction for the land value) and add to the ERC of P&M. Use resultant figure to calculate contract size adjustment. (Guidance Notes - Section 6) | The height of the tank influences cost, so two tanks with the same volume but different shapes may not cost the same. The cost build up includes for plates wire brushed and bitumen painted internally / externally with all necessary stays, cleats, nuts, bolts, sealing strips et cetera. Additions are required for: - Foundations, Support Structure and Pipe work. | The tank supports and foundations should be noted. Calculate volume, note design, what tank contains and age. | Supplying Water - Class 2, Table 2(e) Fire Protection - Class 2, Table 2(f) Accessories to Classes 1 and 2- List of Accessories (1) and (2)(v). | Class 2 proviso, i.e. used in connection with manufacturing operations or trade processes. Class 4 exception (d). | Foundations, Supports, Land Wells, Pumps, Boilers, Fire protection system. | It is assumed that the item forms part of an average size industrial, commercial or office complex. Where it would be normal to find more than one item in such a hereditament the ERC stated has been adjusted to reflect any number / quantity, discount. These figures are NOT one off figures. | Galvanised tanks require a 15 % addition to Cost guide figures. | Photo 1 - Typical supported Braithwaite type tank. Photo 2 - Tank on round concrete supports. | - | 20130 |  | Each | - | NA | NA | NA | 168791.5683 | Option 3 | 183386.2303 | 8.647% | 203963.2995 | 204419.1489 | 21.11% | 11.47% | 204419.1489 | 21.11% | Indexed | NA | VOA_GPN_GOV_UK\7246041 | 2019-08-30 | Low | - | High | Risk taken from previous CG | - | - | NA | Steel | NA | (BEAMS Note 1) The ERC for this item should be added to the total of the ERC of the other P&M items on the site and the Buildings ERC (where applicable) to enable the correct contract size adjustment to be made. ERC of P&M Items + ERC of Building Component’s = Total ERC (net figure rateable items only) to which contract size adjustment should be applied The 2021 Generic Contractors Test Spreadsheet has this facility built into the programme - it is recommended you undertake all contractors test valuations using this spreadsheet. (Details on the application of contract size adjustments can be found in the RCG 2021 Guidance notes). Where RV is calculated using the comparative method (rental method) the contract size adjustment should be made as follows: Select - SCAT code box "P and M as an addition” within the 2021 Generic Contractors Test Spreadsheet facility. Or Where the spreadsheet is not used take the: Reciprocal of statutory de-capitalisation rate (i.e. 5% reciprocal = 20) multiply by rateable value of the buildings (before any overall end allowances are made and after making a notional deduction for the land value) and add to the ERC of P&M. Use resultant figure to calculate contract size adjustment. (Guidance Notes - Section 6) | Photo 1 - Typical supported Braithwaite type tank. Photo 2 - Tank on round concrete supports. | - | 1 | TRUE
5499 | 215F18 | 7807 | 215F18 | Tanks | Braithwaite | Depth 3.66m (12ft) | 13.41m (44ft) x 13.41m (44ft) | - | Tanks - Potable Water - Braithwaite type. Braithwaite is a trade name that is used by the industry for this type of tank. Braithwaite tanks are mainly for water storage and are found sitting on brick or more commonly steel towers. In modern office complexes the tanks may be found on a building roof. Each panel has a distinctive raised pattern looking like a diagonal cross from a distance. Many modern tanks are of steel plate riveted/bolted/welded together with internal cross bracings . Today pitched / domed covers are normal however some open top tanks are produced. Approximate Guide: 6.10m (20ft) x 3.66m (12ft) x 1.22m (4ft) deep = 6,000 gallons 12.19m (40ft) x 9.75m (32) x 3.66m (12 ft) deep = 96,000 gallons 15.85m (52ft) x 15.85m (52ft) x 4.88m (16ft) deep = 270,000 gallons Plate Sizes:1.22m (4ft) x 1.22m (4ft) or 0.91m (3ft) x 0.91m (3ft) Plate Thickness: Usually 47mm (3/16) to 6.3mm (1/4) Gallons:1.82m3 (64 cubic feet) = 400 gallonsLitres:1m3 = 1000 litres. | Considered Not Applicable at time of Publication | (BEAMS Note 1) The ERC for this item should be added to the total of the ERC of the other P&M items on the site and the Buildings ERC (where applicable) to enable the correct contract size adjustment to be made. ERC of P&M Items + ERC of Building Component’s = Total ERC (net figure rateable items only) to which contract size adjustment should be applied The 2023 Generic Contractors Test Spreadsheet has this facility built into the programme - it is recommended you undertake all contractors test valuations using this spreadsheet. (Details on the application of contract size adjustments can be found in the RCG 2023 Guidance notes). Where RV is calculated using the comparative method (rental method) the contract size adjustment should be made as follows: Select - SCAT code box ""P and M as an addition” within the 2023 Generic Contractors Test Spreadsheet facility. Or Where the spreadsheet is not used take the: Reciprocal of statutory de-capitalisation rate (i.e. 5% reciprocal = 20) multiply by rateable value of the buildings (before any overall end allowances are made and after making a notional deduction for the land value) and add to the ERC of P&M. Use resultant figure to calculate contract size adjustment. (Guidance Notes - Section 6) | The height of the tank influences cost, so two tanks with the same volume but different shapes may not cost the same. The cost build up includes for plates wire brushed and bitumen painted internally / externally with all necessary stays, cleats, nuts, bolts, sealing strips et cetera. Additions are required for: - Foundations, Support Structure and Pipe work. | The tank supports and foundations should be noted. Calculate volume, note design, what tank contains and age. | Supplying Water - Class 2, Table 2(e) Fire Protection - Class 2, Table 2(f) Accessories to Classes 1 and 2- List of Accessories (1) and (2)(v). | Class 2 proviso, i.e. used in connection with manufacturing operations or trade processes. Class 4 exception (d). | Foundations, Supports, Land Wells, Pumps, Boilers, Fire protection system. | It is assumed that the item forms part of an average size industrial, commercial or office complex. Where it would be normal to find more than one item in such a hereditament the ERC stated has been adjusted to reflect any number / quantity, discount. These figures are NOT one off figures. | Galvanised tanks require a 15 % addition to Cost guide figures. | Photo 1 - Typical supported Braithwaite type tank. Photo 2 - Tank on round concrete supports. | - | 20130 |  | Each | - | NA | NA | NA | 197535.06 | Option 3 | 214615.0449 | 8.647% | 238696.8091 | 239230.2865 | 21.11% | 11.47% | 239230.2865 | 21.11% | Indexed | NA | VOA_GPN_GOV_UK\7246041 | 2019-08-30 | Low | - | High | Risk taken from previous CG | - | - | NA | Steel | NA | (BEAMS Note 1) The ERC for this item should be added to the total of the ERC of the other P&M items on the site and the Buildings ERC (where applicable) to enable the correct contract size adjustment to be made. ERC of P&M Items + ERC of Building Component’s = Total ERC (net figure rateable items only) to which contract size adjustment should be applied The 2021 Generic Contractors Test Spreadsheet has this facility built into the programme - it is recommended you undertake all contractors test valuations using this spreadsheet. (Details on the application of contract size adjustments can be found in the RCG 2021 Guidance notes). Where RV is calculated using the comparative method (rental method) the contract size adjustment should be made as follows: Select - SCAT code box "P and M as an addition” within the 2021 Generic Contractors Test Spreadsheet facility. Or Where the spreadsheet is not used take the: Reciprocal of statutory de-capitalisation rate (i.e. 5% reciprocal = 20) multiply by rateable value of the buildings (before any overall end allowances are made and after making a notional deduction for the land value) and add to the ERC of P&M. Use resultant figure to calculate contract size adjustment. (Guidance Notes - Section 6) | Photo 1 - Typical supported Braithwaite type tank. Photo 2 - Tank on round concrete supports. | - | 1 | TRUE
5500 | 215F19 | 7844 | 215F19 | Tanks | Braithwaite | Depth 3.66m (12ft) | 14.63m (48ft) x 14.63m (48ft) | - | Tanks - Potable Water - Braithwaite type. Braithwaite is a trade name that is used by the industry for this type of tank. Braithwaite tanks are mainly for water storage and are found sitting on brick or more commonly steel towers. In modern office complexes the tanks may be found on a building roof. Each panel has a distinctive raised pattern looking like a diagonal cross from a distance. Many modern tanks are of steel plate riveted/bolted/welded together with internal cross bracings . Today pitched / domed covers are normal however some open top tanks are produced. Approximate Guide: 6.10m (20ft) x 3.66m (12ft) x 1.22m (4ft) deep = 6,000 gallons 12.19m (40ft) x 9.75m (32) x 3.66m (12 ft) deep = 96,000 gallons 15.85m (52ft) x 15.85m (52ft) x 4.88m (16ft) deep = 270,000 gallons Plate Sizes:1.22m (4ft) x 1.22m (4ft) or 0.91m (3ft) x 0.91m (3ft) Plate Thickness: Usually 47mm (3/16) to 6.3mm (1/4) Gallons:1.82m3 (64 cubic feet) = 400 gallonsLitres:1m3 = 1000 litres. | Considered Not Applicable at time of Publication | (BEAMS Note 1) The ERC for this item should be added to the total of the ERC of the other P&M items on the site and the Buildings ERC (where applicable) to enable the correct contract size adjustment to be made. ERC of P&M Items + ERC of Building Component’s = Total ERC (net figure rateable items only) to which contract size adjustment should be applied The 2023 Generic Contractors Test Spreadsheet has this facility built into the programme - it is recommended you undertake all contractors test valuations using this spreadsheet. (Details on the application of contract size adjustments can be found in the RCG 2023 Guidance notes). Where RV is calculated using the comparative method (rental method) the contract size adjustment should be made as follows: Select - SCAT code box ""P and M as an addition” within the 2023 Generic Contractors Test Spreadsheet facility. Or Where the spreadsheet is not used take the: Reciprocal of statutory de-capitalisation rate (i.e. 5% reciprocal = 20) multiply by rateable value of the buildings (before any overall end allowances are made and after making a notional deduction for the land value) and add to the ERC of P&M. Use resultant figure to calculate contract size adjustment. (Guidance Notes - Section 6) | The height of the tank influences cost, so two tanks with the same volume but different shapes may not cost the same. The cost build up includes for plates wire brushed and bitumen painted internally / externally with all necessary stays, cleats, nuts, bolts, sealing strips et cetera. Additions are required for: - Foundations, Support Structure and Pipe work. | The tank supports and foundations should be noted. Calculate volume, note design, what tank contains and age. | Supplying Water - Class 2, Table 2(e) Fire Protection - Class 2, Table 2(f) Accessories to Classes 1 and 2- List of Accessories (1) and (2)(v). | Class 2 proviso, i.e. used in connection with manufacturing operations or trade processes. Class 4 exception (d). | Foundations, Supports, Land Wells, Pumps, Boilers, Fire protection system. | It is assumed that the item forms part of an average size industrial, commercial or office complex. Where it would be normal to find more than one item in such a hereditament the ERC stated has been adjusted to reflect any number / quantity, discount. These figures are NOT one off figures. | Galvanised tanks require a 15 % addition to Cost guide figures. | Photo 1 - Typical supported Braithwaite type tank. Photo 2 - Tank on round concrete supports. | - | 20130 |  | Each | - | NA | NA | NA | 337338.5111 | Option 3 | 366506.6835 | 8.647% | 407631 | 408542.0381 | 21.11% | 11.47% | 408542.0381 | 21.11% | Indexed | NA | VOA_GPN_GOV_UK\7246041 | 2019-08-30 | Low | - | High | Risk taken from previous CG | - | - | NA | Steel | NA | (BEAMS Note 1) The ERC for this item should be added to the total of the ERC of the other P&M items on the site and the Buildings ERC (where applicable) to enable the correct contract size adjustment to be made. ERC of P&M Items + ERC of Building Component’s = Total ERC (net figure rateable items only) to which contract size adjustment should be applied The 2021 Generic Contractors Test Spreadsheet has this facility built into the programme - it is recommended you undertake all contractors test valuations using this spreadsheet. (Details on the application of contract size adjustments can be found in the RCG 2021 Guidance notes). Where RV is calculated using the comparative method (rental method) the contract size adjustment should be made as follows: Select - SCAT code box "P and M as an addition” within the 2021 Generic Contractors Test Spreadsheet facility. Or Where the spreadsheet is not used take the: Reciprocal of statutory de-capitalisation rate (i.e. 5% reciprocal = 20) multiply by rateable value of the buildings (before any overall end allowances are made and after making a notional deduction for the land value) and add to the ERC of P&M. Use resultant figure to calculate contract size adjustment. (Guidance Notes - Section 6) | Photo 1 - Typical supported Braithwaite type tank. Photo 2 - Tank on round concrete supports. | - | 1 | TRUE
5501 | 215F20 | 7957 | 215F20 | Tanks | Braithwaite | Depth 3.66m (12ft) | 15.85m (52ft) x 15.85m (52ft) | - | Tanks - Potable Water - Braithwaite type. Braithwaite is a trade name that is used by the industry for this type of tank. Braithwaite tanks are mainly for water storage and are found sitting on brick or more commonly steel towers. In modern office complexes the tanks may be found on a building roof. Each panel has a distinctive raised pattern looking like a diagonal cross from a distance. Many modern tanks are of steel plate riveted/bolted/welded together with internal cross bracings . Today pitched / domed covers are normal however some open top tanks are produced. Approximate Guide: 6.10m (20ft) x 3.66m (12ft) x 1.22m (4ft) deep = 6,000 gallons 12.19m (40ft) x 9.75m (32) x 3.66m (12 ft) deep = 96,000 gallons 15.85m (52ft) x 15.85m (52ft) x 4.88m (16ft) deep = 270,000 gallons Plate Sizes:1.22m (4ft) x 1.22m (4ft) or 0.91m (3ft) x 0.91m (3ft) Plate Thickness: Usually 47mm (3/16) to 6.3mm (1/4) Gallons:1.82m3 (64 cubic feet) = 400 gallonsLitres:1m3 = 1000 litres. | Considered Not Applicable at time of Publication | (BEAMS Note 1) The ERC for this item should be added to the total of the ERC of the other P&M items on the site and the Buildings ERC (where applicable) to enable the correct contract size adjustment to be made. ERC of P&M Items + ERC of Building Component’s = Total ERC (net figure rateable items only) to which contract size adjustment should be applied The 2023 Generic Contractors Test Spreadsheet has this facility built into the programme - it is recommended you undertake all contractors test valuations using this spreadsheet. (Details on the application of contract size adjustments can be found in the RCG 2023 Guidance notes). Where RV is calculated using the comparative method (rental method) the contract size adjustment should be made as follows: Select - SCAT code box ""P and M as an addition” within the 2023 Generic Contractors Test Spreadsheet facility. Or Where the spreadsheet is not used take the: Reciprocal of statutory de-capitalisation rate (i.e. 5% reciprocal = 20) multiply by rateable value of the buildings (before any overall end allowances are made and after making a notional deduction for the land value) and add to the ERC of P&M. Use resultant figure to calculate contract size adjustment. (Guidance Notes - Section 6) | The height of the tank influences cost, so two tanks with the same volume but different shapes may not cost the same. The cost build up includes for plates wire brushed and bitumen painted internally / externally with all necessary stays, cleats, nuts, bolts, sealing strips et cetera. Additions are required for: - Foundations, Support Structure and Pipe work. | The tank supports and foundations should be noted. Calculate volume, note design, what tank contains and age. | Supplying Water - Class 2, Table 2(e) Fire Protection - Class 2, Table 2(f) Accessories to Classes 1 and 2- List of Accessories (1) and (2)(v). | Class 2 proviso, i.e. used in connection with manufacturing operations or trade processes. Class 4 exception (d). | Foundations, Supports, Land Wells, Pumps, Boilers, Fire protection system. | It is assumed that the item forms part of an average size industrial, commercial or office complex. Where it would be normal to find more than one item in such a hereditament the ERC stated has been adjusted to reflect any number / quantity, discount. These figures are NOT one off figures. | Galvanised tanks require a 15 % addition to Cost guide figures. | Photo 1 - Typical supported Braithwaite type tank. Photo 2 - Tank on round concrete supports. | - | 20130 |  | Each | - | NA | NA | NA | 390605.7053 | Option 3 | 424379.6569 | 8.647% | 471997.3645 | 473052.2587 | 21.11% | 11.47% | 473052.2587 | 21.11% | Indexed | NA | VOA_GPN_GOV_UK\7246041 | 2019-08-30 | Low | - | High | Risk taken from previous CG | - | - | NA | Steel | NA | (BEAMS Note 1) The ERC for this item should be added to the total of the ERC of the other P&M items on the site and the Buildings ERC (where applicable) to enable the correct contract size adjustment to be made. ERC of P&M Items + ERC of Building Component’s = Total ERC (net figure rateable items only) to which contract size adjustment should be applied The 2021 Generic Contractors Test Spreadsheet has this facility built into the programme - it is recommended you undertake all contractors test valuations using this spreadsheet. (Details on the application of contract size adjustments can be found in the RCG 2021 Guidance notes). Where RV is calculated using the comparative method (rental method) the contract size adjustment should be made as follows: Select - SCAT code box "P and M as an addition” within the 2021 Generic Contractors Test Spreadsheet facility. Or Where the spreadsheet is not used take the: Reciprocal of statutory de-capitalisation rate (i.e. 5% reciprocal = 20) multiply by rateable value of the buildings (before any overall end allowances are made and after making a notional deduction for the land value) and add to the ERC of P&M. Use resultant figure to calculate contract size adjustment. (Guidance Notes - Section 6) | Photo 1 - Typical supported Braithwaite type tank. Photo 2 - Tank on round concrete supports. | - | 1 | TRUE
5502 | 215F21 | 7919 | 215F21 | Tanks | Braithwaite | Depth 4.88m (16ft) | 4.88m (16ft) x 4.88m (16ft) | - | Tanks - Potable Water - Braithwaite type. Braithwaite is a trade name that is used by the industry for this type of tank. Braithwaite tanks are mainly for water storage and are found sitting on brick or more commonly steel towers. In modern office complexes the tanks may be found on a building roof. Each panel has a distinctive raised pattern looking like a diagonal cross from a distance. Many modern tanks are of steel plate riveted/bolted/welded together with internal cross bracings . Today pitched / domed covers are normal however some open top tanks are produced. Approximate Guide: 6.10m (20ft) x 3.66m (12ft) x 1.22m (4ft) deep = 6,000 gallons 12.19m (40ft) x 9.75m (32) x 3.66m (12 ft) deep = 96,000 gallons 15.85m (52ft) x 15.85m (52ft) x 4.88m (16ft) deep = 270,000 gallons Plate Sizes:1.22m (4ft) x 1.22m (4ft) or 0.91m (3ft) x 0.91m (3ft) Plate Thickness: Usually 47mm (3/16) to 6.3mm (1/4) Gallons:1.82m3 (64 cubic feet) = 400 gallonsLitres:1m3 = 1000 litres. | Considered Not Applicable at time of Publication | (BEAMS Note 1) The ERC for this item should be added to the total of the ERC of the other P&M items on the site and the Buildings ERC (where applicable) to enable the correct contract size adjustment to be made. ERC of P&M Items + ERC of Building Component’s = Total ERC (net figure rateable items only) to which contract size adjustment should be applied The 2023 Generic Contractors Test Spreadsheet has this facility built into the programme - it is recommended you undertake all contractors test valuations using this spreadsheet. (Details on the application of contract size adjustments can be found in the RCG 2023 Guidance notes). Where RV is calculated using the comparative method (rental method) the contract size adjustment should be made as follows: Select - SCAT code box ""P and M as an addition” within the 2023 Generic Contractors Test Spreadsheet facility. Or Where the spreadsheet is not used take the: Reciprocal of statutory de-capitalisation rate (i.e. 5% reciprocal = 20) multiply by rateable value of the buildings (before any overall end allowances are made and after making a notional deduction for the land value) and add to the ERC of P&M. Use resultant figure to calculate contract size adjustment. (Guidance Notes - Section 6) | The height of the tank influences cost, so two tanks with the same volume but different shapes may not cost the same. The cost build up includes for plates wire brushed and bitumen painted internally / externally with all necessary stays, cleats, nuts, bolts, sealing strips et cetera. Additions are required for: - Foundations, Support Structure and Pipe work. | The tank supports and foundations should be noted. Calculate volume, note design, what tank contains and age. | Supplying Water - Class 2, Table 2(e) Fire Protection - Class 2, Table 2(f) Accessories to Classes 1 and 2- List of Accessories (1) and (2)(v). | Class 2 proviso, i.e. used in connection with manufacturing operations or trade processes. Class 4 exception (d). | Foundations, Supports, Land Wells, Pumps, Boilers, Fire protection system. | It is assumed that the item forms part of an average size industrial, commercial or office complex. Where it would be normal to find more than one item in such a hereditament the ERC stated has been adjusted to reflect any number / quantity, discount. These figures are NOT one off figures. | Galvanised tanks require a 15 % addition to Cost guide figures. | Photo 1 - Typical supported Braithwaite type tank. Photo 2 - Tank on round concrete supports. | - | 20130 |  | Each | - | NA | NA | NA | 48191.2159 | Option 3 | 52358.0976 | 8.647% | 58233 | 58363.1483 | 21.11% | 11.47% | 58363.1483 | 21.11% | Indexed | NA | VOA_GPN_GOV_UK\7246041 | 2019-08-30 | Low | - | High | Risk taken from previous CG | - | - | NA | Steel | NA | (BEAMS Note 1) The ERC for this item should be added to the total of the ERC of the other P&M items on the site and the Buildings ERC (where applicable) to enable the correct contract size adjustment to be made. ERC of P&M Items + ERC of Building Component’s = Total ERC (net figure rateable items only) to which contract size adjustment should be applied The 2021 Generic Contractors Test Spreadsheet has this facility built into the programme - it is recommended you undertake all contractors test valuations using this spreadsheet. (Details on the application of contract size adjustments can be found in the RCG 2021 Guidance notes). Where RV is calculated using the comparative method (rental method) the contract size adjustment should be made as follows: Select - SCAT code box "P and M as an addition” within the 2021 Generic Contractors Test Spreadsheet facility. Or Where the spreadsheet is not used take the: Reciprocal of statutory de-capitalisation rate (i.e. 5% reciprocal = 20) multiply by rateable value of the buildings (before any overall end allowances are made and after making a notional deduction for the land value) and add to the ERC of P&M. Use resultant figure to calculate contract size adjustment. (Guidance Notes - Section 6) | Photo 1 - Typical supported Braithwaite type tank. Photo 2 - Tank on round concrete supports. | - | 1 | TRUE
5503 | 215F22 | 8233 | 215F22 | Tanks | Braithwaite | Depth 4.88m (16ft) | 6.10m (20ft) x 4.88m (16ft) | - | Tanks - Potable Water - Braithwaite type. Braithwaite is a trade name that is used by the industry for this type of tank. Braithwaite tanks are mainly for water storage and are found sitting on brick or more commonly steel towers. In modern office complexes the tanks may be found on a building roof. Each panel has a distinctive raised pattern looking like a diagonal cross from a distance. Many modern tanks are of steel plate riveted/bolted/welded together with internal cross bracings . Today pitched / domed covers are normal however some open top tanks are produced. Approximate Guide: 6.10m (20ft) x 3.66m (12ft) x 1.22m (4ft) deep = 6,000 gallons 12.19m (40ft) x 9.75m (32) x 3.66m (12 ft) deep = 96,000 gallons 15.85m (52ft) x 15.85m (52ft) x 4.88m (16ft) deep = 270,000 gallons Plate Sizes:1.22m (4ft) x 1.22m (4ft) or 0.91m (3ft) x 0.91m (3ft) Plate Thickness: Usually 47mm (3/16) to 6.3mm (1/4) Gallons:1.82m3 (64 cubic feet) = 400 gallonsLitres:1m3 = 1000 litres. | Considered Not Applicable at time of Publication | (BEAMS Note 1) The ERC for this item should be added to the total of the ERC of the other P&M items on the site and the Buildings ERC (where applicable) to enable the correct contract size adjustment to be made. ERC of P&M Items + ERC of Building Component’s = Total ERC (net figure rateable items only) to which contract size adjustment should be applied The 2023 Generic Contractors Test Spreadsheet has this facility built into the programme - it is recommended you undertake all contractors test valuations using this spreadsheet. (Details on the application of contract size adjustments can be found in the RCG 2023 Guidance notes). Where RV is calculated using the comparative method (rental method) the contract size adjustment should be made as follows: Select - SCAT code box ""P and M as an addition” within the 2023 Generic Contractors Test Spreadsheet facility. Or Where the spreadsheet is not used take the: Reciprocal of statutory de-capitalisation rate (i.e. 5% reciprocal = 20) multiply by rateable value of the buildings (before any overall end allowances are made and after making a notional deduction for the land value) and add to the ERC of P&M. Use resultant figure to calculate contract size adjustment. (Guidance Notes - Section 6) | The height of the tank influences cost, so two tanks with the same volume but different shapes may not cost the same. The cost build up includes for plates wire brushed and bitumen painted internally / externally with all necessary stays, cleats, nuts, bolts, sealing strips et cetera. Additions are required for: - Foundations, Support Structure and Pipe work. | The tank supports and foundations should be noted. Calculate volume, note design, what tank contains and age. | Supplying Water - Class 2, Table 2(e) Fire Protection - Class 2, Table 2(f) Accessories to Classes 1 and 2- List of Accessories (1) and (2)(v). | Class 2 proviso, i.e. used in connection with manufacturing operations or trade processes. Class 4 exception (d). | Foundations, Supports, Land Wells, Pumps, Boilers, Fire protection system. | It is assumed that the item forms part of an average size industrial, commercial or office complex. Where it would be normal to find more than one item in such a hereditament the ERC stated has been adjusted to reflect any number / quantity, discount. These figures are NOT one off figures. | Galvanised tanks require a 15 % addition to Cost guide figures. | Photo 1 - Typical supported Braithwaite type tank. Photo 2 - Tank on round concrete supports. | - | 20130 |  | Each | - | NA | NA | NA | 56080.387 | Option 3 | 60929.4106 | 8.647% | 67766.3817 | 67917.8367 | 21.11% | 11.47% | 67917.8367 | 21.11% | Indexed | NA | VOA_GPN_GOV_UK\7246041 | 2019-08-30 | Low | - | High | Risk taken from previous CG | - | - | NA | Steel | NA | (BEAMS Note 1) The ERC for this item should be added to the total of the ERC of the other P&M items on the site and the Buildings ERC (where applicable) to enable the correct contract size adjustment to be made. ERC of P&M Items + ERC of Building Component’s = Total ERC (net figure rateable items only) to which contract size adjustment should be applied The 2021 Generic Contractors Test Spreadsheet has this facility built into the programme - it is recommended you undertake all contractors test valuations using this spreadsheet. (Details on the application of contract size adjustments can be found in the RCG 2021 Guidance notes). Where RV is calculated using the comparative method (rental method) the contract size adjustment should be made as follows: Select - SCAT code box "P and M as an addition” within the 2021 Generic Contractors Test Spreadsheet facility. Or Where the spreadsheet is not used take the: Reciprocal of statutory de-capitalisation rate (i.e. 5% reciprocal = 20) multiply by rateable value of the buildings (before any overall end allowances are made and after making a notional deduction for the land value) and add to the ERC of P&M. Use resultant figure to calculate contract size adjustment. (Guidance Notes - Section 6) | Photo 1 - Typical supported Braithwaite type tank. Photo 2 - Tank on round concrete supports. | - | 1 | TRUE
5504 | 215F23 | 7711 | 215F23 | Tanks | Braithwaite | Depth 4.88m (16ft) | 6.10m (20ft) x 6.10m (20ft) | - | Tanks - Potable Water - Braithwaite type. Braithwaite is a trade name that is used by the industry for this type of tank. Braithwaite tanks are mainly for water storage and are found sitting on brick or more commonly steel towers. In modern office complexes the tanks may be found on a building roof. Each panel has a distinctive raised pattern looking like a diagonal cross from a distance. Many modern tanks are of steel plate riveted/bolted/welded together with internal cross bracings . Today pitched / domed covers are normal however some open top tanks are produced. Approximate Guide: 6.10m (20ft) x 3.66m (12ft) x 1.22m (4ft) deep = 6,000 gallons 12.19m (40ft) x 9.75m (32) x 3.66m (12 ft) deep = 96,000 gallons 15.85m (52ft) x 15.85m (52ft) x 4.88m (16ft) deep = 270,000 gallons Plate Sizes:1.22m (4ft) x 1.22m (4ft) or 0.91m (3ft) x 0.91m (3ft) Plate Thickness: Usually 47mm (3/16) to 6.3mm (1/4) Gallons:1.82m3 (64 cubic feet) = 400 gallonsLitres:1m3 = 1000 litres. | Considered Not Applicable at time of Publication | (BEAMS Note 1) The ERC for this item should be added to the total of the ERC of the other P&M items on the site and the Buildings ERC (where applicable) to enable the correct contract size adjustment to be made. ERC of P&M Items + ERC of Building Component’s = Total ERC (net figure rateable items only) to which contract size adjustment should be applied The 2023 Generic Contractors Test Spreadsheet has this facility built into the programme - it is recommended you undertake all contractors test valuations using this spreadsheet. (Details on the application of contract size adjustments can be found in the RCG 2023 Guidance notes). Where RV is calculated using the comparative method (rental method) the contract size adjustment should be made as follows: Select - SCAT code box ""P and M as an addition” within the 2023 Generic Contractors Test Spreadsheet facility. Or Where the spreadsheet is not used take the: Reciprocal of statutory de-capitalisation rate (i.e. 5% reciprocal = 20) multiply by rateable value of the buildings (before any overall end allowances are made and after making a notional deduction for the land value) and add to the ERC of P&M. Use resultant figure to calculate contract size adjustment. (Guidance Notes - Section 6) | The height of the tank influences cost, so two tanks with the same volume but different shapes may not cost the same. The cost build up includes for plates wire brushed and bitumen painted internally / externally with all necessary stays, cleats, nuts, bolts, sealing strips et cetera. Additions are required for: - Foundations, Support Structure and Pipe work. | The tank supports and foundations should be noted. Calculate volume, note design, what tank contains and age. | Supplying Water - Class 2, Table 2(e) Fire Protection - Class 2, Table 2(f) Accessories to Classes 1 and 2- List of Accessories (1) and (2)(v). | Class 2 proviso, i.e. used in connection with manufacturing operations or trade processes. Class 4 exception (d). | Foundations, Supports, Land Wells, Pumps, Boilers, Fire protection system. | It is assumed that the item forms part of an average size industrial, commercial or office complex. Where it would be normal to find more than one item in such a hereditament the ERC stated has been adjusted to reflect any number / quantity, discount. These figures are NOT one off figures. | Galvanised tanks require a 15 % addition to Cost guide figures. | Photo 1 - Typical supported Braithwaite type tank. Photo 2 - Tank on round concrete supports. | - | 20130 |  | Each | - | NA | NA | NA | 66305.7313 | Option 3 | 72038.8953 | 8.647% | 80122.4193 | 80301.4895 | 21.11% | 11.47% | 80301.4895 | 21.11% | Indexed | NA | VOA_GPN_GOV_UK\7246041 | 2019-08-30 | Low | - | High | Risk taken from previous CG | - | - | NA | Steel | NA | (BEAMS Note 1) The ERC for this item should be added to the total of the ERC of the other P&M items on the site and the Buildings ERC (where applicable) to enable the correct contract size adjustment to be made. ERC of P&M Items + ERC of Building Component’s = Total ERC (net figure rateable items only) to which contract size adjustment should be applied The 2021 Generic Contractors Test Spreadsheet has this facility built into the programme - it is recommended you undertake all contractors test valuations using this spreadsheet. (Details on the application of contract size adjustments can be found in the RCG 2021 Guidance notes). Where RV is calculated using the comparative method (rental method) the contract size adjustment should be made as follows: Select - SCAT code box "P and M as an addition” within the 2021 Generic Contractors Test Spreadsheet facility. Or Where the spreadsheet is not used take the: Reciprocal of statutory de-capitalisation rate (i.e. 5% reciprocal = 20) multiply by rateable value of the buildings (before any overall end allowances are made and after making a notional deduction for the land value) and add to the ERC of P&M. Use resultant figure to calculate contract size adjustment. (Guidance Notes - Section 6) | Photo 1 - Typical supported Braithwaite type tank. Photo 2 - Tank on round concrete supports. | - | 1 | TRUE
5505 | 215F24 | 7639 | 215F24 | Tanks | Braithwaite | Depth 4.88m (16ft) | 7.32m (24ft) x 7.32m (24ft) | - | Tanks - Potable Water - Braithwaite type. Braithwaite is a trade name that is used by the industry for this type of tank. Braithwaite tanks are mainly for water storage and are found sitting on brick or more commonly steel towers. In modern office complexes the tanks may be found on a building roof. Each panel has a distinctive raised pattern looking like a diagonal cross from a distance. Many modern tanks are of steel plate riveted/bolted/welded together with internal cross bracings . Today pitched / domed covers are normal however some open top tanks are produced. Approximate Guide: 6.10m (20ft) x 3.66m (12ft) x 1.22m (4ft) deep = 6,000 gallons 12.19m (40ft) x 9.75m (32) x 3.66m (12 ft) deep = 96,000 gallons 15.85m (52ft) x 15.85m (52ft) x 4.88m (16ft) deep = 270,000 gallons Plate Sizes:1.22m (4ft) x 1.22m (4ft) or 0.91m (3ft) x 0.91m (3ft) Plate Thickness: Usually 47mm (3/16) to 6.3mm (1/4) Gallons:1.82m3 (64 cubic feet) = 400 gallonsLitres:1m3 = 1000 litres. | Considered Not Applicable at time of Publication | (BEAMS Note 1) The ERC for this item should be added to the total of the ERC of the other P&M items on the site and the Buildings ERC (where applicable) to enable the correct contract size adjustment to be made. ERC of P&M Items + ERC of Building Component’s = Total ERC (net figure rateable items only) to which contract size adjustment should be applied The 2023 Generic Contractors Test Spreadsheet has this facility built into the programme - it is recommended you undertake all contractors test valuations using this spreadsheet. (Details on the application of contract size adjustments can be found in the RCG 2023 Guidance notes). Where RV is calculated using the comparative method (rental method) the contract size adjustment should be made as follows: Select - SCAT code box ""P and M as an addition” within the 2023 Generic Contractors Test Spreadsheet facility. Or Where the spreadsheet is not used take the: Reciprocal of statutory de-capitalisation rate (i.e. 5% reciprocal = 20) multiply by rateable value of the buildings (before any overall end allowances are made and after making a notional deduction for the land value) and add to the ERC of P&M. Use resultant figure to calculate contract size adjustment. (Guidance Notes - Section 6) | The height of the tank influences cost, so two tanks with the same volume but different shapes may not cost the same. The cost build up includes for plates wire brushed and bitumen painted internally / externally with all necessary stays, cleats, nuts, bolts, sealing strips et cetera. Additions are required for: - Foundations, Support Structure and Pipe work. | The tank supports and foundations should be noted. Calculate volume, note design, what tank contains and age. | Supplying Water - Class 2, Table 2(e) Fire Protection - Class 2, Table 2(f) Accessories to Classes 1 and 2- List of Accessories (1) and (2)(v). | Class 2 proviso, i.e. used in connection with manufacturing operations or trade processes. Class 4 exception (d). | Foundations, Supports, Land Wells, Pumps, Boilers, Fire protection system. | It is assumed that the item forms part of an average size industrial, commercial or office complex. Where it would be normal to find more than one item in such a hereditament the ERC stated has been adjusted to reflect any number / quantity, discount. These figures are NOT one off figures. | Galvanised tanks require a 15 % addition to Cost guide figures. | Photo 1 - Typical supported Braithwaite type tank. Photo 2 - Tank on round concrete supports. | - | 20130 |  | Each | - | NA | NA | NA | 88401.5261 | Option 3 | 96045.2159 | 8.647% | 106821.9259 | 107060.6684 | 21.11% | 11.47% | 107060.6684 | 21.11% | Indexed | NA | VOA_GPN_GOV_UK\7246041 | 2019-08-30 | Low | - | High | Risk taken from previous CG | - | - | NA | Steel | NA | (BEAMS Note 1) The ERC for this item should be added to the total of the ERC of the other P&M items on the site and the Buildings ERC (where applicable) to enable the correct contract size adjustment to be made. ERC of P&M Items + ERC of Building Component’s = Total ERC (net figure rateable items only) to which contract size adjustment should be applied The 2021 Generic Contractors Test Spreadsheet has this facility built into the programme - it is recommended you undertake all contractors test valuations using this spreadsheet. (Details on the application of contract size adjustments can be found in the RCG 2021 Guidance notes). Where RV is calculated using the comparative method (rental method) the contract size adjustment should be made as follows: Select - SCAT code box "P and M as an addition” within the 2021 Generic Contractors Test Spreadsheet facility. Or Where the spreadsheet is not used take the: Reciprocal of statutory de-capitalisation rate (i.e. 5% reciprocal = 20) multiply by rateable value of the buildings (before any overall end allowances are made and after making a notional deduction for the land value) and add to the ERC of P&M. Use resultant figure to calculate contract size adjustment. (Guidance Notes - Section 6) | Photo 1 - Typical supported Braithwaite type tank. Photo 2 - Tank on round concrete supports. | - | 1 | TRUE
5506 | 215F25 | 7863 | 215F25 | Tanks | Braithwaite | Depth 4.88m (16ft) | 8.53m (28ft) x 8.53m (28ft) | - | Tanks - Potable Water - Braithwaite type. Braithwaite is a trade name that is used by the industry for this type of tank. Braithwaite tanks are mainly for water storage and are found sitting on brick or more commonly steel towers. In modern office complexes the tanks may be found on a building roof. Each panel has a distinctive raised pattern looking like a diagonal cross from a distance. Many modern tanks are of steel plate riveted/bolted/welded together with internal cross bracings . Today pitched / domed covers are normal however some open top tanks are produced. Approximate Guide: 6.10m (20ft) x 3.66m (12ft) x 1.22m (4ft) deep = 6,000 gallons 12.19m (40ft) x 9.75m (32) x 3.66m (12 ft) deep = 96,000 gallons 15.85m (52ft) x 15.85m (52ft) x 4.88m (16ft) deep = 270,000 gallons Plate Sizes:1.22m (4ft) x 1.22m (4ft) or 0.91m (3ft) x 0.91m (3ft) Plate Thickness: Usually 47mm (3/16) to 6.3mm (1/4) Gallons:1.82m3 (64 cubic feet) = 400 gallonsLitres:1m3 = 1000 litres. | Considered Not Applicable at time of Publication | (BEAMS Note 1) The ERC for this item should be added to the total of the ERC of the other P&M items on the site and the Buildings ERC (where applicable) to enable the correct contract size adjustment to be made. ERC of P&M Items + ERC of Building Component’s = Total ERC (net figure rateable items only) to which contract size adjustment should be applied The 2023 Generic Contractors Test Spreadsheet has this facility built into the programme - it is recommended you undertake all contractors test valuations using this spreadsheet. (Details on the application of contract size adjustments can be found in the RCG 2023 Guidance notes). Where RV is calculated using the comparative method (rental method) the contract size adjustment should be made as follows: Select - SCAT code box ""P and M as an addition” within the 2023 Generic Contractors Test Spreadsheet facility. Or Where the spreadsheet is not used take the: Reciprocal of statutory de-capitalisation rate (i.e. 5% reciprocal = 20) multiply by rateable value of the buildings (before any overall end allowances are made and after making a notional deduction for the land value) and add to the ERC of P&M. Use resultant figure to calculate contract size adjustment. (Guidance Notes - Section 6) | The height of the tank influences cost, so two tanks with the same volume but different shapes may not cost the same. The cost build up includes for plates wire brushed and bitumen painted internally / externally with all necessary stays, cleats, nuts, bolts, sealing strips et cetera. Additions are required for: - Foundations, Support Structure and Pipe work. | The tank supports and foundations should be noted. Calculate volume, note design, what tank contains and age. | Supplying Water - Class 2, Table 2(e) Fire Protection - Class 2, Table 2(f) Accessories to Classes 1 and 2- List of Accessories (1) and (2)(v). | Class 2 proviso, i.e. used in connection with manufacturing operations or trade processes. Class 4 exception (d). | Foundations, Supports, Land Wells, Pumps, Boilers, Fire protection system. | It is assumed that the item forms part of an average size industrial, commercial or office complex. Where it would be normal to find more than one item in such a hereditament the ERC stated has been adjusted to reflect any number / quantity, discount. These figures are NOT one off figures. | Galvanised tanks require a 15 % addition to Cost guide figures. | Photo 1 - Typical supported Braithwaite type tank. Photo 2 - Tank on round concrete supports. | - | 20130 |  | Each | - | NA | NA | NA | 110998.803 | Option 3 | 120596.3797 | 8.647% | 134127.7249 | 134427.4947 | 21.11% | 11.47% | 134427.4947 | 21.11% | Indexed | NA | VOA_GPN_GOV_UK\7246041 | 2019-08-30 | Low | - | High | Risk taken from previous CG | - | - | NA | Steel | NA | (BEAMS Note 1) The ERC for this item should be added to the total of the ERC of the other P&M items on the site and the Buildings ERC (where applicable) to enable the correct contract size adjustment to be made. ERC of P&M Items + ERC of Building Component’s = Total ERC (net figure rateable items only) to which contract size adjustment should be applied The 2021 Generic Contractors Test Spreadsheet has this facility built into the programme - it is recommended you undertake all contractors test valuations using this spreadsheet. (Details on the application of contract size adjustments can be found in the RCG 2021 Guidance notes). Where RV is calculated using the comparative method (rental method) the contract size adjustment should be made as follows: Select - SCAT code box "P and M as an addition” within the 2021 Generic Contractors Test Spreadsheet facility. Or Where the spreadsheet is not used take the: Reciprocal of statutory de-capitalisation rate (i.e. 5% reciprocal = 20) multiply by rateable value of the buildings (before any overall end allowances are made and after making a notional deduction for the land value) and add to the ERC of P&M. Use resultant figure to calculate contract size adjustment. (Guidance Notes - Section 6) | Photo 1 - Typical supported Braithwaite type tank. Photo 2 - Tank on round concrete supports. | - | 1 | TRUE
5507 | 215F26 | 7730 | 215F26 | Tanks | Braithwaite | Depth 4.88m (16ft) | 10.97m (36ft) x 8.53m (28ft) | - | Tanks - Potable Water - Braithwaite type. Braithwaite is a trade name that is used by the industry for this type of tank. Braithwaite tanks are mainly for water storage and are found sitting on brick or more commonly steel towers. In modern office complexes the tanks may be found on a building roof. Each panel has a distinctive raised pattern looking like a diagonal cross from a distance. Many modern tanks are of steel plate riveted/bolted/welded together with internal cross bracings . Today pitched / domed covers are normal however some open top tanks are produced. Approximate Guide: 6.10m (20ft) x 3.66m (12ft) x 1.22m (4ft) deep = 6,000 gallons 12.19m (40ft) x 9.75m (32) x 3.66m (12 ft) deep = 96,000 gallons 15.85m (52ft) x 15.85m (52ft) x 4.88m (16ft) deep = 270,000 gallons Plate Sizes:1.22m (4ft) x 1.22m (4ft) or 0.91m (3ft) x 0.91m (3ft) Plate Thickness: Usually 47mm (3/16) to 6.3mm (1/4) Gallons:1.82m3 (64 cubic feet) = 400 gallonsLitres:1m3 = 1000 litres. | Considered Not Applicable at time of Publication | (BEAMS Note 1) The ERC for this item should be added to the total of the ERC of the other P&M items on the site and the Buildings ERC (where applicable) to enable the correct contract size adjustment to be made. ERC of P&M Items + ERC of Building Component’s = Total ERC (net figure rateable items only) to which contract size adjustment should be applied The 2023 Generic Contractors Test Spreadsheet has this facility built into the programme - it is recommended you undertake all contractors test valuations using this spreadsheet. (Details on the application of contract size adjustments can be found in the RCG 2023 Guidance notes). Where RV is calculated using the comparative method (rental method) the contract size adjustment should be made as follows: Select - SCAT code box ""P and M as an addition” within the 2023 Generic Contractors Test Spreadsheet facility. Or Where the spreadsheet is not used take the: Reciprocal of statutory de-capitalisation rate (i.e. 5% reciprocal = 20) multiply by rateable value of the buildings (before any overall end allowances are made and after making a notional deduction for the land value) and add to the ERC of P&M. Use resultant figure to calculate contract size adjustment. (Guidance Notes - Section 6) | The height of the tank influences cost, so two tanks with the same volume but different shapes may not cost the same. The cost build up includes for plates wire brushed and bitumen painted internally / externally with all necessary stays, cleats, nuts, bolts, sealing strips et cetera. Additions are required for: - Foundations, Support Structure and Pipe work. | The tank supports and foundations should be noted. Calculate volume, note design, what tank contains and age. | Supplying Water - Class 2, Table 2(e) Fire Protection - Class 2, Table 2(f) Accessories to Classes 1 and 2- List of Accessories (1) and (2)(v). | Class 2 proviso, i.e. used in connection with manufacturing operations or trade processes. Class 4 exception (d). | Foundations, Supports, Land Wells, Pumps, Boilers, Fire protection system. | It is assumed that the item forms part of an average size industrial, commercial or office complex. Where it would be normal to find more than one item in such a hereditament the ERC stated has been adjusted to reflect any number / quantity, discount. These figures are NOT one off figures. | Galvanised tanks require a 15 % addition to Cost guide figures. | Photo 1 - Typical supported Braithwaite type tank. Photo 2 - Tank on round concrete supports. | - | 20130 |  | Each | - | NA | NA | NA | 139558.8256 | Option 3 | 151625.8614 | 8.647% | 168639.8497 | 169016.7527 | 21.11% | 11.47% | 169016.7527 | 21.11% | Indexed | NA | VOA_GPN_GOV_UK\7246041 | 2019-08-30 | Low | - | High | Risk taken from previous CG | - | - | NA | Steel | NA | (BEAMS Note 1) The ERC for this item should be added to the total of the ERC of the other P&M items on the site and the Buildings ERC (where applicable) to enable the correct contract size adjustment to be made. ERC of P&M Items + ERC of Building Component’s = Total ERC (net figure rateable items only) to which contract size adjustment should be applied The 2021 Generic Contractors Test Spreadsheet has this facility built into the programme - it is recommended you undertake all contractors test valuations using this spreadsheet. (Details on the application of contract size adjustments can be found in the RCG 2021 Guidance notes). Where RV is calculated using the comparative method (rental method) the contract size adjustment should be made as follows: Select - SCAT code box "P and M as an addition” within the 2021 Generic Contractors Test Spreadsheet facility. Or Where the spreadsheet is not used take the: Reciprocal of statutory de-capitalisation rate (i.e. 5% reciprocal = 20) multiply by rateable value of the buildings (before any overall end allowances are made and after making a notional deduction for the land value) and add to the ERC of P&M. Use resultant figure to calculate contract size adjustment. (Guidance Notes - Section 6) | Photo 1 - Typical supported Braithwaite type tank. Photo 2 - Tank on round concrete supports. | - | 1 | TRUE
5508 | 215F27 | 7712 | 215F27 | Tanks | Braithwaite | Depth 4.88m (16ft) | 10.97m (36ft) x 10.97m (36ft) | - | Tanks - Potable Water - Braithwaite type. Braithwaite is a trade name that is used by the industry for this type of tank. Braithwaite tanks are mainly for water storage and are found sitting on brick or more commonly steel towers. In modern office complexes the tanks may be found on a building roof. Each panel has a distinctive raised pattern looking like a diagonal cross from a distance. Many modern tanks are of steel plate riveted/bolted/welded together with internal cross bracings . Today pitched / domed covers are normal however some open top tanks are produced. Approximate Guide: 6.10m (20ft) x 3.66m (12ft) x 1.22m (4ft) deep = 6,000 gallons 12.19m (40ft) x 9.75m (32) x 3.66m (12 ft) deep = 96,000 gallons 15.85m (52ft) x 15.85m (52ft) x 4.88m (16ft) deep = 270,000 gallons Plate Sizes:1.22m (4ft) x 1.22m (4ft) or 0.91m (3ft) x 0.91m (3ft) Plate Thickness: Usually 47mm (3/16) to 6.3mm (1/4) Gallons:1.82m3 (64 cubic feet) = 400 gallonsLitres:1m3 = 1000 litres. | Considered Not Applicable at time of Publication | (BEAMS Note 1) The ERC for this item should be added to the total of the ERC of the other P&M items on the site and the Buildings ERC (where applicable) to enable the correct contract size adjustment to be made. ERC of P&M Items + ERC of Building Component’s = Total ERC (net figure rateable items only) to which contract size adjustment should be applied The 2023 Generic Contractors Test Spreadsheet has this facility built into the programme - it is recommended you undertake all contractors test valuations using this spreadsheet. (Details on the application of contract size adjustments can be found in the RCG 2023 Guidance notes). Where RV is calculated using the comparative method (rental method) the contract size adjustment should be made as follows: Select - SCAT code box ""P and M as an addition” within the 2023 Generic Contractors Test Spreadsheet facility. Or Where the spreadsheet is not used take the: Reciprocal of statutory de-capitalisation rate (i.e. 5% reciprocal = 20) multiply by rateable value of the buildings (before any overall end allowances are made and after making a notional deduction for the land value) and add to the ERC of P&M. Use resultant figure to calculate contract size adjustment. (Guidance Notes - Section 6) | The height of the tank influences cost, so two tanks with the same volume but different shapes may not cost the same. The cost build up includes for plates wire brushed and bitumen painted internally / externally with all necessary stays, cleats, nuts, bolts, sealing strips et cetera. Additions are required for: - Foundations, Support Structure and Pipe work. | The tank supports and foundations should be noted. Calculate volume, note design, what tank contains and age. | Supplying Water - Class 2, Table 2(e) Fire Protection - Class 2, Table 2(f) Accessories to Classes 1 and 2- List of Accessories (1) and (2)(v). | Class 2 proviso, i.e. used in connection with manufacturing operations or trade processes. Class 4 exception (d). | Foundations, Supports, Land Wells, Pumps, Boilers, Fire protection system. | It is assumed that the item forms part of an average size industrial, commercial or office complex. Where it would be normal to find more than one item in such a hereditament the ERC stated has been adjusted to reflect any number / quantity, discount. These figures are NOT one off figures. | Galvanised tanks require a 15 % addition to Cost guide figures. | Photo 1 - Typical supported Braithwaite type tank. Photo 2 - Tank on round concrete supports. | - | 20130 |  | Each | - | NA | NA | NA | 168302.3173 | Option 3 | 182854.676 | 8.647% | 203372.1015 | 203826.6296 | 21.11% | 11.47% | 203826.6296 | 21.11% | Indexed | NA | VOA_GPN_GOV_UK\7246041 | 2019-08-30 | Low | - | High | Risk taken from previous CG | - | - | NA | Steel | NA | (BEAMS Note 1) The ERC for this item should be added to the total of the ERC of the other P&M items on the site and the Buildings ERC (where applicable) to enable the correct contract size adjustment to be made. ERC of P&M Items + ERC of Building Component’s = Total ERC (net figure rateable items only) to which contract size adjustment should be applied The 2021 Generic Contractors Test Spreadsheet has this facility built into the programme - it is recommended you undertake all contractors test valuations using this spreadsheet. (Details on the application of contract size adjustments can be found in the RCG 2021 Guidance notes). Where RV is calculated using the comparative method (rental method) the contract size adjustment should be made as follows: Select - SCAT code box "P and M as an addition” within the 2021 Generic Contractors Test Spreadsheet facility. Or Where the spreadsheet is not used take the: Reciprocal of statutory de-capitalisation rate (i.e. 5% reciprocal = 20) multiply by rateable value of the buildings (before any overall end allowances are made and after making a notional deduction for the land value) and add to the ERC of P&M. Use resultant figure to calculate contract size adjustment. (Guidance Notes - Section 6) | Photo 1 - Typical supported Braithwaite type tank. Photo 2 - Tank on round concrete supports. | - | 1 | TRUE
5509 | 215F28 | 7845 | 215F28 | Tanks | Braithwaite | Depth 4.88m (16ft) | 12.19m (40ft) x 12.19 (40ft) | - | Tanks - Potable Water - Braithwaite type. Braithwaite is a trade name that is used by the industry for this type of tank. Braithwaite tanks are mainly for water storage and are found sitting on brick or more commonly steel towers. In modern office complexes the tanks may be found on a building roof. Each panel has a distinctive raised pattern looking like a diagonal cross from a distance. Many modern tanks are of steel plate riveted/bolted/welded together with internal cross bracings . Today pitched / domed covers are normal however some open top tanks are produced. Approximate Guide: 6.10m (20ft) x 3.66m (12ft) x 1.22m (4ft) deep = 6,000 gallons 12.19m (40ft) x 9.75m (32) x 3.66m (12 ft) deep = 96,000 gallons 15.85m (52ft) x 15.85m (52ft) x 4.88m (16ft) deep = 270,000 gallons Plate Sizes:1.22m (4ft) x 1.22m (4ft) or 0.91m (3ft) x 0.91m (3ft) Plate Thickness: Usually 47mm (3/16) to 6.3mm (1/4) Gallons:1.82m3 (64 cubic feet) = 400 gallonsLitres:1m3 = 1000 litres. | Considered Not Applicable at time of Publication | (BEAMS Note 1) The ERC for this item should be added to the total of the ERC of the other P&M items on the site and the Buildings ERC (where applicable) to enable the correct contract size adjustment to be made. ERC of P&M Items + ERC of Building Component’s = Total ERC (net figure rateable items only) to which contract size adjustment should be applied The 2023 Generic Contractors Test Spreadsheet has this facility built into the programme - it is recommended you undertake all contractors test valuations using this spreadsheet. (Details on the application of contract size adjustments can be found in the RCG 2023 Guidance notes). Where RV is calculated using the comparative method (rental method) the contract size adjustment should be made as follows: Select - SCAT code box ""P and M as an addition” within the 2023 Generic Contractors Test Spreadsheet facility. Or Where the spreadsheet is not used take the: Reciprocal of statutory de-capitalisation rate (i.e. 5% reciprocal = 20) multiply by rateable value of the buildings (before any overall end allowances are made and after making a notional deduction for the land value) and add to the ERC of P&M. Use resultant figure to calculate contract size adjustment. (Guidance Notes - Section 6) | The height of the tank influences cost, so two tanks with the same volume but different shapes may not cost the same. The cost build up includes for plates wire brushed and bitumen painted internally / externally with all necessary stays, cleats, nuts, bolts, sealing strips et cetera. Additions are required for: - Foundations, Support Structure and Pipe work. | The tank supports and foundations should be noted. Calculate volume, note design, what tank contains and age. | Supplying Water - Class 2, Table 2(e) Fire Protection - Class 2, Table 2(f) Accessories to Classes 1 and 2- List of Accessories (1) and (2)(v). | Class 2 proviso, i.e. used in connection with manufacturing operations or trade processes. Class 4 exception (d). | Foundations, Supports, Land Wells, Pumps, Boilers, Fire protection system. | It is assumed that the item forms part of an average size industrial, commercial or office complex. Where it would be normal to find more than one item in such a hereditament the ERC stated has been adjusted to reflect any number / quantity, discount. These figures are NOT one off figures. | Galvanised tanks require a 15 % addition to Cost guide figures. | Photo 1 - Typical supported Braithwaite type tank. Photo 2 - Tank on round concrete supports. | - | 20130 |  | Each | - | NA | NA | NA | 197779.6854 | Option 3 | 214880.822 | 8.647% | 238992.4081 | 239526.5461 | 21.11% | 11.47% | 239526.5461 | 21.11% | Indexed | NA | VOA_GPN_GOV_UK\7246041 | 2019-08-30 | Low | - | High | Risk taken from previous CG | - | - | NA | Steel | NA | (BEAMS Note 1) The ERC for this item should be added to the total of the ERC of the other P&M items on the site and the Buildings ERC (where applicable) to enable the correct contract size adjustment to be made. ERC of P&M Items + ERC of Building Component’s = Total ERC (net figure rateable items only) to which contract size adjustment should be applied The 2021 Generic Contractors Test Spreadsheet has this facility built into the programme - it is recommended you undertake all contractors test valuations using this spreadsheet. (Details on the application of contract size adjustments can be found in the RCG 2021 Guidance notes). Where RV is calculated using the comparative method (rental method) the contract size adjustment should be made as follows: Select - SCAT code box "P and M as an addition” within the 2021 Generic Contractors Test Spreadsheet facility. Or Where the spreadsheet is not used take the: Reciprocal of statutory de-capitalisation rate (i.e. 5% reciprocal = 20) multiply by rateable value of the buildings (before any overall end allowances are made and after making a notional deduction for the land value) and add to the ERC of P&M. Use resultant figure to calculate contract size adjustment. (Guidance Notes - Section 6) | Photo 1 - Typical supported Braithwaite type tank. Photo 2 - Tank on round concrete supports. | - | 1 | TRUE
5510 | 215F29 | 7920 | 215F29 | Tanks | Braithwaite | Depth 4.88m (16ft) | 13.41m (44ft) x 13.41m (44ft) | - | Tanks - Potable Water - Braithwaite type. Braithwaite is a trade name that is used by the industry for this type of tank. Braithwaite tanks are mainly for water storage and are found sitting on brick or more commonly steel towers. In modern office complexes the tanks may be found on a building roof. Each panel has a distinctive raised pattern looking like a diagonal cross from a distance. Many modern tanks are of steel plate riveted/bolted/welded together with internal cross bracings . Today pitched / domed covers are normal however some open top tanks are produced. Approximate Guide: 6.10m (20ft) x 3.66m (12ft) x 1.22m (4ft) deep = 6,000 gallons 12.19m (40ft) x 9.75m (32) x 3.66m (12 ft) deep = 96,000 gallons 15.85m (52ft) x 15.85m (52ft) x 4.88m (16ft) deep = 270,000 gallons Plate Sizes:1.22m (4ft) x 1.22m (4ft) or 0.91m (3ft) x 0.91m (3ft) Plate Thickness: Usually 47mm (3/16) to 6.3mm (1/4) Gallons:1.82m3 (64 cubic feet) = 400 gallonsLitres:1m3 = 1000 litres. | Considered Not Applicable at time of Publication | (BEAMS Note 1) The ERC for this item should be added to the total of the ERC of the other P&M items on the site and the Buildings ERC (where applicable) to enable the correct contract size adjustment to be made. ERC of P&M Items + ERC of Building Component’s = Total ERC (net figure rateable items only) to which contract size adjustment should be applied The 2023 Generic Contractors Test Spreadsheet has this facility built into the programme - it is recommended you undertake all contractors test valuations using this spreadsheet. (Details on the application of contract size adjustments can be found in the RCG 2023 Guidance notes). Where RV is calculated using the comparative method (rental method) the contract size adjustment should be made as follows: Select - SCAT code box ""P and M as an addition” within the 2023 Generic Contractors Test Spreadsheet facility. Or Where the spreadsheet is not used take the: Reciprocal of statutory de-capitalisation rate (i.e. 5% reciprocal = 20) multiply by rateable value of the buildings (before any overall end allowances are made and after making a notional deduction for the land value) and add to the ERC of P&M. Use resultant figure to calculate contract size adjustment. (Guidance Notes - Section 6) | The height of the tank influences cost, so two tanks with the same volume but different shapes may not cost the same. The cost build up includes for plates wire brushed and bitumen painted internally / externally with all necessary stays, cleats, nuts, bolts, sealing strips et cetera. Additions are required for: - Foundations, Support Structure and Pipe work. | The tank supports and foundations should be noted. Calculate volume, note design, what tank contains and age. | Supplying Water - Class 2, Table 2(e) Fire Protection - Class 2, Table 2(f) Accessories to Classes 1 and 2- List of Accessories (1) and (2)(v). | Class 2 proviso, i.e. used in connection with manufacturing operations or trade processes. Class 4 exception (d). | Foundations, Supports, Land Wells, Pumps, Boilers, Fire protection system. | It is assumed that the item forms part of an average size industrial, commercial or office complex. Where it would be normal to find more than one item in such a hereditament the ERC stated has been adjusted to reflect any number / quantity, discount. These figures are NOT one off figures. | Galvanised tanks require a 15 % addition to Cost guide figures. | Photo 1 - Typical supported Braithwaite type tank. Photo 2 - Tank on round concrete supports. | - | 20130 |  | Each | - | NA | NA | NA | 229458.6827 | Option 3 | 249298.9624 | 8.647% | 277271.8477 | 277891.5386 | 21.11% | 11.47% | 277891.5386 | 21.11% | Indexed | NA | VOA_GPN_GOV_UK\7246041 | 2019-08-30 | Low | - | High | Risk taken from previous CG | - | - | NA | Steel | NA | (BEAMS Note 1) The ERC for this item should be added to the total of the ERC of the other P&M items on the site and the Buildings ERC (where applicable) to enable the correct contract size adjustment to be made. ERC of P&M Items + ERC of Building Component’s = Total ERC (net figure rateable items only) to which contract size adjustment should be applied The 2021 Generic Contractors Test Spreadsheet has this facility built into the programme - it is recommended you undertake all contractors test valuations using this spreadsheet. (Details on the application of contract size adjustments can be found in the RCG 2021 Guidance notes). Where RV is calculated using the comparative method (rental method) the contract size adjustment should be made as follows: Select - SCAT code box "P and M as an addition” within the 2021 Generic Contractors Test Spreadsheet facility. Or Where the spreadsheet is not used take the: Reciprocal of statutory de-capitalisation rate (i.e. 5% reciprocal = 20) multiply by rateable value of the buildings (before any overall end allowances are made and after making a notional deduction for the land value) and add to the ERC of P&M. Use resultant figure to calculate contract size adjustment. (Guidance Notes - Section 6) | Photo 1 - Typical supported Braithwaite type tank. Photo 2 - Tank on round concrete supports. | - | 1 | TRUE
5511 | 215F30 | 7921 | 215F30 | Tanks | Braithwaite | Depth 4.88m (16ft) | 14.63m (48ft) x 14.63m (48ft) | - | Tanks - Potable Water - Braithwaite type. Braithwaite is a trade name that is used by the industry for this type of tank. Braithwaite tanks are mainly for water storage and are found sitting on brick or more commonly steel towers. In modern office complexes the tanks may be found on a building roof. Each panel has a distinctive raised pattern looking like a diagonal cross from a distance. Many modern tanks are of steel plate riveted/bolted/welded together with internal cross bracings . Today pitched / domed covers are normal however some open top tanks are produced. Approximate Guide: 6.10m (20ft) x 3.66m (12ft) x 1.22m (4ft) deep = 6,000 gallons 12.19m (40ft) x 9.75m (32) x 3.66m (12 ft) deep = 96,000 gallons 15.85m (52ft) x 15.85m (52ft) x 4.88m (16ft) deep = 270,000 gallons Plate Sizes:1.22m (4ft) x 1.22m (4ft) or 0.91m (3ft) x 0.91m (3ft) Plate Thickness: Usually 47mm (3/16) to 6.3mm (1/4) Gallons:1.82m3 (64 cubic feet) = 400 gallonsLitres:1m3 = 1000 litres. | Considered Not Applicable at time of Publication | (BEAMS Note 1) The ERC for this item should be added to the total of the ERC of the other P&M items on the site and the Buildings ERC (where applicable) to enable the correct contract size adjustment to be made. ERC of P&M Items + ERC of Building Component’s = Total ERC (net figure rateable items only) to which contract size adjustment should be applied The 2023 Generic Contractors Test Spreadsheet has this facility built into the programme - it is recommended you undertake all contractors test valuations using this spreadsheet. (Details on the application of contract size adjustments can be found in the RCG 2023 Guidance notes). Where RV is calculated using the comparative method (rental method) the contract size adjustment should be made as follows: Select - SCAT code box ""P and M as an addition” within the 2023 Generic Contractors Test Spreadsheet facility. Or Where the spreadsheet is not used take the: Reciprocal of statutory de-capitalisation rate (i.e. 5% reciprocal = 20) multiply by rateable value of the buildings (before any overall end allowances are made and after making a notional deduction for the land value) and add to the ERC of P&M. Use resultant figure to calculate contract size adjustment. (Guidance Notes - Section 6) | The height of the tank influences cost, so two tanks with the same volume but different shapes may not cost the same. The cost build up includes for plates wire brushed and bitumen painted internally / externally with all necessary stays, cleats, nuts, bolts, sealing strips et cetera. Additions are required for: - Foundations, Support Structure and Pipe work. | The tank supports and foundations should be noted. Calculate volume, note design, what tank contains and age. | Supplying Water - Class 2, Table 2(e) Fire Protection - Class 2, Table 2(f) Accessories to Classes 1 and 2- List of Accessories (1) and (2)(v). | Class 2 proviso, i.e. used in connection with manufacturing operations or trade processes. Class 4 exception (d). | Foundations, Supports, Land Wells, Pumps, Boilers, Fire protection system. | It is assumed that the item forms part of an average size industrial, commercial or office complex. Where it would be normal to find more than one item in such a hereditament the ERC stated has been adjusted to reflect any number / quantity, discount. These figures are NOT one off figures. | Galvanised tanks require a 15 % addition to Cost guide figures. | Photo 1 - Typical supported Braithwaite type tank. Photo 2 - Tank on round concrete supports. | - | 20130 |  | Each | - | NA | NA | NA | 262819.4799 | Option 3 | 285544.3206 | 8.647% | 317584.002 | 318293.7889 | 21.11% | 11.47% | 318293.7889 | 21.11% | Indexed | NA | VOA_GPN_GOV_UK\7246041 | 2019-08-30 | Low | - | High | Risk taken from previous CG | - | - | NA | Steel | NA | (BEAMS Note 1) The ERC for this item should be added to the total of the ERC of the other P&M items on the site and the Buildings ERC (where applicable) to enable the correct contract size adjustment to be made. ERC of P&M Items + ERC of Building Component’s = Total ERC (net figure rateable items only) to which contract size adjustment should be applied The 2021 Generic Contractors Test Spreadsheet has this facility built into the programme - it is recommended you undertake all contractors test valuations using this spreadsheet. (Details on the application of contract size adjustments can be found in the RCG 2021 Guidance notes). Where RV is calculated using the comparative method (rental method) the contract size adjustment should be made as follows: Select - SCAT code box "P and M as an addition” within the 2021 Generic Contractors Test Spreadsheet facility. Or Where the spreadsheet is not used take the: Reciprocal of statutory de-capitalisation rate (i.e. 5% reciprocal = 20) multiply by rateable value of the buildings (before any overall end allowances are made and after making a notional deduction for the land value) and add to the ERC of P&M. Use resultant figure to calculate contract size adjustment. (Guidance Notes - Section 6) | Photo 1 - Typical supported Braithwaite type tank. Photo 2 - Tank on round concrete supports. | - | 1 | TRUE
5512 | 215F31 | 7423 | 215F31 | Tanks | Braithwaite | Depth 4.88m (16ft) | 15.85m (52ft) x 15.85m (52ft) | - | Tanks - Potable Water - Braithwaite type. Braithwaite is a trade name that is used by the industry for this type of tank. Braithwaite tanks are mainly for water storage and are found sitting on brick or more commonly steel towers. In modern office complexes the tanks may be found on a building roof. Each panel has a distinctive raised pattern looking like a diagonal cross from a distance. Many modern tanks are of steel plate riveted/bolted/welded together with internal cross bracings . Today pitched / domed covers are normal however some open top tanks are produced. Approximate Guide: 6.10m (20ft) x 3.66m (12ft) x 1.22m (4ft) deep = 6,000 gallons 12.19m (40ft) x 9.75m (32) x 3.66m (12 ft) deep = 96,000 gallons 15.85m (52ft) x 15.85m (52ft) x 4.88m (16ft) deep = 270,000 gallons Plate Sizes:1.22m (4ft) x 1.22m (4ft) or 0.91m (3ft) x 0.91m (3ft) Plate Thickness: Usually 47mm (3/16) to 6.3mm (1/4) Gallons:1.82m3 (64 cubic feet) = 400 gallonsLitres:1m3 = 1000 litres. | Considered Not Applicable at time of Publication | (BEAMS Note 1) The ERC for this item should be added to the total of the ERC of the other P&M items on the site and the Buildings ERC (where applicable) to enable the correct contract size adjustment to be made. ERC of P&M Items + ERC of Building Component’s = Total ERC (net figure rateable items only) to which contract size adjustment should be applied The 2023 Generic Contractors Test Spreadsheet has this facility built into the programme - it is recommended you undertake all contractors test valuations using this spreadsheet. (Details on the application of contract size adjustments can be found in the RCG 2023 Guidance notes). Where RV is calculated using the comparative method (rental method) the contract size adjustment should be made as follows: Select - SCAT code box ""P and M as an addition” within the 2023 Generic Contractors Test Spreadsheet facility. Or Where the spreadsheet is not used take the: Reciprocal of statutory de-capitalisation rate (i.e. 5% reciprocal = 20) multiply by rateable value of the buildings (before any overall end allowances are made and after making a notional deduction for the land value) and add to the ERC of P&M. Use resultant figure to calculate contract size adjustment. (Guidance Notes - Section 6) | The height of the tank influences cost, so two tanks with the same volume but different shapes may not cost the same. The cost build up includes for plates wire brushed and bitumen painted internally / externally with all necessary stays, cleats, nuts, bolts, sealing strips et cetera. Additions are required for: - Foundations, Support Structure and Pipe work. | The tank supports and foundations should be noted. Calculate volume, note design, what tank contains and age. | Supplying Water - Class 2, Table 2(e) Fire Protection - Class 2, Table 2(f) Accessories to Classes 1 and 2- List of Accessories (1) and (2)(v). | Class 2 proviso, i.e. used in connection with manufacturing operations or trade processes. Class 4 exception (d). | Foundations, Supports, Land Wells, Pumps, Boilers, Fire protection system. | It is assumed that the item forms part of an average size industrial, commercial or office complex. Where it would be normal to find more than one item in such a hereditament the ERC stated has been adjusted to reflect any number / quantity, discount. These figures are NOT one off figures. | Galvanised tanks require a 15 % addition to Cost guide figures. | Photo 1 - Typical supported Braithwaite type tank. Photo 2 - Tank on round concrete supports. | - | 20130 |  | Each | - | NA | NA | NA | 298198.4373 | Option 3 | 323982.3402 | 8.647% | 360335.1624 | 361140.4964 | 21.11% | 11.47% | 361140.4964 | 21.11% | Indexed | NA | VOA_GPN_GOV_UK\7246041 | 2019-08-30 | Low | - | High | Risk taken from previous CG | - | - | NA | Steel | NA | (BEAMS Note 1) The ERC for this item should be added to the total of the ERC of the other P&M items on the site and the Buildings ERC (where applicable) to enable the correct contract size adjustment to be made. ERC of P&M Items + ERC of Building Component’s = Total ERC (net figure rateable items only) to which contract size adjustment should be applied The 2021 Generic Contractors Test Spreadsheet has this facility built into the programme - it is recommended you undertake all contractors test valuations using this spreadsheet. (Details on the application of contract size adjustments can be found in the RCG 2021 Guidance notes). Where RV is calculated using the comparative method (rental method) the contract size adjustment should be made as follows: Select - SCAT code box "P and M as an addition” within the 2021 Generic Contractors Test Spreadsheet facility. Or Where the spreadsheet is not used take the: Reciprocal of statutory de-capitalisation rate (i.e. 5% reciprocal = 20) multiply by rateable value of the buildings (before any overall end allowances are made and after making a notional deduction for the land value) and add to the ERC of P&M. Use resultant figure to calculate contract size adjustment. (Guidance Notes - Section 6) | Photo 1 - Typical supported Braithwaite type tank. Photo 2 - Tank on round concrete supports. | - | 1 | TRUE
| 215Q01 |  | 215Q01 | Tanks | Floating Membrane | Aluminium casing | < 12.5m diam | area of tank top | - | Considered Not Applicable at time of Publication | (BEAMS Note 1) The ERC for this item should be added to the total of the ERC of the other P&M items on the site and the Buildings ERC (where applicable) to enable the correct contract size adjustment to be made. ERC of P&M Items + ERC of Building Component’s = Total ERC (net figure rateable items only) to which contract size adjustment should be applied The 2023 Generic Contractors Test Spreadsheet has this facility built into the programme - it is recommended you undertake all contractors test valuations using this spreadsheet. (Details on the application of contract size adjustments can be found in the RCG 2023 Guidance notes). Where RV is calculated using the comparative method (rental method) the contract size adjustment should be made as follows: Select - SCAT code box ""P and M as an addition” within the 2023 Generic Contractors Test Spreadsheet facility. Or Where the spreadsheet is not used take the: Reciprocal of statutory de-capitalisation rate (i.e. 5% reciprocal = 20) multiply by rateable value of the buildings (before any overall end allowances are made and after making a notional deduction for the land value) and add to the ERC of P&M. Use resultant figure to calculate contract size adjustment. (Guidance Notes - Section 6) | - | - | - | - | - | - | - | - | - | - |  | m² | - | NA | NA | NA | 538.176 | Option 3 | 584.7097 | 8.647% |  | 0 | -100% | -100% | 584.7097 | 8.647% | Indexed | NA |  | 2021-09-30 |  |  |  | Indexed from NI RCG2020 | - | - | NA | Steel | NA |  |  |  |  | TRUE
| 215Q02 |  | 215Q02 | Tanks | Floating Membrane | Aluminium casing | 12.5m - 25.0m diam | area of tank top | - | Considered Not Applicable at time of Publication | (BEAMS Note 1) The ERC for this item should be added to the total of the ERC of the other P&M items on the site and the Buildings ERC (where applicable) to enable the correct contract size adjustment to be made. ERC of P&M Items + ERC of Building Component’s = Total ERC (net figure rateable items only) to which contract size adjustment should be applied The 2023 Generic Contractors Test Spreadsheet has this facility built into the programme - it is recommended you undertake all contractors test valuations using this spreadsheet. (Details on the application of contract size adjustments can be found in the RCG 2023 Guidance notes). Where RV is calculated using the comparative method (rental method) the contract size adjustment should be made as follows: Select - SCAT code box ""P and M as an addition” within the 2023 Generic Contractors Test Spreadsheet facility. Or Where the spreadsheet is not used take the: Reciprocal of statutory de-capitalisation rate (i.e. 5% reciprocal = 20) multiply by rateable value of the buildings (before any overall end allowances are made and after making a notional deduction for the land value) and add to the ERC of P&M. Use resultant figure to calculate contract size adjustment. (Guidance Notes - Section 6) | - | - | - | - | - | - | - | - | - | - |  | m² | - | NA | NA | NA | 518.606 | Option 3 | 563.4475 | 8.647% |  | 0 | -100% | -100% | 563.4475 | 8.647% | Indexed | NA |  | 2021-09-30 |  |  |  | Indexed from NI RCG2020 | - | - | NA | Steel | NA |  |  |  |  | TRUE
| 215Q03 |  | 215Q03 | Tanks | Floating Membrane | Aluminium casing | > 25m diam | area of tank top | - | Considered Not Applicable at time of Publication | (BEAMS Note 1) The ERC for this item should be added to the total of the ERC of the other P&M items on the site and the Buildings ERC (where applicable) to enable the correct contract size adjustment to be made. ERC of P&M Items + ERC of Building Component’s = Total ERC (net figure rateable items only) to which contract size adjustment should be applied The 2023 Generic Contractors Test Spreadsheet has this facility built into the programme - it is recommended you undertake all contractors test valuations using this spreadsheet. (Details on the application of contract size adjustments can be found in the RCG 2023 Guidance notes). Where RV is calculated using the comparative method (rental method) the contract size adjustment should be made as follows: Select - SCAT code box ""P and M as an addition” within the 2023 Generic Contractors Test Spreadsheet facility. Or Where the spreadsheet is not used take the: Reciprocal of statutory de-capitalisation rate (i.e. 5% reciprocal = 20) multiply by rateable value of the buildings (before any overall end allowances are made and after making a notional deduction for the land value) and add to the ERC of P&M. Use resultant figure to calculate contract size adjustment. (Guidance Notes - Section 6) | - | - | - | - | - | - | - | - | - | - |  | m² | - | NA | NA | NA | 489.2509 | Option 3 | 531.5543 | 8.647% |  | 0 | -100% | -100% | 531.5543 | 8.647% | Indexed | NA |  | 2021-09-30 |  |  |  | Indexed from NI RCG2020 | - | - | NA | Steel | NA |  |  |  |  | TRUE
5513 | 215G01 | 7427 | 215G01 | Tanks | Carbon Steel | Vertical (Cylindrical) not pressurised Flat Bottom | 1.98m diam x 4.57m ht | 1.6 tonnes | Tanks Storage - Vertical Similar to storage horizontal but whereas the horizontal tanks are laid on cradles or structural steelwork most vertical tanks are sitting on their own foundations. Flat base found in a single location or on a tank farm and can be in a tank complex or single free standing. May be supported by a skirt. They contain a variety of products but nothing under pressure. They may be steam heated or electrically heated. Made of mild steel 5mm - 6mm thick welded/bolted however depending on product stored could be produced in stainless steel/aluminium. Although small and would not normally be rated under Class 4 due to the provisions of (d) they are rateable under Class 1 or 2, irrespective of size and the accessories thereto with regard to storage of fuel for power plant or liquids for the service sections. Storage ranges 1000-30000 gallons. For large class 4 storage tanks see: - 215A-- Refinery tanks 215W-- Commercial tank farms. | Considered Not Applicable at time of Publication | (BEAMS Note 1) The ERC for this item should be added to the total of the ERC of the other P&M items on the site and the Buildings ERC (where applicable) to enable the correct contract size adjustment to be made. ERC of P&M Items + ERC of Building Component’s = Total ERC (net figure rateable items only) to which contract size adjustment should be applied The 2023 Generic Contractors Test Spreadsheet has this facility built into the programme - it is recommended you undertake all contractors test valuations using this spreadsheet. (Details on the application of contract size adjustments can be found in the RCG 2023 Guidance notes). Where RV is calculated using the comparative method (rental method) the contract size adjustment should be made as follows: Select - SCAT code box ""P and M as an addition” within the 2023 Generic Contractors Test Spreadsheet facility. Or Where the spreadsheet is not used take the: Reciprocal of statutory de-capitalisation rate (i.e. 5% reciprocal = 20) multiply by rateable value of the buildings (before any overall end allowances are made and after making a notional deduction for the land value) and add to the ERC of P&M. Use resultant figure to calculate contract size adjustment. (Guidance Notes - Section 6) | - | Tank diam and height and weight of tank in tonnes or plate thick ness to enable weight to be calculated. | Class 1 and Class 2 Accessories (1) and (2)(v) Class 2(f) Class 4 Table 4 | If Class 2 proviso applies Whole if under Class 4 and Class 4(d) limitation applies i.e. does not exceed 400m3 and is readily capable of being moved without substantial demolition to surrounding structures. | Foundations, settings, platforms, staging for plant and machinery. | It is assumed that the item forms part of an average size industrial, commercial or office complex. Where it would be normal to find more than one item in such a hereditament the ERC stated has been adjusted to reflect any number / quantity, discount. These figures are NOT one off figures. | - | Photo 1 - Firewater tank with skirt support. Door entry to pump area. Photo 2 Potable water carbon steel tank. | - | 20158 |  | Each | - | NA | NA | NA | 5967.6381 | Option 2 | 6483.6335 | 8.647% | 10520.8081 | 10544.3217 | 76.69% | 62.63% | 10544.3217 | 76.69% | Indexed | NA | VOA_GPN_GOV_UK\7246041 | 2019-08-30 | Low | - | High | Risk taken from previous CG | - | - | NA | Steel | NA | (BEAMS Note 1) The ERC for this item should be added to the total of the ERC of the other P&M items on the site and the Buildings ERC (where applicable) to enable the correct contract size adjustment to be made. ERC of P&M Items + ERC of Building Component’s = Total ERC (net figure rateable items only) to which contract size adjustment should be applied The 2021 Generic Contractors Test Spreadsheet has this facility built into the programme - it is recommended you undertake all contractors test valuations using this spreadsheet. (Details on the application of contract size adjustments can be found in the RCG 2021 Guidance notes). Where RV is calculated using the comparative method (rental method) the contract size adjustment should be made as follows: Select - SCAT code box "P and M as an addition” within the 2021 Generic Contractors Test Spreadsheet facility. Or Where the spreadsheet is not used take the: Reciprocal of statutory de-capitalisation rate (i.e. 5% reciprocal = 20) multiply by rateable value of the buildings (before any overall end allowances are made and after making a notional deduction for the land value) and add to the ERC of P&M. Use resultant figure to calculate contract size adjustment. (Guidance Notes - Section 6) | Photo 1 - Firewater tank with skirt support. Door entry to pump area. Photo 2 Potable water carbon steel tank. | - | 1 | TRUE
5514 | 215G02 | 7428 | 215G02 | Tanks | Carbon Steel | Vertical (Cylindrical) not pressurised Flat Bottom | 2.74m diam x 4.88m ht | 2.6 tonnes | Tanks Storage - Vertical Similar to storage horizontal but whereas the horizontal tanks are laid on cradles or structural steelwork most vertical tanks are sitting on their own foundations. Flat base found in a single location or on a tank farm and can be in a tank complex or single free standing. May be supported by a skirt. They contain a variety of products but nothing under pressure. They may be steam heated or electrically heated. Made of mild steel 5mm - 6mm thick welded/bolted however depending on product stored could be produced in stainless steel/aluminium. Although small and would not normally be rated under Class 4 due to the provisions of (d) they are rateable under Class 1 or 2, irrespective of size and the accessories thereto with regard to storage of fuel for power plant or liquids for the service sections. Storage ranges 1000-30000 gallons. For large class 4 storage tanks see: - 215A-- Refinery tanks 215W-- Commercial tank farms. | Considered Not Applicable at time of Publication | (BEAMS Note 1) The ERC for this item should be added to the total of the ERC of the other P&M items on the site and the Buildings ERC (where applicable) to enable the correct contract size adjustment to be made. ERC of P&M Items + ERC of Building Component’s = Total ERC (net figure rateable items only) to which contract size adjustment should be applied The 2023 Generic Contractors Test Spreadsheet has this facility built into the programme - it is recommended you undertake all contractors test valuations using this spreadsheet. (Details on the application of contract size adjustments can be found in the RCG 2023 Guidance notes). Where RV is calculated using the comparative method (rental method) the contract size adjustment should be made as follows: Select - SCAT code box ""P and M as an addition” within the 2023 Generic Contractors Test Spreadsheet facility. Or Where the spreadsheet is not used take the: Reciprocal of statutory de-capitalisation rate (i.e. 5% reciprocal = 20) multiply by rateable value of the buildings (before any overall end allowances are made and after making a notional deduction for the land value) and add to the ERC of P&M. Use resultant figure to calculate contract size adjustment. (Guidance Notes - Section 6) | - | Tank diam and height and weight of tank in tonnes or plate thick ness to enable weight to be calculated. | Class 1 and Class 2 Accessories (1) and (2)(v) Class 2(f) Class 4 Table 4 | If Class 2 proviso applies Whole if under Class 4 and Class 4(d) limitation applies i.e. does not exceed 400m3 and is readily capable of being moved without substantial demolition to surrounding structures. | Foundations, settings, platforms, staging for plant and machinery. | It is assumed that the item forms part of an average size industrial, commercial or office complex. Where it would be normal to find more than one item in such a hereditament the ERC stated has been adjusted to reflect any number / quantity, discount. These figures are NOT one off figures. | - | Photo 1 - Firewater tank with skirt support. Door entry to pump area. Photo 2 Potable water carbon steel tank. | - | 20158 |  | Each | - | NA | NA | NA | 8296.4725 | Option 2 | 9013.8319 | 8.647% | 14626.4893 | 14659.1789 | 76.69% | 62.63% | 14659.1789 | 76.69% | Indexed | NA | VOA_GPN_GOV_UK\7246041 | 2019-08-30 | Low | - | High | Risk taken from previous CG | - | - | NA | Steel | NA | (BEAMS Note 1) The ERC for this item should be added to the total of the ERC of the other P&M items on the site and the Buildings ERC (where applicable) to enable the correct contract size adjustment to be made. ERC of P&M Items + ERC of Building Component’s = Total ERC (net figure rateable items only) to which contract size adjustment should be applied The 2021 Generic Contractors Test Spreadsheet has this facility built into the programme - it is recommended you undertake all contractors test valuations using this spreadsheet. (Details on the application of contract size adjustments can be found in the RCG 2021 Guidance notes). Where RV is calculated using the comparative method (rental method) the contract size adjustment should be made as follows: Select - SCAT code box "P and M as an addition” within the 2021 Generic Contractors Test Spreadsheet facility. Or Where the spreadsheet is not used take the: Reciprocal of statutory de-capitalisation rate (i.e. 5% reciprocal = 20) multiply by rateable value of the buildings (before any overall end allowances are made and after making a notional deduction for the land value) and add to the ERC of P&M. Use resultant figure to calculate contract size adjustment. (Guidance Notes - Section 6) | Photo 1 - Firewater tank with skirt support. Door entry to pump area. Photo 2 Potable water carbon steel tank. | - | 1 | TRUE
5515 | 215G03 | 7430 | 215G03 | Tanks | Carbon Steel | Vertical (Cylindrical) not pressurised Flat Bottom | 2.74m diam x 7.93m ht | 4.4 tonnes | Tanks Storage - Vertical Similar to storage horizontal but whereas the horizontal tanks are laid on cradles or structural steelwork most vertical tanks are sitting on their own foundations. Flat base found in a single location or on a tank farm and can be in a tank complex or single free standing. May be supported by a skirt. They contain a variety of products but nothing under pressure. They may be steam heated or electrically heated. Made of mild steel 5mm - 6mm thick welded/bolted however depending on product stored could be produced in stainless steel/aluminium. Although small and would not normally be rated under Class 4 due to the provisions of (d) they are rateable under Class 1 or 2, irrespective of size and the accessories thereto with regard to storage of fuel for power plant or liquids for the service sections. Storage ranges 1000-30000 gallons. For large class 4 storage tanks see: - 215A-- Refinery tanks 215W-- Commercial tank farms. | Considered Not Applicable at time of Publication | (BEAMS Note 1) The ERC for this item should be added to the total of the ERC of the other P&M items on the site and the Buildings ERC (where applicable) to enable the correct contract size adjustment to be made. ERC of P&M Items + ERC of Building Component’s = Total ERC (net figure rateable items only) to which contract size adjustment should be applied The 2023 Generic Contractors Test Spreadsheet has this facility built into the programme - it is recommended you undertake all contractors test valuations using this spreadsheet. (Details on the application of contract size adjustments can be found in the RCG 2023 Guidance notes). Where RV is calculated using the comparative method (rental method) the contract size adjustment should be made as follows: Select - SCAT code box ""P and M as an addition” within the 2023 Generic Contractors Test Spreadsheet facility. Or Where the spreadsheet is not used take the: Reciprocal of statutory de-capitalisation rate (i.e. 5% reciprocal = 20) multiply by rateable value of the buildings (before any overall end allowances are made and after making a notional deduction for the land value) and add to the ERC of P&M. Use resultant figure to calculate contract size adjustment. (Guidance Notes - Section 6) | - | Tank diam and height and weight of tank in tonnes or plate thick ness to enable weight to be calculated. | Class 1 and Class 2 Accessories (1) and (2)(v) Class 2(f) Class 4 Table 4 | If Class 2 proviso applies Whole if under Class 4 and Class 4(d) limitation applies i.e. does not exceed 400m3 and is readily capable of being moved without substantial demolition to surrounding structures. | Foundations, settings, platforms, staging for plant and machinery. | It is assumed that the item forms part of an average size industrial, commercial or office complex. Where it would be normal to find more than one item in such a hereditament the ERC stated has been adjusted to reflect any number / quantity, discount. These figures are NOT one off figures. | - | Photo 1 - Firewater tank with skirt support. Door entry to pump area. Photo 2 Potable water carbon steel tank. | - | 20158 |  | Each | - | NA | NA | NA | 10548.2499 | Option 2 | 11460.3105 | 8.647% | 18596.3208 | 18637.8828 | 76.69% | 62.63% | 18637.8828 | 76.69% | Indexed | NA | VOA_GPN_GOV_UK\7246041 | 2019-08-30 | Low | - | High | Risk taken from previous CG | - | - | NA | Steel | NA | (BEAMS Note 1) The ERC for this item should be added to the total of the ERC of the other P&M items on the site and the Buildings ERC (where applicable) to enable the correct contract size adjustment to be made. ERC of P&M Items + ERC of Building Component’s = Total ERC (net figure rateable items only) to which contract size adjustment should be applied The 2021 Generic Contractors Test Spreadsheet has this facility built into the programme - it is recommended you undertake all contractors test valuations using this spreadsheet. (Details on the application of contract size adjustments can be found in the RCG 2021 Guidance notes). Where RV is calculated using the comparative method (rental method) the contract size adjustment should be made as follows: Select - SCAT code box "P and M as an addition” within the 2021 Generic Contractors Test Spreadsheet facility. Or Where the spreadsheet is not used take the: Reciprocal of statutory de-capitalisation rate (i.e. 5% reciprocal = 20) multiply by rateable value of the buildings (before any overall end allowances are made and after making a notional deduction for the land value) and add to the ERC of P&M. Use resultant figure to calculate contract size adjustment. (Guidance Notes - Section 6) | Photo 1 - Firewater tank with skirt support. Door entry to pump area. Photo 2 Potable water carbon steel tank. | - | 1 | TRUE
5516 | 215G04 | 7431 | 215G04 | Tanks | Carbon Steel | Vertical (Cylindrical) not pressurised Flat Bottom | 3.66m diam x 6.71m ht | 5.4 tonnes | Tanks Storage - Vertical Similar to storage horizontal but whereas the horizontal tanks are laid on cradles or structural steelwork most vertical tanks are sitting on their own foundations. Flat base found in a single location or on a tank farm and can be in a tank complex or single free standing. May be supported by a skirt. They contain a variety of products but nothing under pressure. They may be steam heated or electrically heated. Made of mild steel 5mm - 6mm thick welded/bolted however depending on product stored could be produced in stainless steel/aluminium. Although small and would not normally be rated under Class 4 due to the provisions of (d) they are rateable under Class 1 or 2, irrespective of size and the accessories thereto with regard to storage of fuel for power plant or liquids for the service sections. Storage ranges 1000-30000 gallons. For large class 4 storage tanks see: - 215A-- Refinery tanks 215W-- Commercial tank farms. | Considered Not Applicable at time of Publication | (BEAMS Note 1) The ERC for this item should be added to the total of the ERC of the other P&M items on the site and the Buildings ERC (where applicable) to enable the correct contract size adjustment to be made. ERC of P&M Items + ERC of Building Component’s = Total ERC (net figure rateable items only) to which contract size adjustment should be applied The 2023 Generic Contractors Test Spreadsheet has this facility built into the programme - it is recommended you undertake all contractors test valuations using this spreadsheet. (Details on the application of contract size adjustments can be found in the RCG 2023 Guidance notes). Where RV is calculated using the comparative method (rental method) the contract size adjustment should be made as follows: Select - SCAT code box ""P and M as an addition” within the 2023 Generic Contractors Test Spreadsheet facility. Or Where the spreadsheet is not used take the: Reciprocal of statutory de-capitalisation rate (i.e. 5% reciprocal = 20) multiply by rateable value of the buildings (before any overall end allowances are made and after making a notional deduction for the land value) and add to the ERC of P&M. Use resultant figure to calculate contract size adjustment. (Guidance Notes - Section 6) | - | Tank diam and height and weight of tank in tonnes or plate thick ness to enable weight to be calculated. | Class 1 and Class 2 Accessories (1) and (2)(v) Class 2(f) Class 4 Table 4 | If Class 2 proviso applies Whole if under Class 4 and Class 4(d) limitation applies i.e. does not exceed 400m3 and is readily capable of being moved without substantial demolition to surrounding structures. | Foundations, settings, platforms, staging for plant and machinery. | It is assumed that the item forms part of an average size industrial, commercial or office complex. Where it would be normal to find more than one item in such a hereditament the ERC stated has been adjusted to reflect any number / quantity, discount. These figures are NOT one off figures. | - | Photo 1 - Firewater tank with skirt support. Door entry to pump area. Photo 2 Potable water carbon steel tank. | - | 20158 |  | Each | - | NA | NA | NA | 13001.2317 | Option 2 | 14125.3908 | 8.647% | 22920.8711 | 22972.0982 | 76.69% | 62.63% | 22972.0982 | 76.69% | Indexed | NA | VOA_GPN_GOV_UK\7246041 | 2019-08-30 | Low | - | High | Risk taken from previous CG | - | - | NA | Steel | NA | (BEAMS Note 1) The ERC for this item should be added to the total of the ERC of the other P&M items on the site and the Buildings ERC (where applicable) to enable the correct contract size adjustment to be made. ERC of P&M Items + ERC of Building Component’s = Total ERC (net figure rateable items only) to which contract size adjustment should be applied The 2021 Generic Contractors Test Spreadsheet has this facility built into the programme - it is recommended you undertake all contractors test valuations using this spreadsheet. (Details on the application of contract size adjustments can be found in the RCG 2021 Guidance notes). Where RV is calculated using the comparative method (rental method) the contract size adjustment should be made as follows: Select - SCAT code box "P and M as an addition” within the 2021 Generic Contractors Test Spreadsheet facility. Or Where the spreadsheet is not used take the: Reciprocal of statutory de-capitalisation rate (i.e. 5% reciprocal = 20) multiply by rateable value of the buildings (before any overall end allowances are made and after making a notional deduction for the land value) and add to the ERC of P&M. Use resultant figure to calculate contract size adjustment. (Guidance Notes - Section 6) | Photo 1 - Firewater tank with skirt support. Door entry to pump area. Photo 2 Potable water carbon steel tank. | - | 1 | TRUE
5517 | 215G05 | 7432 | 215G05 | Tanks | Carbon Steel | Vertical (Cylindrical) not pressurised Flat Bottom | 3.96m diam x 7.62m ht | 6.9 tonnes | Tanks Storage - Vertical Similar to storage horizontal but whereas the horizontal tanks are laid on cradles or structural steelwork most vertical tanks are sitting on their own foundations. Flat base found in a single location or on a tank farm and can be in a tank complex or single free standing. May be supported by a skirt. They contain a variety of products but nothing under pressure. They may be steam heated or electrically heated. Made of mild steel 5mm - 6mm thick welded/bolted however depending on product stored could be produced in stainless steel/aluminium. Although small and would not normally be rated under Class 4 due to the provisions of (d) they are rateable under Class 1 or 2, irrespective of size and the accessories thereto with regard to storage of fuel for power plant or liquids for the service sections. Storage ranges 1000-30000 gallons. For large class 4 storage tanks see: - 215A-- Refinery tanks 215W-- Commercial tank farms. | Considered Not Applicable at time of Publication | (BEAMS Note 1) The ERC for this item should be added to the total of the ERC of the other P&M items on the site and the Buildings ERC (where applicable) to enable the correct contract size adjustment to be made. ERC of P&M Items + ERC of Building Component’s = Total ERC (net figure rateable items only) to which contract size adjustment should be applied The 2023 Generic Contractors Test Spreadsheet has this facility built into the programme - it is recommended you undertake all contractors test valuations using this spreadsheet. (Details on the application of contract size adjustments can be found in the RCG 2023 Guidance notes). Where RV is calculated using the comparative method (rental method) the contract size adjustment should be made as follows: Select - SCAT code box ""P and M as an addition” within the 2023 Generic Contractors Test Spreadsheet facility. Or Where the spreadsheet is not used take the: Reciprocal of statutory de-capitalisation rate (i.e. 5% reciprocal = 20) multiply by rateable value of the buildings (before any overall end allowances are made and after making a notional deduction for the land value) and add to the ERC of P&M. Use resultant figure to calculate contract size adjustment. (Guidance Notes - Section 6) | - | Tank diam and height and weight of tank in tonnes or plate thick ness to enable weight to be calculated. | Class 1 and Class 2 Accessories (1) and (2)(v) Class 2(f) Class 4 Table 4 | If Class 2 proviso applies Whole if under Class 4 and Class 4(d) limitation applies i.e. does not exceed 400m3 and is readily capable of being moved without substantial demolition to surrounding structures. | Foundations, settings, platforms, staging for plant and machinery. | It is assumed that the item forms part of an average size industrial, commercial or office complex. Where it would be normal to find more than one item in such a hereditament the ERC stated has been adjusted to reflect any number / quantity, discount. These figures are NOT one off figures. | - | Photo 1 - Firewater tank with skirt support. Door entry to pump area. Photo 2 Potable water carbon steel tank. | - | 20158 |  | Each | - | NA | NA | NA | 14520.9674 | Option 2 | 15776.5313 | 8.647% | 25600.1299 | 25657.3452 | 76.69% | 62.63% | 25657.3452 | 76.69% | Indexed | NA | VOA_GPN_GOV_UK\7246041 | 2019-08-30 | Low | - | High | Risk taken from previous CG | - | - | NA | Steel | NA | (BEAMS Note 1) The ERC for this item should be added to the total of the ERC of the other P&M items on the site and the Buildings ERC (where applicable) to enable the correct contract size adjustment to be made. ERC of P&M Items + ERC of Building Component’s = Total ERC (net figure rateable items only) to which contract size adjustment should be applied The 2021 Generic Contractors Test Spreadsheet has this facility built into the programme - it is recommended you undertake all contractors test valuations using this spreadsheet. (Details on the application of contract size adjustments can be found in the RCG 2021 Guidance notes). Where RV is calculated using the comparative method (rental method) the contract size adjustment should be made as follows: Select - SCAT code box "P and M as an addition” within the 2021 Generic Contractors Test Spreadsheet facility. Or Where the spreadsheet is not used take the: Reciprocal of statutory de-capitalisation rate (i.e. 5% reciprocal = 20) multiply by rateable value of the buildings (before any overall end allowances are made and after making a notional deduction for the land value) and add to the ERC of P&M. Use resultant figure to calculate contract size adjustment. (Guidance Notes - Section 6) | Photo 1 - Firewater tank with skirt support. Door entry to pump area. Photo 2 Potable water carbon steel tank. | - | 1 | TRUE
5518 | 215G06 | 7433 | 215G06 | Tanks | Carbon Steel | Vertical (Cylindrical) not pressurised Flat Bottom | 3.35m diam x 13.10m ht | 8.2 tonnes | Tanks Storage - Vertical Similar to storage horizontal but whereas the horizontal tanks are laid on cradles or structural steelwork most vertical tanks are sitting on their own foundations. Flat base found in a single location or on a tank farm and can be in a tank complex or single free standing. May be supported by a skirt. They contain a variety of products but nothing under pressure. They may be steam heated or electrically heated. Made of mild steel 5mm - 6mm thick welded/bolted however depending on product stored could be produced in stainless steel/aluminium. Although small and would not normally be rated under Class 4 due to the provisions of (d) they are rateable under Class 1 or 2, irrespective of size and the accessories thereto with regard to storage of fuel for power plant or liquids for the service sections. Storage ranges 1000-30000 gallons. For large class 4 storage tanks see: - 215A-- Refinery tanks 215W-- Commercial tank farms. | Considered Not Applicable at time of Publication | (BEAMS Note 1) The ERC for this item should be added to the total of the ERC of the other P&M items on the site and the Buildings ERC (where applicable) to enable the correct contract size adjustment to be made. ERC of P&M Items + ERC of Building Component’s = Total ERC (net figure rateable items only) to which contract size adjustment should be applied The 2023 Generic Contractors Test Spreadsheet has this facility built into the programme - it is recommended you undertake all contractors test valuations using this spreadsheet. (Details on the application of contract size adjustments can be found in the RCG 2023 Guidance notes). Where RV is calculated using the comparative method (rental method) the contract size adjustment should be made as follows: Select - SCAT code box ""P and M as an addition” within the 2023 Generic Contractors Test Spreadsheet facility. Or Where the spreadsheet is not used take the: Reciprocal of statutory de-capitalisation rate (i.e. 5% reciprocal = 20) multiply by rateable value of the buildings (before any overall end allowances are made and after making a notional deduction for the land value) and add to the ERC of P&M. Use resultant figure to calculate contract size adjustment. (Guidance Notes - Section 6) | - | Tank diam and height and weight of tank in tonnes or plate thick ness to enable weight to be calculated. | Class 1 and Class 2 Accessories (1) and (2)(v) Class 2(f) Class 4 Table 4 | If Class 2 proviso applies Whole if under Class 4 and Class 4(d) limitation applies i.e. does not exceed 400m3 and is readily capable of being moved without substantial demolition to surrounding structures. | Foundations, settings, platforms, staging for plant and machinery. | It is assumed that the item forms part of an average size industrial, commercial or office complex. Where it would be normal to find more than one item in such a hereditament the ERC stated has been adjusted to reflect any number / quantity, discount. These figures are NOT one off figures. | - | Photo 1 - Firewater tank with skirt support. Door entry to pump area. Photo 2 Potable water carbon steel tank. | - | 20158 |  | Each | - | NA | NA | NA | 17222.244 | Option 2 | 18711.3755 | 8.647% | 30362.4183 | 30430.277 | 76.69% | 62.63% | 30430.277 | 76.69% | Indexed | NA | VOA_GPN_GOV_UK\7246041 | 2019-08-30 | Low | - | High | Risk taken from previous CG | - | - | NA | Steel | NA | (BEAMS Note 1) The ERC for this item should be added to the total of the ERC of the other P&M items on the site and the Buildings ERC (where applicable) to enable the correct contract size adjustment to be made. ERC of P&M Items + ERC of Building Component’s = Total ERC (net figure rateable items only) to which contract size adjustment should be applied The 2021 Generic Contractors Test Spreadsheet has this facility built into the programme - it is recommended you undertake all contractors test valuations using this spreadsheet. (Details on the application of contract size adjustments can be found in the RCG 2021 Guidance notes). Where RV is calculated using the comparative method (rental method) the contract size adjustment should be made as follows: Select - SCAT code box "P and M as an addition” within the 2021 Generic Contractors Test Spreadsheet facility. Or Where the spreadsheet is not used take the: Reciprocal of statutory de-capitalisation rate (i.e. 5% reciprocal = 20) multiply by rateable value of the buildings (before any overall end allowances are made and after making a notional deduction for the land value) and add to the ERC of P&M. Use resultant figure to calculate contract size adjustment. (Guidance Notes - Section 6) | Photo 1 - Firewater tank with skirt support. Door entry to pump area. Photo 2 Potable water carbon steel tank. | - | 1 | TRUE
5519 | 215G07 | 7434 | 215G07 | Tanks | Carbon Steel | Vertical (Cylindrical) not pressurised Flat Bottom | 3.96m diam x 9.14m ht | 7.8 tonnes | Tanks Storage - Vertical Similar to storage horizontal but whereas the horizontal tanks are laid on cradles or structural steelwork most vertical tanks are sitting on their own foundations. Flat base found in a single location or on a tank farm and can be in a tank complex or single free standing. May be supported by a skirt. They contain a variety of products but nothing under pressure. They may be steam heated or electrically heated. Made of mild steel 5mm - 6mm thick welded/bolted however depending on product stored could be produced in stainless steel/aluminium. Although small and would not normally be rated under Class 4 due to the provisions of (d) they are rateable under Class 1 or 2, irrespective of size and the accessories thereto with regard to storage of fuel for power plant or liquids for the service sections. Storage ranges 1000-30000 gallons. For large class 4 storage tanks see: - 215A-- Refinery tanks 215W-- Commercial tank farms. | Considered Not Applicable at time of Publication | (BEAMS Note 1) The ERC for this item should be added to the total of the ERC of the other P&M items on the site and the Buildings ERC (where applicable) to enable the correct contract size adjustment to be made. ERC of P&M Items + ERC of Building Component’s = Total ERC (net figure rateable items only) to which contract size adjustment should be applied The 2023 Generic Contractors Test Spreadsheet has this facility built into the programme - it is recommended you undertake all contractors test valuations using this spreadsheet. (Details on the application of contract size adjustments can be found in the RCG 2023 Guidance notes). Where RV is calculated using the comparative method (rental method) the contract size adjustment should be made as follows: Select - SCAT code box ""P and M as an addition” within the 2023 Generic Contractors Test Spreadsheet facility. Or Where the spreadsheet is not used take the: Reciprocal of statutory de-capitalisation rate (i.e. 5% reciprocal = 20) multiply by rateable value of the buildings (before any overall end allowances are made and after making a notional deduction for the land value) and add to the ERC of P&M. Use resultant figure to calculate contract size adjustment. (Guidance Notes - Section 6) | - | Tank diam and height and weight of tank in tonnes or plate thick ness to enable weight to be calculated. | Class 1 and Class 2 Accessories (1) and (2)(v) Class 2(f) Class 4 Table 4 | If Class 2 proviso applies Whole if under Class 4 and Class 4(d) limitation applies i.e. does not exceed 400m3 and is readily capable of being moved without substantial demolition to surrounding structures. | Foundations, settings, platforms, staging for plant and machinery. | It is assumed that the item forms part of an average size industrial, commercial or office complex. Where it would be normal to find more than one item in such a hereditament the ERC stated has been adjusted to reflect any number / quantity, discount. These figures are NOT one off figures. | - | Photo 1 - Firewater tank with skirt support. Door entry to pump area. Photo 2 Potable water carbon steel tank. | - | 20158 |  | Each | - | NA | NA | NA | 17051.0062 | Option 2 | 18525.3315 | 8.647% | 30060.5299 | 30127.714 | 76.69% | 62.63% | 30127.714 | 76.69% | Indexed | NA | VOA_GPN_GOV_UK\7246041 | 2019-08-30 | Low | - | High | Risk taken from previous CG | - | - | NA | Steel | NA | (BEAMS Note 1) The ERC for this item should be added to the total of the ERC of the other P&M items on the site and the Buildings ERC (where applicable) to enable the correct contract size adjustment to be made. ERC of P&M Items + ERC of Building Component’s = Total ERC (net figure rateable items only) to which contract size adjustment should be applied The 2021 Generic Contractors Test Spreadsheet has this facility built into the programme - it is recommended you undertake all contractors test valuations using this spreadsheet. (Details on the application of contract size adjustments can be found in the RCG 2021 Guidance notes). Where RV is calculated using the comparative method (rental method) the contract size adjustment should be made as follows: Select - SCAT code box "P and M as an addition” within the 2021 Generic Contractors Test Spreadsheet facility. Or Where the spreadsheet is not used take the: Reciprocal of statutory de-capitalisation rate (i.e. 5% reciprocal = 20) multiply by rateable value of the buildings (before any overall end allowances are made and after making a notional deduction for the land value) and add to the ERC of P&M. Use resultant figure to calculate contract size adjustment. (Guidance Notes - Section 6) | Photo 1 - Firewater tank with skirt support. Door entry to pump area. Photo 2 Potable water carbon steel tank. | - | 1 | TRUE
5520 | 215G08 | 7435 | 215G08 | Tanks | Carbon Steel | Vertical (Cylindrical) not pressurised Flat Bottom | 4.1m diam x 12.19m ht | 10.0 tonnes | Tanks Storage - Vertical Similar to storage horizontal but whereas the horizontal tanks are laid on cradles or structural steelwork most vertical tanks are sitting on their own foundations. Flat base found in a single location or on a tank farm and can be in a tank complex or single free standing. May be supported by a skirt. They contain a variety of products but nothing under pressure. They may be steam heated or electrically heated. Made of mild steel 5mm - 6mm thick welded/bolted however depending on product stored could be produced in stainless steel/aluminium. Although small and would not normally be rated under Class 4 due to the provisions of (d) they are rateable under Class 1 or 2, irrespective of size and the accessories thereto with regard to storage of fuel for power plant or liquids for the service sections. Storage ranges 1000-30000 gallons. For large class 4 storage tanks see: - 215A-- Refinery tanks 215W-- Commercial tank farms. | Considered Not Applicable at time of Publication | (BEAMS Note 1) The ERC for this item should be added to the total of the ERC of the other P&M items on the site and the Buildings ERC (where applicable) to enable the correct contract size adjustment to be made. ERC of P&M Items + ERC of Building Component’s = Total ERC (net figure rateable items only) to which contract size adjustment should be applied The 2023 Generic Contractors Test Spreadsheet has this facility built into the programme - it is recommended you undertake all contractors test valuations using this spreadsheet. (Details on the application of contract size adjustments can be found in the RCG 2023 Guidance notes). Where RV is calculated using the comparative method (rental method) the contract size adjustment should be made as follows: Select - SCAT code box ""P and M as an addition” within the 2023 Generic Contractors Test Spreadsheet facility. Or Where the spreadsheet is not used take the: Reciprocal of statutory de-capitalisation rate (i.e. 5% reciprocal = 20) multiply by rateable value of the buildings (before any overall end allowances are made and after making a notional deduction for the land value) and add to the ERC of P&M. Use resultant figure to calculate contract size adjustment. (Guidance Notes - Section 6) | - | Tank diam and height and weight of tank in tonnes or plate thick ness to enable weight to be calculated. | Class 1 and Class 2 Accessories (1) and (2)(v) Class 2(f) Class 4 Table 4 | If Class 2 proviso applies Whole if under Class 4 and Class 4(d) limitation applies i.e. does not exceed 400m3 and is readily capable of being moved without substantial demolition to surrounding structures. | Foundations, settings, platforms, staging for plant and machinery. | It is assumed that the item forms part of an average size industrial, commercial or office complex. Where it would be normal to find more than one item in such a hereditament the ERC stated has been adjusted to reflect any number / quantity, discount. These figures are NOT one off figures. | - | Photo 1 - Firewater tank with skirt support. Door entry to pump area. Photo 2 Potable water carbon steel tank. | - | 20158 |  | Each | - | NA | NA | NA | 25856.9113 | Option 2 | 28092.6443 | 8.647% | 45585.1371 | 45687.0179 | 76.69% | 62.63% | 45687.0179 | 76.69% | Indexed | NA | VOA_GPN_GOV_UK\7246041 | 2019-08-30 | Low | - | High | Risk taken from previous CG | - | - | NA | Steel | NA | (BEAMS Note 1) The ERC for this item should be added to the total of the ERC of the other P&M items on the site and the Buildings ERC (where applicable) to enable the correct contract size adjustment to be made. ERC of P&M Items + ERC of Building Component’s = Total ERC (net figure rateable items only) to which contract size adjustment should be applied The 2021 Generic Contractors Test Spreadsheet has this facility built into the programme - it is recommended you undertake all contractors test valuations using this spreadsheet. (Details on the application of contract size adjustments can be found in the RCG 2021 Guidance notes). Where RV is calculated using the comparative method (rental method) the contract size adjustment should be made as follows: Select - SCAT code box "P and M as an addition” within the 2021 Generic Contractors Test Spreadsheet facility. Or Where the spreadsheet is not used take the: Reciprocal of statutory de-capitalisation rate (i.e. 5% reciprocal = 20) multiply by rateable value of the buildings (before any overall end allowances are made and after making a notional deduction for the land value) and add to the ERC of P&M. Use resultant figure to calculate contract size adjustment. (Guidance Notes - Section 6) | Photo 1 - Firewater tank with skirt support. Door entry to pump area. Photo 2 Potable water carbon steel tank. | - | 1 | TRUE
5521 | 215G51 | 7448 | 215G51 | Tanks | Carbon Steel | Vertical (Cylindrical) not pressurised including skirt | 1.98m diam x 4.57m ht | 1.6 tonnes | Carbon Steel Skirt bottomed Tank. | Considered Not Applicable at time of Publication | (BEAMS Note 1) The ERC for this item should be added to the total of the ERC of the other P&M items on the site and the Buildings ERC (where applicable) to enable the correct contract size adjustment to be made. ERC of P&M Items + ERC of Building Component’s = Total ERC (net figure rateable items only) to which contract size adjustment should be applied The 2023 Generic Contractors Test Spreadsheet has this facility built into the programme - it is recommended you undertake all contractors test valuations using this spreadsheet. (Details on the application of contract size adjustments can be found in the RCG 2023 Guidance notes). Where RV is calculated using the comparative method (rental method) the contract size adjustment should be made as follows: Select - SCAT code box ""P and M as an addition” within the 2023 Generic Contractors Test Spreadsheet facility. Or Where the spreadsheet is not used take the: Reciprocal of statutory de-capitalisation rate (i.e. 5% reciprocal = 20) multiply by rateable value of the buildings (before any overall end allowances are made and after making a notional deduction for the land value) and add to the ERC of P&M. Use resultant figure to calculate contract size adjustment. (Guidance Notes - Section 6) | Includes skirt cost. Excludes foundation costs and any heating or insulation. | Diameter and height of tank together with weight in tonnes of tank. | Class 1 and Class 2 Accessories (1) and (2)(v) Class 2(f) Class 4 Table 4 | If Class 2 proviso applies Whole if under Class 4 and Class 4(d) limitation applies i.e. does not exceed 400m3 and is readily capable of being moved without substantial demolition to surrounding structures. | Foundations, settings, platforms, staging for plant and machinery. | It is assumed that the item forms part of an average size industrial, commercial or office complex. Where it would be normal to find more than one item in such a hereditament the ERC stated has been adjusted to reflect any number / quantity, discount. These figures are NOT one off figures. | - | Photo 1 -Carbon steel tank including metal skirt | - | 20158 |  | Each | one | NA | NA | NA | 6935.1318 | Option 2 | 7534.7821 | 8.647% | 12226.4772 | 12253.8028 | 76.69% | 62.63% | 12253.8028 | 76.69% | Indexed | NA | VOA_GPN_GOV_UK\7246041 | 2019-08-30 | Low | - | High | Risk taken from previous CG | - | - | NA | Steel | NA | (BEAMS Note 1) The ERC for this item should be added to the total of the ERC of the other P&M items on the site and the Buildings ERC (where applicable) to enable the correct contract size adjustment to be made. ERC of P&M Items + ERC of Building Component’s = Total ERC (net figure rateable items only) to which contract size adjustment should be applied The 2021 Generic Contractors Test Spreadsheet has this facility built into the programme - it is recommended you undertake all contractors test valuations using this spreadsheet. (Details on the application of contract size adjustments can be found in the RCG 2021 Guidance notes). Where RV is calculated using the comparative method (rental method) the contract size adjustment should be made as follows: Select - SCAT code box "P and M as an addition” within the 2021 Generic Contractors Test Spreadsheet facility. Or Where the spreadsheet is not used take the: Reciprocal of statutory de-capitalisation rate (i.e. 5% reciprocal = 20) multiply by rateable value of the buildings (before any overall end allowances are made and after making a notional deduction for the land value) and add to the ERC of P&M. Use resultant figure to calculate contract size adjustment. (Guidance Notes - Section 6) | Photo 1 -Carbon steel tank including metal skirt | - | 1 | TRUE
5522 | 215G52 | 7449 | 215G52 | Tanks | Carbon Steel | Vertical (Cylindrical) not pressurised including skirt | 2.74m diam x 4.88m ht | 2.6 tonnes | Carbon Steel Skirt bottomed Tank. | Considered Not Applicable at time of Publication | (BEAMS Note 1) The ERC for this item should be added to the total of the ERC of the other P&M items on the site and the Buildings ERC (where applicable) to enable the correct contract size adjustment to be made. ERC of P&M Items + ERC of Building Component’s = Total ERC (net figure rateable items only) to which contract size adjustment should be applied The 2023 Generic Contractors Test Spreadsheet has this facility built into the programme - it is recommended you undertake all contractors test valuations using this spreadsheet. (Details on the application of contract size adjustments can be found in the RCG 2023 Guidance notes). Where RV is calculated using the comparative method (rental method) the contract size adjustment should be made as follows: Select - SCAT code box ""P and M as an addition” within the 2023 Generic Contractors Test Spreadsheet facility. Or Where the spreadsheet is not used take the: Reciprocal of statutory de-capitalisation rate (i.e. 5% reciprocal = 20) multiply by rateable value of the buildings (before any overall end allowances are made and after making a notional deduction for the land value) and add to the ERC of P&M. Use resultant figure to calculate contract size adjustment. (Guidance Notes - Section 6) | Includes skirt cost. Excludes foundation costs and any heating or insulation. | Diameter and height of tank together with weight in tonnes of tank. | Class 1 and Class 2 Accessories (1) and (2)(v) Class 2(f) Class 4 Table 4 | If Class 2 proviso applies Whole if under Class 4 and Class 4(d) limitation applies i.e. does not exceed 400m3 and is readily capable of being moved without substantial demolition to surrounding structures. | Foundations, settings, platforms, staging for plant and machinery. | It is assumed that the item forms part of an average size industrial, commercial or office complex. Where it would be normal to find more than one item in such a hereditament the ERC stated has been adjusted to reflect any number / quantity, discount. These figures are NOT one off figures. | - | Photo 1 -Carbon steel tank including metal skirt | - | 20158 |  | Each | one | NA | NA | NA | 9829.051 | Option 2 | 10678.9257 | 8.647% | 17328.3898 | 17367.1181 | 76.69% | 62.63% | 17367.1181 | 76.69% | Indexed | NA | VOA_GPN_GOV_UK\7246041 | 2019-08-30 | Low | - | High | Risk taken from previous CG | - | - | NA | Steel | NA | (BEAMS Note 1) The ERC for this item should be added to the total of the ERC of the other P&M items on the site and the Buildings ERC (where applicable) to enable the correct contract size adjustment to be made. ERC of P&M Items + ERC of Building Component’s = Total ERC (net figure rateable items only) to which contract size adjustment should be applied The 2021 Generic Contractors Test Spreadsheet has this facility built into the programme - it is recommended you undertake all contractors test valuations using this spreadsheet. (Details on the application of contract size adjustments can be found in the RCG 2021 Guidance notes). Where RV is calculated using the comparative method (rental method) the contract size adjustment should be made as follows: Select - SCAT code box "P and M as an addition” within the 2021 Generic Contractors Test Spreadsheet facility. Or Where the spreadsheet is not used take the: Reciprocal of statutory de-capitalisation rate (i.e. 5% reciprocal = 20) multiply by rateable value of the buildings (before any overall end allowances are made and after making a notional deduction for the land value) and add to the ERC of P&M. Use resultant figure to calculate contract size adjustment. (Guidance Notes - Section 6) | Photo 1 -Carbon steel tank including metal skirt | - | 1 | TRUE
5523 | 215G53 | 7450 | 215G53 | Tanks | Carbon Steel | Vertical (Cylindrical) not pressurised including skirt | 2.74m diam x 7.93m ht | 4.4 tonnes | Carbon Steel Skirt bottomed Tank. | Considered Not Applicable at time of Publication | (BEAMS Note 1) The ERC for this item should be added to the total of the ERC of the other P&M items on the site and the Buildings ERC (where applicable) to enable the correct contract size adjustment to be made. ERC of P&M Items + ERC of Building Component’s = Total ERC (net figure rateable items only) to which contract size adjustment should be applied The 2023 Generic Contractors Test Spreadsheet has this facility built into the programme - it is recommended you undertake all contractors test valuations using this spreadsheet. (Details on the application of contract size adjustments can be found in the RCG 2023 Guidance notes). Where RV is calculated using the comparative method (rental method) the contract size adjustment should be made as follows: Select - SCAT code box ""P and M as an addition” within the 2023 Generic Contractors Test Spreadsheet facility. Or Where the spreadsheet is not used take the: Reciprocal of statutory de-capitalisation rate (i.e. 5% reciprocal = 20) multiply by rateable value of the buildings (before any overall end allowances are made and after making a notional deduction for the land value) and add to the ERC of P&M. Use resultant figure to calculate contract size adjustment. (Guidance Notes - Section 6) | Includes skirt cost. Excludes foundation costs and any heating or insulation. | Diameter and height of tank together with weight in tonnes of tank. | Class 1 and Class 2 Accessories (1) and (2)(v) Class 2(f) Class 4 Table 4 | If Class 2 proviso applies Whole if under Class 4 and Class 4(d) limitation applies i.e. does not exceed 400m3 and is readily capable of being moved without substantial demolition to surrounding structures. | Foundations, settings, platforms, staging for plant and machinery. | It is assumed that the item forms part of an average size industrial, commercial or office complex. Where it would be normal to find more than one item in such a hereditament the ERC stated has been adjusted to reflect any number / quantity, discount. These figures are NOT one off figures. | - | Photo 1 -Carbon steel tank including metal skirt | - | 20158 |  | Each | one | NA | NA | NA | 12269.19 | Option 2 | 13330.0527 | 8.647% | 22535.9635 | 22586.3304 | 84.09% | 69.44% | 22586.3304 | 84.09% | Indexed | NA | VOA_GPN_GOV_UK\7246041 | 2019-08-30 | Low | - | High | Risk taken from previous CG | - | - | NA | Steel | NA | (BEAMS Note 1) The ERC for this item should be added to the total of the ERC of the other P&M items on the site and the Buildings ERC (where applicable) to enable the correct contract size adjustment to be made. ERC of P&M Items + ERC of Building Component’s = Total ERC (net figure rateable items only) to which contract size adjustment should be applied The 2021 Generic Contractors Test Spreadsheet has this facility built into the programme - it is recommended you undertake all contractors test valuations using this spreadsheet. (Details on the application of contract size adjustments can be found in the RCG 2021 Guidance notes). Where RV is calculated using the comparative method (rental method) the contract size adjustment should be made as follows: Select - SCAT code box "P and M as an addition” within the 2021 Generic Contractors Test Spreadsheet facility. Or Where the spreadsheet is not used take the: Reciprocal of statutory de-capitalisation rate (i.e. 5% reciprocal = 20) multiply by rateable value of the buildings (before any overall end allowances are made and after making a notional deduction for the land value) and add to the ERC of P&M. Use resultant figure to calculate contract size adjustment. (Guidance Notes - Section 6) | Photo 1 -Carbon steel tank including metal skirt | - | 1 | TRUE
5524 | 215G54 | 7451 | 215G54 | Tanks | Carbon Steel | Vertical (Cylindrical) not pressurised including skirt | 3.66m diam x 6.72m ht | 5.4 tonnes | Carbon Steel Skirt bottomed Tank. | Considered Not Applicable at time of Publication | (BEAMS Note 1) The ERC for this item should be added to the total of the ERC of the other P&M items on the site and the Buildings ERC (where applicable) to enable the correct contract size adjustment to be made. ERC of P&M Items + ERC of Building Component’s = Total ERC (net figure rateable items only) to which contract size adjustment should be applied The 2023 Generic Contractors Test Spreadsheet has this facility built into the programme - it is recommended you undertake all contractors test valuations using this spreadsheet. (Details on the application of contract size adjustments can be found in the RCG 2023 Guidance notes). Where RV is calculated using the comparative method (rental method) the contract size adjustment should be made as follows: Select - SCAT code box ""P and M as an addition” within the 2023 Generic Contractors Test Spreadsheet facility. Or Where the spreadsheet is not used take the: Reciprocal of statutory de-capitalisation rate (i.e. 5% reciprocal = 20) multiply by rateable value of the buildings (before any overall end allowances are made and after making a notional deduction for the land value) and add to the ERC of P&M. Use resultant figure to calculate contract size adjustment. (Guidance Notes - Section 6) | Includes skirt cost. Excludes foundation costs and any heating or insulation. | Diameter and height of tank together with weight in tonnes of tank. | Class 1 and Class 2 Accessories (1) and (2)(v) Class 2(f) Class 4 Table 4 | If Class 2 proviso applies Whole if under Class 4 and Class 4(d) limitation applies i.e. does not exceed 400m3 and is readily capable of being moved without substantial demolition to surrounding structures. | Foundations, settings, platforms, staging for plant and machinery. | It is assumed that the item forms part of an average size industrial, commercial or office complex. Where it would be normal to find more than one item in such a hereditament the ERC stated has been adjusted to reflect any number / quantity, discount. These figures are NOT one off figures. | - | Photo 1 -Carbon steel tank including metal skirt | - | 20158 |  | Each | one | NA | NA | NA | 15103.176 | Option 2 | 16409.081 | 8.647% | 26626.5503 | 26686.0595 | 76.69% | 62.63% | 26686.0595 | 76.69% | Indexed | NA | VOA_GPN_GOV_UK\7246041 | 2019-08-30 | Low | - | High | Risk taken from previous CG | - | - | NA | Steel | NA | (BEAMS Note 1) The ERC for this item should be added to the total of the ERC of the other P&M items on the site and the Buildings ERC (where applicable) to enable the correct contract size adjustment to be made. ERC of P&M Items + ERC of Building Component’s = Total ERC (net figure rateable items only) to which contract size adjustment should be applied The 2021 Generic Contractors Test Spreadsheet has this facility built into the programme - it is recommended you undertake all contractors test valuations using this spreadsheet. (Details on the application of contract size adjustments can be found in the RCG 2021 Guidance notes). Where RV is calculated using the comparative method (rental method) the contract size adjustment should be made as follows: Select - SCAT code box "P and M as an addition” within the 2021 Generic Contractors Test Spreadsheet facility. Or Where the spreadsheet is not used take the: Reciprocal of statutory de-capitalisation rate (i.e. 5% reciprocal = 20) multiply by rateable value of the buildings (before any overall end allowances are made and after making a notional deduction for the land value) and add to the ERC of P&M. Use resultant figure to calculate contract size adjustment. (Guidance Notes - Section 6) | Photo 1 -Carbon steel tank including metal skirt | - | 1 | TRUE
5525 | 215G55 | 7452 | 215G55 | Tanks | Carbon Steel | Vertical (Cylindrical) not pressurised including skirt | 3.96m diam x 7.62m ht | 6.9 tonnes | Carbon Steel Skirt bottomed Tank. | Considered Not Applicable at time of Publication | (BEAMS Note 1) The ERC for this item should be added to the total of the ERC of the other P&M items on the site and the Buildings ERC (where applicable) to enable the correct contract size adjustment to be made. ERC of P&M Items + ERC of Building Component’s = Total ERC (net figure rateable items only) to which contract size adjustment should be applied The 2023 Generic Contractors Test Spreadsheet has this facility built into the programme - it is recommended you undertake all contractors test valuations using this spreadsheet. (Details on the application of contract size adjustments can be found in the RCG 2023 Guidance notes). Where RV is calculated using the comparative method (rental method) the contract size adjustment should be made as follows: Select - SCAT code box ""P and M as an addition” within the 2023 Generic Contractors Test Spreadsheet facility. Or Where the spreadsheet is not used take the: Reciprocal of statutory de-capitalisation rate (i.e. 5% reciprocal = 20) multiply by rateable value of the buildings (before any overall end allowances are made and after making a notional deduction for the land value) and add to the ERC of P&M. Use resultant figure to calculate contract size adjustment. (Guidance Notes - Section 6) | Includes skirt cost. Excludes foundation costs and any heating or insulation. | Diameter and height of tank together with weight in tonnes of tank. | Class 1 and Class 2 Accessories (1) and (2)(v) Class 2(f) Class 4 Table 4 | If Class 2 proviso applies Whole if under Class 4 and Class 4(d) limitation applies i.e. does not exceed 400m3 and is readily capable of being moved without substantial demolition to surrounding structures. | Foundations, settings, platforms, staging for plant and machinery. | It is assumed that the item forms part of an average size industrial, commercial or office complex. Where it would be normal to find more than one item in such a hereditament the ERC stated has been adjusted to reflect any number / quantity, discount. These figures are NOT one off figures. | - | Photo 1 -Carbon steel tank including metal skirt | - | 20158 |  | Each | one | NA | NA | NA | 18408.066 | Option 2 | 19999.7302 | 8.647% | 32452.9949 | 32525.526 | 76.69% | 62.63% | 32525.526 | 76.69% | Indexed | NA | VOA_GPN_GOV_UK\7246041 | 2019-08-30 | Low | - | High | Risk taken from previous CG | - | - | NA | Steel | NA | (BEAMS Note 1) The ERC for this item should be added to the total of the ERC of the other P&M items on the site and the Buildings ERC (where applicable) to enable the correct contract size adjustment to be made. ERC of P&M Items + ERC of Building Component’s = Total ERC (net figure rateable items only) to which contract size adjustment should be applied The 2021 Generic Contractors Test Spreadsheet has this facility built into the programme - it is recommended you undertake all contractors test valuations using this spreadsheet. (Details on the application of contract size adjustments can be found in the RCG 2021 Guidance notes). Where RV is calculated using the comparative method (rental method) the contract size adjustment should be made as follows: Select - SCAT code box "P and M as an addition” within the 2021 Generic Contractors Test Spreadsheet facility. Or Where the spreadsheet is not used take the: Reciprocal of statutory de-capitalisation rate (i.e. 5% reciprocal = 20) multiply by rateable value of the buildings (before any overall end allowances are made and after making a notional deduction for the land value) and add to the ERC of P&M. Use resultant figure to calculate contract size adjustment. (Guidance Notes - Section 6) | Photo 1 -Carbon steel tank including metal skirt | - | 1 | TRUE
5526 | 215G56 | 7453 | 215G56 | Tanks | Carbon Steel | Vertical (Cylindrical) not pressurised including skirt | 3.35m diam x 13.10m ht | 8.2 tonnes | Carbon Steel Skirt bottomed Tank. | Considered Not Applicable at time of Publication | (BEAMS Note 1) The ERC for this item should be added to the total of the ERC of the other P&M items on the site and the Buildings ERC (where applicable) to enable the correct contract size adjustment to be made. ERC of P&M Items + ERC of Building Component’s = Total ERC (net figure rateable items only) to which contract size adjustment should be applied The 2023 Generic Contractors Test Spreadsheet has this facility built into the programme - it is recommended you undertake all contractors test valuations using this spreadsheet. (Details on the application of contract size adjustments can be found in the RCG 2023 Guidance notes). Where RV is calculated using the comparative method (rental method) the contract size adjustment should be made as follows: Select - SCAT code box ""P and M as an addition” within the 2023 Generic Contractors Test Spreadsheet facility. Or Where the spreadsheet is not used take the: Reciprocal of statutory de-capitalisation rate (i.e. 5% reciprocal = 20) multiply by rateable value of the buildings (before any overall end allowances are made and after making a notional deduction for the land value) and add to the ERC of P&M. Use resultant figure to calculate contract size adjustment. (Guidance Notes - Section 6) | Includes skirt cost. Excludes foundation costs and any heating or insulation. | Diameter and height of tank together with weight in tonnes of tank. | Class 1 and Class 2 Accessories (1) and (2)(v) Class 2(f) Class 4 Table 4 | If Class 2 proviso applies Whole if under Class 4 and Class 4(d) limitation applies i.e. does not exceed 400m3 and is readily capable of being moved without substantial demolition to surrounding structures. | Foundations, settings, platforms, staging for plant and machinery. | It is assumed that the item forms part of an average size industrial, commercial or office complex. Where it would be normal to find more than one item in such a hereditament the ERC stated has been adjusted to reflect any number / quantity, discount. These figures are NOT one off figures. | - | Photo 1 -Carbon steel tank including metal skirt | - | 20158 |  | Each | one | NA | NA | NA | 19996.2968 | Option 2 | 21725.2883 | 8.647% | 35253.0091 | 35331.7981 | 76.69% | 62.63% | 35331.7981 | 76.69% | Indexed | NA | VOA_GPN_GOV_UK\7246041 | 2019-08-30 | Low | - | High | Risk taken from previous CG | - | - | NA | Steel | NA | (BEAMS Note 1) The ERC for this item should be added to the total of the ERC of the other P&M items on the site and the Buildings ERC (where applicable) to enable the correct contract size adjustment to be made. ERC of P&M Items + ERC of Building Component’s = Total ERC (net figure rateable items only) to which contract size adjustment should be applied The 2021 Generic Contractors Test Spreadsheet has this facility built into the programme - it is recommended you undertake all contractors test valuations using this spreadsheet. (Details on the application of contract size adjustments can be found in the RCG 2021 Guidance notes). Where RV is calculated using the comparative method (rental method) the contract size adjustment should be made as follows: Select - SCAT code box "P and M as an addition” within the 2021 Generic Contractors Test Spreadsheet facility. Or Where the spreadsheet is not used take the: Reciprocal of statutory de-capitalisation rate (i.e. 5% reciprocal = 20) multiply by rateable value of the buildings (before any overall end allowances are made and after making a notional deduction for the land value) and add to the ERC of P&M. Use resultant figure to calculate contract size adjustment. (Guidance Notes - Section 6) | Photo 1 -Carbon steel tank including metal skirt | - | 1 | TRUE
5527 | 215G57 | 7454 | 215G57 | Tanks | Carbon Steel | Vertical (Cylindrical) not pressurised including skirt | 3.96m diam x 9.14m ht | 7.8 tonnes | Carbon Steel Skirt bottomed Tank. | Considered Not Applicable at time of Publication | (BEAMS Note 1) The ERC for this item should be added to the total of the ERC of the other P&M items on the site and the Buildings ERC (where applicable) to enable the correct contract size adjustment to be made. ERC of P&M Items + ERC of Building Component’s = Total ERC (net figure rateable items only) to which contract size adjustment should be applied The 2023 Generic Contractors Test Spreadsheet has this facility built into the programme - it is recommended you undertake all contractors test valuations using this spreadsheet. (Details on the application of contract size adjustments can be found in the RCG 2023 Guidance notes). Where RV is calculated using the comparative method (rental method) the contract size adjustment should be made as follows: Select - SCAT code box ""P and M as an addition” within the 2023 Generic Contractors Test Spreadsheet facility. Or Where the spreadsheet is not used take the: Reciprocal of statutory de-capitalisation rate (i.e. 5% reciprocal = 20) multiply by rateable value of the buildings (before any overall end allowances are made and after making a notional deduction for the land value) and add to the ERC of P&M. Use resultant figure to calculate contract size adjustment. (Guidance Notes - Section 6) | Includes skirt cost. Excludes foundation costs and any heating or insulation. | Diameter and height of tank together with weight in tonnes of tank. | Class 1 and Class 2 Accessories (1) and (2)(v) Class 2(f) Class 4 Table 4 | If Class 2 proviso applies Whole if under Class 4 and Class 4(d) limitation applies i.e. does not exceed 400m3 and is readily capable of being moved without substantial demolition to surrounding structures. | Foundations, settings, platforms, staging for plant and machinery. | It is assumed that the item forms part of an average size industrial, commercial or office complex. Where it would be normal to find more than one item in such a hereditament the ERC stated has been adjusted to reflect any number / quantity, discount. These figures are NOT one off figures. | - | Photo 1 -Carbon steel tank including metal skirt | - | 20158 |  | Each | one | NA | NA | NA | 20595.6291 | Option 2 | 22376.4423 | 8.647% | 36309.6183 | 36390.7687 | 76.69% | 62.63% | 36390.7687 | 76.69% | Indexed | NA | VOA_GPN_GOV_UK\7246041 | 2019-08-30 | Low | - | High | Risk taken from previous CG | - | - | NA | Steel | NA | (BEAMS Note 1) The ERC for this item should be added to the total of the ERC of the other P&M items on the site and the Buildings ERC (where applicable) to enable the correct contract size adjustment to be made. ERC of P&M Items + ERC of Building Component’s = Total ERC (net figure rateable items only) to which contract size adjustment should be applied The 2021 Generic Contractors Test Spreadsheet has this facility built into the programme - it is recommended you undertake all contractors test valuations using this spreadsheet. (Details on the application of contract size adjustments can be found in the RCG 2021 Guidance notes). Where RV is calculated using the comparative method (rental method) the contract size adjustment should be made as follows: Select - SCAT code box "P and M as an addition” within the 2021 Generic Contractors Test Spreadsheet facility. Or Where the spreadsheet is not used take the: Reciprocal of statutory de-capitalisation rate (i.e. 5% reciprocal = 20) multiply by rateable value of the buildings (before any overall end allowances are made and after making a notional deduction for the land value) and add to the ERC of P&M. Use resultant figure to calculate contract size adjustment. (Guidance Notes - Section 6) | Photo 1 -Carbon steel tank including metal skirt | - | 1 | TRUE
5528 | 215G58 | 7455 | 215G58 | Tanks | Carbon Steel | Vertical (Cylindrical) not pressurised including skirt | 4.11m diam x 12.19m ht | 10.0 tonnes | Carbon Steel Skirt bottomed Tank. | Considered Not Applicable at time of Publication | (BEAMS Note 1) The ERC for this item should be added to the total of the ERC of the other P&M items on the site and the Buildings ERC (where applicable) to enable the correct contract size adjustment to be made. ERC of P&M Items + ERC of Building Component’s = Total ERC (net figure rateable items only) to which contract size adjustment should be applied The 2023 Generic Contractors Test Spreadsheet has this facility built into the programme - it is recommended you undertake all contractors test valuations using this spreadsheet. (Details on the application of contract size adjustments can be found in the RCG 2023 Guidance notes). Where RV is calculated using the comparative method (rental method) the contract size adjustment should be made as follows: Select - SCAT code box ""P and M as an addition” within the 2023 Generic Contractors Test Spreadsheet facility. Or Where the spreadsheet is not used take the: Reciprocal of statutory de-capitalisation rate (i.e. 5% reciprocal = 20) multiply by rateable value of the buildings (before any overall end allowances are made and after making a notional deduction for the land value) and add to the ERC of P&M. Use resultant figure to calculate contract size adjustment. (Guidance Notes - Section 6) | Includes skirt cost. Excludes foundation costs and any heating or insulation. | Diameter and height of tank together with weight in tonnes of tank. | Class 1 and Class 2 Accessories (1) and (2)(v) Class 2(f) Class 4 Table 4 | If Class 2 proviso applies Whole if under Class 4 and Class 4(d) limitation applies i.e. does not exceed 400m3 and is readily capable of being moved without substantial demolition to surrounding structures. | Foundations, settings, platforms, staging for plant and machinery. | It is assumed that the item forms part of an average size industrial, commercial or office complex. Where it would be normal to find more than one item in such a hereditament the ERC stated has been adjusted to reflect any number / quantity, discount. These figures are NOT one off figures. | - | Photo 1 -Carbon steel tank including metal skirt | - | 20158 |  | Each | one | NA | NA | NA | 30257.7233 | Option 2 | 32873.9751 | 8.647% | 38249.2508 | 38334.7362 | 26.69% | 16.61% | 38334.7362 | 26.69% | Indexed | NA | VOA_GPN_GOV_UK\7246041 | 2019-08-30 | Low | - | High | Risk taken from previous CG | - | - | NA | Steel | NA | (BEAMS Note 1) The ERC for this item should be added to the total of the ERC of the other P&M items on the site and the Buildings ERC (where applicable) to enable the correct contract size adjustment to be made. ERC of P&M Items + ERC of Building Component’s = Total ERC (net figure rateable items only) to which contract size adjustment should be applied The 2021 Generic Contractors Test Spreadsheet has this facility built into the programme - it is recommended you undertake all contractors test valuations using this spreadsheet. (Details on the application of contract size adjustments can be found in the RCG 2021 Guidance notes). Where RV is calculated using the comparative method (rental method) the contract size adjustment should be made as follows: Select - SCAT code box "P and M as an addition” within the 2021 Generic Contractors Test Spreadsheet facility. Or Where the spreadsheet is not used take the: Reciprocal of statutory de-capitalisation rate (i.e. 5% reciprocal = 20) multiply by rateable value of the buildings (before any overall end allowances are made and after making a notional deduction for the land value) and add to the ERC of P&M. Use resultant figure to calculate contract size adjustment. (Guidance Notes - Section 6) | Photo 1 -Carbon steel tank including metal skirt | - | 1 | TRUE
5529 | 215V60 | 7296 | 215V60 | Tanks | Foundations and Settings | Raft base | Mass concrete | < 10m³ | To the underside of most Bulk Storage tanks is a Bit sand base (or sand base). This base will consist of (i) a compacted inert fill or oversight concrete (100mm) (ii) 150mm granular construction and (iii) a Bit sand layer. Below (I) is often a concrete slab and it is essential that details of this slab be referenced for valuation. Above ground foundations give an indication as to what is often buried below ground and if is often found that the size of the concrete foundations is in excess of what may be expected. In all circumstances the actual size from drawings should be sought however below is a simple method of estimating the size of the concrete raft if no other details are available. Take the weight of the tank and its contents. For every tonne adopt 2m3 of concrete. (Steel structures etc.). | Location Adjustment Applicable (See Guidance Notes) - ERC = UK mean of 1.00 | (BEAMS Note 2) The ERC for this item should be added to all other rateable items on the hereditament (except land). Therefore the total of the ERC of the other Building Items and the P&M ERC (where applicable) to enable the correct contract size adjustment to be made. ERC of Building Component + ERC of P&M = Total ERC to which contract size adjustment should be applied. The appropriate % adjustment should be made in accordance with the scale for contract size adjustment specified under section 6 of the RCG 2023 Guidance notes. The currency ERC rates are set at £4m (Four Million Pounds) @ 1st April 2021 (AVD) for the RCG 2023 Publication. | Where the size of the concrete raft is known and the cubic metres can be calculated the cost of the re inforced concrete raft should be costed as set out in 215V60 - 63. | 1000 litres of water = 1 tonne weight 1000 litres of water = 1 cubic metre. Further referencing aids (i) For pipe racks adopt 2-4m3 per tonne weight of steel (ii) For pump and motor blocks (when just showing above ground adopt 75- 80% below ground (iii) For compressor blocks (large) 80-85% below ground (vi) For columns and vertical vessels 1.5 x empty weight (excluding piling) (v) For columns and vertical vessels 2.5 x empty weight (including piling) | Class 4 Table 3 Foundations, settings and supports. | - | Tanks | Tanks | - | Photo 1- mass concrete base under tank Photo 2 - Mass concrete base before tank is fitted Photo 3 - Tank base with Bitsand over mass concrete. | - | 20133 |  | M2 | m3 | NA | NA | NA | 274.8367 | Option 2 | 360.5359 | 31.18% | 484.2792 | 337.0673 | 22.64% | -6.509% | 337.0673 | 22.64% | Indexed | NA | VOA_GPN_GOV_UK\7246041 | 2019-08-30 | Low | - | High | Risk taken from previous CG | - | - | NA | SPONS Civils | NA | (BEAMS Note 2) The ERC for this item should be added to all other rateable items on the hereditament (except land). Therefore the total of the ERC of the other Building Items and the P&M ERC (where applicable) to enable the correct contract size adjustment to be made. ERC of Building Component + ERC of P&M = Total ERC to which contract size adjustment should be applied. The appropriate % adjustment should be made in accordance with the scale for contract size adjustment specified under section 6 of the RCG 2021 Guidance notes. The currency ERC rates are set at £4m (Four Million Pounds) @ 1st April 2019 (AVD) for the RCG 2021 Publication. | Photo 1- mass concrete base under tank Photo 2 - Mass concrete base before tank is fitted Photo 3 - Tank base with Bitsand over mass concrete. | - | 2 | TRUE
5530 | 215V61 | 7297 | 215V61 | Tanks | Foundations and Settings | Raft base | Mass concrete | 10.0m³ - 50.0m³ | To the underside of most Bulk Storage tanks is a Bit sand base (or sand base). This base will consist of (i) a compacted inert fill or oversight concrete (100mm) (ii) 150mm granular construction and (iii) a Bit sand layer. Below (I) is often a concrete slab and it is essential that details of this slab be referenced for valuation. Above ground foundations give an indication as to what is often buried below ground and if is often found that the size of the concrete foundations is in excess of what may be expected. In all circumstances the actual size from drawings should be sought however below is a simple method of estimating the size of the concrete raft if no other details are available. Take the weight of the tank and its contents. For every tonne adopt 2m3 of concrete. (Steel structures etc.). | Location Adjustment Applicable (See Guidance Notes) - ERC = UK mean of 1.00 | (BEAMS Note 2) The ERC for this item should be added to all other rateable items on the hereditament (except land). Therefore the total of the ERC of the other Building Items and the P&M ERC (where applicable) to enable the correct contract size adjustment to be made. ERC of Building Component + ERC of P&M = Total ERC to which contract size adjustment should be applied. The appropriate % adjustment should be made in accordance with the scale for contract size adjustment specified under section 6 of the RCG 2023 Guidance notes. The currency ERC rates are set at £4m (Four Million Pounds) @ 1st April 2021 (AVD) for the RCG 2023 Publication. | Where the size of the concrete raft is known and the cubic metres can be calculated the cost of the re inforced concrete raft should be costed as set out in 215V60 - 63. | 1000 litres of water = 1 tonne weight 1000 litres of water = 1 cubic metre. Further referencing aids (i) For pipe racks adopt 2-4m3 per tonne weight of steel (ii) For pump and motor blocks (when just showing above ground adopt 75- 80% below ground (iii) For compressor blocks (large) 80-85% below ground (vi) For columns and vertical vessels 1.5 x empty weight (excluding piling) (v) For columns and vertical vessels 2.5 x empty weight (including piling) | Class 4 Table 3 Foundations, settings and supports. | - | Tanks | Tanks | - | Photo 1- mass concrete base under tank Photo 2 - Mass concrete base before tank is fitted Photo 3 - Tank base with Bitsand over mass concrete. | - | 20133 |  | M2 | m3 | NA | NA | NA | 232.8834 | Option 2 | 305.5008 | 31.18% | 410.065 | 285.4128 | 22.56% | -6.575% | 285.4128 | 22.56% | Indexed | NA | VOA_GPN_GOV_UK\7246041 | 2019-08-30 | Low | - | High | Risk taken from previous CG | - | - | NA | SPONS Civils | NA | (BEAMS Note 2) The ERC for this item should be added to all other rateable items on the hereditament (except land). Therefore the total of the ERC of the other Building Items and the P&M ERC (where applicable) to enable the correct contract size adjustment to be made. ERC of Building Component + ERC of P&M = Total ERC to which contract size adjustment should be applied. The appropriate % adjustment should be made in accordance with the scale for contract size adjustment specified under section 6 of the RCG 2021 Guidance notes. The currency ERC rates are set at £4m (Four Million Pounds) @ 1st April 2019 (AVD) for the RCG 2021 Publication. | Photo 1- mass concrete base under tank Photo 2 - Mass concrete base before tank is fitted Photo 3 - Tank base with Bitsand over mass concrete. | - | 2 | TRUE
5531 | 215V62 | 7298 | 215V62 | Tanks | Foundations and Settings | Raft base | Mass concrete | 50.0m³ - 500.0m³ | To the underside of most Bulk Storage tanks is a Bit sand base (or sand base). This base will consist of (i) a compacted inert fill or oversight concrete (100mm) (ii) 150mm granular construction and (iii) a Bit sand layer. Below (I) is often a concrete slab and it is essential that details of this slab be referenced for valuation. Above ground foundations give an indication as to what is often buried below ground and if is often found that the size of the concrete foundations is in excess of what may be expected. In all circumstances the actual size from drawings should be sought however below is a simple method of estimating the size of the concrete raft if no other details are available. Take the weight of the tank and its contents. For every tonne adopt 2m3 of concrete. (Steel structures etc.). | Location Adjustment Applicable (See Guidance Notes) - ERC = UK mean of 1.00 | (BEAMS Note 2) The ERC for this item should be added to all other rateable items on the hereditament (except land). Therefore the total of the ERC of the other Building Items and the P&M ERC (where applicable) to enable the correct contract size adjustment to be made. ERC of Building Component + ERC of P&M = Total ERC to which contract size adjustment should be applied. The appropriate % adjustment should be made in accordance with the scale for contract size adjustment specified under section 6 of the RCG 2023 Guidance notes. The currency ERC rates are set at £4m (Four Million Pounds) @ 1st April 2021 (AVD) for the RCG 2023 Publication. | Where the size of the concrete raft is known and the cubic metres can be calculated the cost of the re inforced concrete raft should be costed as set out in 215V60 - 63. | 1000 litres of water = 1 tonne weight 1000 litres of water = 1 cubic metre. Further referencing aids (i) For pipe racks adopt 2-4m3 per tonne weight of steel (ii) For pump and motor blocks (when just showing above ground adopt 75- 80% below ground (iii) For compressor blocks (large) 80-85% below ground (vi) For columns and vertical vessels 1.5 x empty weight (excluding piling) (v) For columns and vertical vessels 2.5 x empty weight (including piling) | Class 4 Table 3 Foundations, settings and supports. | - | Tanks | Tanks | - | Photo 1- mass concrete base under tank Photo 2 - Mass concrete base before tank is fitted Photo 3 - Tank base with Bitsand over mass concrete. | - | 20133 |  | M2 | m3 | NA | NA | NA | 218.3282 | Option 2 | 286.407 | 31.18% | 384.9076 | 267.9028 | 22.71% | -6.461% | 267.9028 | 22.71% | Indexed | NA | VOA_GPN_GOV_UK\7246041 | 2019-08-30 | Low | - | High | Risk taken from previous CG | - | - | NA | SPONS Civils | NA | (BEAMS Note 2) The ERC for this item should be added to all other rateable items on the hereditament (except land). Therefore the total of the ERC of the other Building Items and the P&M ERC (where applicable) to enable the correct contract size adjustment to be made. ERC of Building Component + ERC of P&M = Total ERC to which contract size adjustment should be applied. The appropriate % adjustment should be made in accordance with the scale for contract size adjustment specified under section 6 of the RCG 2021 Guidance notes. The currency ERC rates are set at £4m (Four Million Pounds) @ 1st April 2019 (AVD) for the RCG 2021 Publication. | Photo 1- mass concrete base under tank Photo 2 - Mass concrete base before tank is fitted Photo 3 - Tank base with Bitsand over mass concrete. | - | 2 | TRUE
5532 | 215V63 | 7299 | 215V63 | Tanks | Foundations and Settings | Raft base | Mass concrete | > 500m³ | To the underside of most Bulk Storage tanks is a Bit sand base (or sand base). This base will consist of (i) a compacted inert fill or oversight concrete (100mm) (ii) 150mm granular construction and (iii) a Bit sand layer. Below (I) is often a concrete slab and it is essential that details of this slab be referenced for valuation. Above ground foundations give an indication as to what is often buried below ground and if is often found that the size of the concrete foundations is in excess of what may be expected. In all circumstances the actual size from drawings should be sought however below is a simple method of estimating the size of the concrete raft if no other details are available. Take the weight of the tank and its contents. For every tonne adopt 2m3 of concrete. (Steel structures etc.). | Location Adjustment Applicable (See Guidance Notes) - ERC = UK mean of 1.00 | (BEAMS Note 2) The ERC for this item should be added to all other rateable items on the hereditament (except land). Therefore the total of the ERC of the other Building Items and the P&M ERC (where applicable) to enable the correct contract size adjustment to be made. ERC of Building Component + ERC of P&M = Total ERC to which contract size adjustment should be applied. The appropriate % adjustment should be made in accordance with the scale for contract size adjustment specified under section 6 of the RCG 2023 Guidance notes. The currency ERC rates are set at £4m (Four Million Pounds) @ 1st April 2021 (AVD) for the RCG 2023 Publication. | Where the size of the concrete raft is known and the cubic metres can be calculated the cost of the re inforced concrete raft should be costed as set out in 215V60 - 63. | 1000 litres of water = 1 tonne weight 1000 litres of water = 1 cubic metre. Further referencing aids (i) For pipe racks adopt 2-4m3 per tonne weight of steel (ii) For pump and motor blocks (when just showing above ground adopt 75- 80% below ground (iii) For compressor blocks (large) 80-85% below ground (vi) For columns and vertical vessels 1.5 x empty weight (excluding piling) (v) For columns and vertical vessels 2.5 x empty weight (including piling) | Class 4 Table 3 Foundations, settings and supports. | - | Tanks | Tanks | - | Photo 1- mass concrete base under tank Photo 2 - Mass concrete base before tank is fitted Photo 3 - Tank base with Bitsand over mass concrete. | - | 20133 |  | M2 | m3 | NA | NA | NA | 200.3483 | Option 2 | 262.8205 | 31.18% | 353.4609 | 246.0153 | 22.79% | -6.394% | 246.0153 | 22.79% | Indexed | NA | VOA_GPN_GOV_UK\7246041 | 2019-08-30 | Low | - | High | Risk taken from previous CG | - | - | NA | SPONS Civils | NA | (BEAMS Note 2) The ERC for this item should be added to all other rateable items on the hereditament (except land). Therefore the total of the ERC of the other Building Items and the P&M ERC (where applicable) to enable the correct contract size adjustment to be made. ERC of Building Component + ERC of P&M = Total ERC to which contract size adjustment should be applied. The appropriate % adjustment should be made in accordance with the scale for contract size adjustment specified under section 6 of the RCG 2021 Guidance notes. The currency ERC rates are set at £4m (Four Million Pounds) @ 1st April 2019 (AVD) for the RCG 2021 Publication. | Photo 1- mass concrete base under tank Photo 2 - Mass concrete base before tank is fitted Photo 3 - Tank base with Bitsand over mass concrete. | - | 2 | TRUE
5533 | 215V80 | 7556 | 215V80 | Tanks | Foundations and Settings | Saddle or cradle 1m ht | 225mm common brickwork | - | Tanks - Supports bases and settings To the underside of most Bulk horizontal Storage tanks is a series of supporting structures or cradles constructed from the base foundation in brickwork , mass concrete or steel. They are provided so that the load of the tank can be adequately transferred to the base. Heights may vary but the costs are for 1.0m high(at highest point) | Location Adjustment Applicable (See Guidance Notes) - ERC = UK mean of 1.00 | (BEAMS Note 2) The ERC for this item should be added to all other rateable items on the hereditament (except land). Therefore the total of the ERC of the other Building Items and the P&M ERC (where applicable) to enable the correct contract size adjustment to be made. ERC of Building Component + ERC of P&M = Total ERC to which contract size adjustment should be applied. The appropriate % adjustment should be made in accordance with the scale for contract size adjustment specified under section 6 of the RCG 2023 Guidance notes. The currency ERC rates are set at £4m (Four Million Pounds) @ 1st April 2021 (AVD) for the RCG 2023 Publication. | The cost for settings will reflect the curvatures of each cradle where necessary. Measure to highest point of support and adopt this as the effective height x length. | Check and record, thickness, material and height and length | Class 4 Table 3 Foundations, settings and supports. | - | Tanks | Tanks | - | Photo 1- Brick support Photo 2 - Brick support cradle Photo 3 - Steel cradle to tank | - | 20133 |  | M2 | m3 | NA | NA | NA | 66.7828 | Option 2 | 87.6068 | 31.18% | 118.2396 | 82.2969 | 23.23% | -6.061% | 82.2969 | 23.23% | Indexed | NA | VOA_GPN_GOV_UK\7246041 | 2019-08-30 | Low | - | High | Risk taken from previous CG | - | - | NA | SPONS Civils | NA | (BEAMS Note 2) The ERC for this item should be added to all other rateable items on the hereditament (except land). Therefore the total of the ERC of the other Building Items and the P&M ERC (where applicable) to enable the correct contract size adjustment to be made. ERC of Building Component + ERC of P&M = Total ERC to which contract size adjustment should be applied. The appropriate % adjustment should be made in accordance with the scale for contract size adjustment specified under section 6 of the RCG 2021 Guidance notes. The currency ERC rates are set at £4m (Four Million Pounds) @ 1st April 2019 (AVD) for the RCG 2021 Publication. | Photo 1- Brick support Photo 2 - Brick support cradle Photo 3 - Steel cradle to tank | - | 2 | TRUE
5534 | 215V81 | 7301 | 215V81 | Tanks | Foundations and Settings | Saddle or cradle 1m ht | 225mm engineering brickwork | - | Tanks - Supports bases and settings To the underside of most Bulk horizontal Storage tanks is a series of supporting structures or cradles constructed from the base foundation in brickwork , mass concrete or steel. They are provided so that the load of the tank can be adequately transferred to the base. Heights may vary but the costs are for 1.0m high(at highest point) | Location Adjustment Applicable (See Guidance Notes) - ERC = UK mean of 1.00 | (BEAMS Note 2) The ERC for this item should be added to all other rateable items on the hereditament (except land). Therefore the total of the ERC of the other Building Items and the P&M ERC (where applicable) to enable the correct contract size adjustment to be made. ERC of Building Component + ERC of P&M = Total ERC to which contract size adjustment should be applied. The appropriate % adjustment should be made in accordance with the scale for contract size adjustment specified under section 6 of the RCG 2023 Guidance notes. The currency ERC rates are set at £4m (Four Million Pounds) @ 1st April 2021 (AVD) for the RCG 2023 Publication. | The cost for settings will reflect the curvatures of each cradle where necessary. Measure to highest point of support and adopt this as the effective height x length. | Check and record, thickness, material and height and length | Class 4 Table 3 Foundations, settings and supports. | - | Tanks | Tanks | - | Photo 1- Brick support Photo 2 - Brick support cradle Photo 3 - Steel cradle to tank | - | 20133 |  | M2 | m3 | NA | NA | NA | 100.1741 | Option 2 | 131.4103 | 31.18% | 176.1015 | 122.5699 | 22.36% | -6.727% | 122.5699 | 22.36% | Indexed | NA | VOA_GPN_GOV_UK\7246041 | 2019-08-30 | Low | - | High | Risk taken from previous CG | - | - | NA | SPONS Civils | NA | (BEAMS Note 2) The ERC for this item should be added to all other rateable items on the hereditament (except land). Therefore the total of the ERC of the other Building Items and the P&M ERC (where applicable) to enable the correct contract size adjustment to be made. ERC of Building Component + ERC of P&M = Total ERC to which contract size adjustment should be applied. The appropriate % adjustment should be made in accordance with the scale for contract size adjustment specified under section 6 of the RCG 2021 Guidance notes. The currency ERC rates are set at £4m (Four Million Pounds) @ 1st April 2019 (AVD) for the RCG 2021 Publication. | Photo 1- Brick support Photo 2 - Brick support cradle Photo 3 - Steel cradle to tank | - | 2 | TRUE
5535 | 215V82 | 7302 | 215V82 | Tanks | Foundations and Settings | Saddle or cradle 1m ht | 327mm common brickwork | - | Tanks - Supports bases and settings To the underside of most Bulk horizontal Storage tanks is a series of supporting structures or cradles constructed from the base foundation in brickwork , mass concrete or steel. They are provided so that the load of the tank can be adequately transferred to the base. Heights may vary but the costs are for 1.0m high(at highest point) | Location Adjustment Applicable (See Guidance Notes) - ERC = UK mean of 1.00 | (BEAMS Note 2) The ERC for this item should be added to all other rateable items on the hereditament (except land). Therefore the total of the ERC of the other Building Items and the P&M ERC (where applicable) to enable the correct contract size adjustment to be made. ERC of Building Component + ERC of P&M = Total ERC to which contract size adjustment should be applied. The appropriate % adjustment should be made in accordance with the scale for contract size adjustment specified under section 6 of the RCG 2023 Guidance notes. The currency ERC rates are set at £4m (Four Million Pounds) @ 1st April 2021 (AVD) for the RCG 2023 Publication. | The cost for settings will reflect the curvatures of each cradle where necessary. Measure to highest point of support and adopt this as the effective height x length. | Check and record, thickness, material and height and length | Class 4 Table 3 Foundations, settings and supports. | - | Tanks | Tanks | - | Photo 1- Brick support Photo 2 - Brick support cradle Photo 3 - Steel cradle to tank | - | 20133 |  | M2 | m3 | NA | NA | NA | 96.7494 | Option 2 | 126.9176 | 31.18% | 171.0701 | 119.0679 | 23.07% | -6.185% | 119.0679 | 23.07% | Indexed | NA | VOA_GPN_GOV_UK\7246041 | 2019-08-30 | Low | - | High | Risk taken from previous CG | - | - | NA | SPONS Civils | NA | (BEAMS Note 2) The ERC for this item should be added to all other rateable items on the hereditament (except land). Therefore the total of the ERC of the other Building Items and the P&M ERC (where applicable) to enable the correct contract size adjustment to be made. ERC of Building Component + ERC of P&M = Total ERC to which contract size adjustment should be applied. The appropriate % adjustment should be made in accordance with the scale for contract size adjustment specified under section 6 of the RCG 2021 Guidance notes. The currency ERC rates are set at £4m (Four Million Pounds) @ 1st April 2019 (AVD) for the RCG 2021 Publication. | Photo 1- Brick support Photo 2 - Brick support cradle Photo 3 - Steel cradle to tank | - | 2 | TRUE
5536 | 215V83 | 7499 | 215V83 | Tanks | Foundations and Settings | Saddle or cradle 1m ht | 327mm engineering brickwork | - | Tanks - Supports bases and settings To the underside of most Bulk horizontal Storage tanks is a series of supporting structures or cradles constructed from the base foundation in brickwork , mass concrete or steel. They are provided so that the load of the tank can be adequately transferred to the base. Heights may vary but the costs are for 1.0m high(at highest point) | Location Adjustment Applicable (See Guidance Notes) - ERC = UK mean of 1.00 | (BEAMS Note 2) The ERC for this item should be added to all other rateable items on the hereditament (except land). Therefore the total of the ERC of the other Building Items and the P&M ERC (where applicable) to enable the correct contract size adjustment to be made. ERC of Building Component + ERC of P&M = Total ERC to which contract size adjustment should be applied. The appropriate % adjustment should be made in accordance with the scale for contract size adjustment specified under section 6 of the RCG 2023 Guidance notes. The currency ERC rates are set at £4m (Four Million Pounds) @ 1st April 2021 (AVD) for the RCG 2023 Publication. | The cost for settings will reflect the curvatures of each cradle where necessary. Measure to highest point of support and adopt this as the effective height x length. | Check and record, thickness, material and height and length | Class 4 Table 3 Foundations, settings and supports. | - | Tanks | Tanks | - | Photo 1- Brick support Photo 2 - Brick support cradle Photo 3 - Steel cradle to tank | - | 20133 |  | M2 | m3 | NA | NA | NA | 144.696 | Option 2 | 189.8148 | 31.18% | 255.3472 | 177.7264 | 22.83% | -6.369% | 177.7264 | 22.83% | Indexed | NA | VOA_GPN_GOV_UK\7246041 | 2019-08-30 | Low | - | High | Risk taken from previous CG | - | - | NA | SPONS Civils | NA | (BEAMS Note 2) The ERC for this item should be added to all other rateable items on the hereditament (except land). Therefore the total of the ERC of the other Building Items and the P&M ERC (where applicable) to enable the correct contract size adjustment to be made. ERC of Building Component + ERC of P&M = Total ERC to which contract size adjustment should be applied. The appropriate % adjustment should be made in accordance with the scale for contract size adjustment specified under section 6 of the RCG 2021 Guidance notes. The currency ERC rates are set at £4m (Four Million Pounds) @ 1st April 2019 (AVD) for the RCG 2021 Publication. | Photo 1- Brick support Photo 2 - Brick support cradle Photo 3 - Steel cradle to tank | - | 2 | TRUE
5537 | 215V84 | 7303 | 215V84 | Tanks | Foundations and Settings | Saddle or cradle 1m ht | 225mm reinforced concrete | - | Tanks - Supports bases and settings To the underside of most Bulk horizontal Storage tanks is a series of supporting structures or cradles constructed from the base foundation in brickwork , mass concrete or steel. They are provided so that the load of the tank can be adequately transferred to the base. Heights may vary but the costs are for 1.0m high(at highest point) | Location Adjustment Applicable (See Guidance Notes) - ERC = UK mean of 1.00 | (BEAMS Note 2) The ERC for this item should be added to all other rateable items on the hereditament (except land). Therefore the total of the ERC of the other Building Items and the P&M ERC (where applicable) to enable the correct contract size adjustment to be made. ERC of Building Component + ERC of P&M = Total ERC to which contract size adjustment should be applied. The appropriate % adjustment should be made in accordance with the scale for contract size adjustment specified under section 6 of the RCG 2023 Guidance notes. The currency ERC rates are set at £4m (Four Million Pounds) @ 1st April 2021 (AVD) for the RCG 2023 Publication. | The cost for settings will reflect the curvatures of each cradle where necessary. Measure to highest point of support and adopt this as the effective height x length. | Check and record, thickness, material and height and length | Class 4 Table 3 Foundations, settings and supports. | - | Tanks | Tanks | - | Photo 1- Brick support Photo 2 - Brick support cradle Photo 3 - Steel cradle to tank | - | 20133 |  | M2 | m3 | NA | NA | NA | 103.5989 | Option 2 | 135.9029 | 31.18% | 182.3909 | 126.9474 | 22.54% | -6.59% | 126.9474 | 22.54% | Indexed | NA | VOA_GPN_GOV_UK\7246041 | 2019-08-30 | Low | - | High | Risk taken from previous CG | - | - | NA | SPONS Civils | NA | (BEAMS Note 2) The ERC for this item should be added to all other rateable items on the hereditament (except land). Therefore the total of the ERC of the other Building Items and the P&M ERC (where applicable) to enable the correct contract size adjustment to be made. ERC of Building Component + ERC of P&M = Total ERC to which contract size adjustment should be applied. The appropriate % adjustment should be made in accordance with the scale for contract size adjustment specified under section 6 of the RCG 2021 Guidance notes. The currency ERC rates are set at £4m (Four Million Pounds) @ 1st April 2019 (AVD) for the RCG 2021 Publication. | Photo 1- Brick support Photo 2 - Brick support cradle Photo 3 - Steel cradle to tank | - | 2 | TRUE
5538 | 215V85 | 7289 | 215V85 | Tanks | Foundations and Settings | Saddle or cradle 1m ht | 300mm reinforced concrete | - | Tanks - Supports bases and settings To the underside of most Bulk horizontal Storage tanks is a series of supporting structures or cradles constructed from the base foundation in brickwork , mass concrete or steel. They are provided so that the load of the tank can be adequately transferred to the base. Heights may vary but the costs are for 1.0m high(at highest point) | Location Adjustment Applicable (See Guidance Notes) - ERC = UK mean of 1.00 | (BEAMS Note 2) The ERC for this item should be added to all other rateable items on the hereditament (except land). Therefore the total of the ERC of the other Building Items and the P&M ERC (where applicable) to enable the correct contract size adjustment to be made. ERC of Building Component + ERC of P&M = Total ERC to which contract size adjustment should be applied. The appropriate % adjustment should be made in accordance with the scale for contract size adjustment specified under section 6 of the RCG 2023 Guidance notes. The currency ERC rates are set at £4m (Four Million Pounds) @ 1st April 2021 (AVD) for the RCG 2023 Publication. | The cost for settings will reflect the curvatures of each cradle where necessary. Measure to highest point of support and adopt this as the effective height x length. | Check and record, thickness, material and height and length | Class 4 Table 3 Foundations, settings and supports. | - | Tanks | Tanks | - | Photo 1- Brick support Photo 2 - Brick support cradle Photo 3 - Steel cradle to tank | - | 20133 |  | M2 | m3 | NA | NA | NA | 115.5855 | Option 2 | 151.6272 | 31.18% | 203.7746 | 141.8309 | 22.71% | -6.461% | 141.8309 | 22.71% | Indexed | NA | VOA_GPN_GOV_UK\7246041 | 2019-08-30 | Low | - | High | Risk taken from previous CG | - | - | NA | SPONS Civils | NA | (BEAMS Note 2) The ERC for this item should be added to all other rateable items on the hereditament (except land). Therefore the total of the ERC of the other Building Items and the P&M ERC (where applicable) to enable the correct contract size adjustment to be made. ERC of Building Component + ERC of P&M = Total ERC to which contract size adjustment should be applied. The appropriate % adjustment should be made in accordance with the scale for contract size adjustment specified under section 6 of the RCG 2021 Guidance notes. The currency ERC rates are set at £4m (Four Million Pounds) @ 1st April 2019 (AVD) for the RCG 2021 Publication. | Photo 1- Brick support Photo 2 - Brick support cradle Photo 3 - Steel cradle to tank | - | 2 | TRUE
5539 | 215V86 | 7693 | 215V86 | Tanks | Foundations and Settings | Saddle or cradle 1m ht | 300mm steel cradle | - | Tanks - Supports bases and settings To the underside of most Bulk horizontal Storage tanks is a series of supporting structures or cradles constructed from the base foundation in brickwork , mass concrete or steel. They are provided so that the load of the tank can be adequately transferred to the base. Heights may vary but the costs are for 1.0m high(at highest point) | Location Adjustment Applicable (See Guidance Notes) - ERC = UK mean of 1.00 | (BEAMS Note 2) The ERC for this item should be added to all other rateable items on the hereditament (except land). Therefore the total of the ERC of the other Building Items and the P&M ERC (where applicable) to enable the correct contract size adjustment to be made. ERC of Building Component + ERC of P&M = Total ERC to which contract size adjustment should be applied. The appropriate % adjustment should be made in accordance with the scale for contract size adjustment specified under section 6 of the RCG 2023 Guidance notes. The currency ERC rates are set at £4m (Four Million Pounds) @ 1st April 2021 (AVD) for the RCG 2023 Publication. | The cost for settings will reflect the curvatures of each cradle where necessary. Measure to highest point of support and adopt this as the effective height x length. | Check and record, thickness, material and height and length | Class 4 Table 3 Foundations, settings and supports. | - | Tanks | Tanks | - | Photo 1- Brick support Photo 2 - Brick support cradle Photo 3 - Steel cradle to tank | - | 20133 |  | M2 | m3 | NA | NA | NA | 232.8834 | Option 2 | 305.5008 | 31.18% | 410.065 | 285.4128 | 22.56% | -6.575% | 285.4128 | 22.56% | Indexed | NA | VOA_GPN_GOV_UK\7246041 | 2019-08-30 | Low | - | High | Risk taken from previous CG | - | - | NA | SPONS Civils | NA | (BEAMS Note 2) The ERC for this item should be added to all other rateable items on the hereditament (except land). Therefore the total of the ERC of the other Building Items and the P&M ERC (where applicable) to enable the correct contract size adjustment to be made. ERC of Building Component + ERC of P&M = Total ERC to which contract size adjustment should be applied. The appropriate % adjustment should be made in accordance with the scale for contract size adjustment specified under section 6 of the RCG 2021 Guidance notes. The currency ERC rates are set at £4m (Four Million Pounds) @ 1st April 2019 (AVD) for the RCG 2021 Publication. | Photo 1- Brick support Photo 2 - Brick support cradle Photo 3 - Steel cradle to tank | - | 2 | TRUE
5540 | 215V50 | 7288 | 215V50 | Tanks | Foundations and Settings | Unknown concrete volume | x 2 tank weight (2 tonnes) = (4m³) | 1.0m³ - 5.0m³ | To the underside of most Bulk Storage tanks is a Bit sand base (or sand base). This base will consist of (i) a compacted inert fill or oversight concrete (100mm) (ii) 150mm granular construction and (iii) a Bit sand layer. Below (I) is often a concrete slab and it is essential that details of this slab be referenced for valuation. Above ground foundations give an indication as to what is often buried below ground and if is often found that the size of the concrete foundations is in excess of what may be expected. In all circumstances the actual size from drawings should be sought however below is a simple method of estimating the size of the concrete raft if no other details are available. Take the weight of the tank and its contents. For every tonne adopt 2m3 of concrete. (Steel structures etc.). | Location Adjustment Applicable (See Guidance Notes) - ERC = UK mean of 1.00 | (BEAMS Note 2) The ERC for this item should be added to all other rateable items on the hereditament (except land). Therefore the total of the ERC of the other Building Items and the P&M ERC (where applicable) to enable the correct contract size adjustment to be made. ERC of Building Component + ERC of P&M = Total ERC to which contract size adjustment should be applied. The appropriate % adjustment should be made in accordance with the scale for contract size adjustment specified under section 6 of the RCG 2023 Guidance notes. The currency ERC rates are set at £4m (Four Million Pounds) @ 1st April 2021 (AVD) for the RCG 2023 Publication. | Where the size of the concrete raft is known and the cubic metres can be calculated the cost of the re inforced concrete raft should be costed as set out in 215V60 - 63. | 1000 litres of water = 1 tonne weight 1000 litres of water = 1 cubic metre. | Class 4 Table 3 Foundations, settings and supports. | - | Tanks | Tanks | - | Photo 1- mass concrete base under tank Photo 2 - Mass concrete base before tank is fitted Photo 3 - Tank base with Bitsand over mass concrete. | - | 20133 |  | M3 | m3 | NA | NA | NA | 1767.1743 | Option 2 | 2318.2118 | 31.18% | 3115.7391 | 2168.6121 | 22.72% | -6.453% | 2168.6121 | 22.72% | Indexed | NA | VOA_GPN_GOV_UK\7246041 | 2019-08-30 | Low | - | High | Risk taken from previous CG | - | - | NA | SPONS Civils | NA | (BEAMS Note 2) The ERC for this item should be added to all other rateable items on the hereditament (except land). Therefore the total of the ERC of the other Building Items and the P&M ERC (where applicable) to enable the correct contract size adjustment to be made. ERC of Building Component + ERC of P&M = Total ERC to which contract size adjustment should be applied. The appropriate % adjustment should be made in accordance with the scale for contract size adjustment specified under section 6 of the RCG 2021 Guidance notes. The currency ERC rates are set at £4m (Four Million Pounds) @ 1st April 2019 (AVD) for the RCG 2021 Publication. | Photo 1- mass concrete base under tank Photo 2 - Mass concrete base before tank is fitted Photo 3 - Tank base with Bitsand over mass concrete. | - | 2 | TRUE
5541 | 215V51 | 7292 | 215V51 | Tanks | Foundations and Settings | Unknown concrete volume | x 2 tank weight (5 tonnes) = (10m³) | 5.0m³ - 25.0m³ | To the underside of most Bulk Storage tanks is a Bit sand base (or sand base). This base will consist of (i) a compacted inert fill or oversight concrete (100mm) (ii) 150mm granular construction and (iii) a Bit sand layer. Below (I) is often a concrete slab and it is essential that details of this slab be referenced for valuation. Above ground foundations give an indication as to what is often buried below ground and if is often found that the size of the concrete foundations is in excess of what may be expected. In all circumstances the actual size from drawings should be sought however below is a simple method of estimating the size of the concrete raft if no other details are available. Take the weight of the tank and its contents. For every tonne adopt 2m3 of concrete. (Steel structures etc.). | Location Adjustment Applicable (See Guidance Notes) - ERC = UK mean of 1.00 | (BEAMS Note 2) The ERC for this item should be added to all other rateable items on the hereditament (except land). Therefore the total of the ERC of the other Building Items and the P&M ERC (where applicable) to enable the correct contract size adjustment to be made. ERC of Building Component + ERC of P&M = Total ERC to which contract size adjustment should be applied. The appropriate % adjustment should be made in accordance with the scale for contract size adjustment specified under section 6 of the RCG 2023 Guidance notes. The currency ERC rates are set at £4m (Four Million Pounds) @ 1st April 2021 (AVD) for the RCG 2023 Publication. | Where the size of the concrete raft is known and the cubic metres can be calculated the cost of the re inforced concrete raft should be costed as set out in 215V60 - 63. | 1000 litres of water = 1 tonne weight 1000 litres of water = 1 cubic metre. | Class 4 Table 3 Foundations, settings and supports. | - | Tanks | Tanks | - | Photo 1- mass concrete base under tank Photo 2 - Mass concrete base before tank is fitted Photo 3 - Tank base with Bitsand over mass concrete. | - | 20133 |  | M3 | m3 | NA | NA | NA | 2414.4533 | Option 2 | 3167.3243 | 31.18% | 4256.6254 | 2962.69 | 22.71% | -6.461% | 2962.69 | 22.71% | Indexed | NA | VOA_GPN_GOV_UK\7246041 | 2019-08-30 | Low | - | High | Risk taken from previous CG | - | - | NA | SPONS Civils | NA | (BEAMS Note 2) The ERC for this item should be added to all other rateable items on the hereditament (except land). Therefore the total of the ERC of the other Building Items and the P&M ERC (where applicable) to enable the correct contract size adjustment to be made. ERC of Building Component + ERC of P&M = Total ERC to which contract size adjustment should be applied. The appropriate % adjustment should be made in accordance with the scale for contract size adjustment specified under section 6 of the RCG 2021 Guidance notes. The currency ERC rates are set at £4m (Four Million Pounds) @ 1st April 2019 (AVD) for the RCG 2021 Publication. | Photo 1- mass concrete base under tank Photo 2 - Mass concrete base before tank is fitted Photo 3 - Tank base with Bitsand over mass concrete. | - | 2 | TRUE
5542 | 215V52 | 7294 | 215V52 | Tanks | Foundations and Settings | Unknown concrete volume | x 2 tank weight (15 tonnes) = (30m³) | 25.0m³ - 50.0m³ | To the underside of most Bulk Storage tanks is a Bit sand base (or sand base). This base will consist of (i) a compacted inert fill or oversight concrete (100mm) (ii) 150mm granular construction and (iii) a Bit sand layer. Below (I) is often a concrete slab and it is essential that details of this slab be referenced for valuation. Above ground foundations give an indication as to what is often buried below ground and if is often found that the size of the concrete foundations is in excess of what may be expected. In all circumstances the actual size from drawings should be sought however below is a simple method of estimating the size of the concrete raft if no other details are available. Take the weight of the tank and its contents. For every tonne adopt 2m3 of concrete. (Steel structures etc.). | Location Adjustment Applicable (See Guidance Notes) - ERC = UK mean of 1.00 | (BEAMS Note 2) The ERC for this item should be added to all other rateable items on the hereditament (except land). Therefore the total of the ERC of the other Building Items and the P&M ERC (where applicable) to enable the correct contract size adjustment to be made. ERC of Building Component + ERC of P&M = Total ERC to which contract size adjustment should be applied. The appropriate % adjustment should be made in accordance with the scale for contract size adjustment specified under section 6 of the RCG 2023 Guidance notes. The currency ERC rates are set at £4m (Four Million Pounds) @ 1st April 2021 (AVD) for the RCG 2023 Publication. | Where the size of the concrete raft is known and the cubic metres can be calculated the cost of the re inforced concrete raft should be costed as set out in 215V60 - 63. | 1000 litres of water = 1 tonne weight 1000 litres of water = 1 cubic metre. | Class 4 Table 3 Foundations, settings and supports. | - | Tanks | Tanks | - | Photo 1- mass concrete base under tank Photo 2 - Mass concrete base before tank is fitted Photo 3 - Tank base with Bitsand over mass concrete. | - | 20133 |  | M3 | m3 | NA | NA | NA | 6729.6464 | Option 2 | 8828.0742 | 31.18% | 11864.2112 | 8257.7105 | 22.71% | -6.461% | 8257.7105 | 22.71% | Indexed | NA | VOA_GPN_GOV_UK\7246041 | 2019-08-30 | Low | - | High | Risk taken from previous CG | - | - | NA | SPONS Civils | NA | (BEAMS Note 2) The ERC for this item should be added to all other rateable items on the hereditament (except land). Therefore the total of the ERC of the other Building Items and the P&M ERC (where applicable) to enable the correct contract size adjustment to be made. ERC of Building Component + ERC of P&M = Total ERC to which contract size adjustment should be applied. The appropriate % adjustment should be made in accordance with the scale for contract size adjustment specified under section 6 of the RCG 2021 Guidance notes. The currency ERC rates are set at £4m (Four Million Pounds) @ 1st April 2019 (AVD) for the RCG 2021 Publication. | Photo 1- mass concrete base under tank Photo 2 - Mass concrete base before tank is fitted Photo 3 - Tank base with Bitsand over mass concrete. | - | 2 | TRUE
5543 | 215V53 | 7295 | 215V53 | Tanks | Foundations and Settings | Unknown concrete volume | x 2 tank weight (80 tonnes) = (160m³) | 50.0m³ - 250m³ | To the underside of most Bulk Storage tanks is a Bit sand base (or sand base). This base will consist of (i) a compacted inert fill or oversight concrete (100mm) (ii) 150mm granular construction and (iii) a Bit sand layer. Below (I) is often a concrete slab and it is essential that details of this slab be referenced for valuation. Above ground foundations give an indication as to what is often buried below ground and if is often found that the size of the concrete foundations is in excess of what may be expected. In all circumstances the actual size from drawings should be sought however below is a simple method of estimating the size of the concrete raft if no other details are available. Take the weight of the tank and its contents. For every tonne adopt 2m3 of concrete. (Steel structures etc.). | Location Adjustment Applicable (See Guidance Notes) - ERC = UK mean of 1.00 | (BEAMS Note 2) The ERC for this item should be added to all other rateable items on the hereditament (except land). Therefore the total of the ERC of the other Building Items and the P&M ERC (where applicable) to enable the correct contract size adjustment to be made. ERC of Building Component + ERC of P&M = Total ERC to which contract size adjustment should be applied. The appropriate % adjustment should be made in accordance with the scale for contract size adjustment specified under section 6 of the RCG 2023 Guidance notes. The currency ERC rates are set at £4m (Four Million Pounds) @ 1st April 2021 (AVD) for the RCG 2023 Publication. | Where the size of the concrete raft is known and the cubic metres can be calculated the cost of the re inforced concrete raft should be costed as set out in 215V60 - 63. | 1000 litres of water = 1 tonne weight 1000 litres of water = 1 cubic metre. | Class 4 Table 3 Foundations, settings and supports. | - | Tanks | Tanks | - | Photo 1- mass concrete base under tank Photo 2 - Mass concrete base before tank is fitted Photo 3 - Tank base with Bitsand over mass concrete. | - | 20133 |  | M3 | m3 | NA | NA | NA | 33973.5841 | Option 2 | 44567.1734 | 31.18% | 59894.6437 | 41687.7803 | 22.71% | -6.461% | 41687.7803 | 22.71% | Indexed | NA | VOA_GPN_GOV_UK\7246041 | 2019-08-30 | Low | - | High | Risk taken from previous CG | - | - | NA | SPONS Civils | NA | (BEAMS Note 2) The ERC for this item should be added to all other rateable items on the hereditament (except land). Therefore the total of the ERC of the other Building Items and the P&M ERC (where applicable) to enable the correct contract size adjustment to be made. ERC of Building Component + ERC of P&M = Total ERC to which contract size adjustment should be applied. The appropriate % adjustment should be made in accordance with the scale for contract size adjustment specified under section 6 of the RCG 2021 Guidance notes. The currency ERC rates are set at £4m (Four Million Pounds) @ 1st April 2019 (AVD) for the RCG 2021 Publication. | Photo 1- mass concrete base under tank Photo 2 - Mass concrete base before tank is fitted Photo 3 - Tank base with Bitsand over mass concrete. | - | 2 | TRUE
5544 | 215E01 | 7411 | 215E01 | Tanks | Horizontal (not pressure vessels) | Fuel storage | 1.52m diam x 2.77m long | 6mm thick steel | Tanks - Storage Horizontal Cigar shaped tanks found in a single location or in a tank farm above ground. Most likely external fitted with metal supports or in a frame of steel. Catwalks and platforms extra. Used mainly in the chemical/petrol industries size range 500,000 gallons but in many industrial properties used as fuel tanks for Class 1 and 2 items. Diameter and length (of the straight sections not the curved ends) should be measured for looking up the scale below but overall size required for calculating volume. Water tonnage can be calculated with reference to the scales. Made of welded/bolted mild steel but could be stainless or aluminium (see separate scales). Not pressurised. White oxide primed, hydro tested. Costs include external painting. Useful Facts (approximately) Diameter 3.25 ft x 5.5ft = 284 gallons Diameter 12 ft x 44 f = 31,100 gallons 6 ft x 4 ft x 4 f = 600 gallons 12 ft x 10 ft x 9 ft = 6,750 gallons 6 metres diameter x 6 metres = 37,400 gallons 15 metres diameter x 17 metres= 663,000 gallons | Considered Not Applicable at time of Publication | (BEAMS Note 1) The ERC for this item should be added to the total of the ERC of the other P&M items on the site and the Buildings ERC (where applicable) to enable the correct contract size adjustment to be made. ERC of P&M Items + ERC of Building Component’s = Total ERC (net figure rateable items only) to which contract size adjustment should be applied The 2023 Generic Contractors Test Spreadsheet has this facility built into the programme - it is recommended you undertake all contractors test valuations using this spreadsheet. (Details on the application of contract size adjustments can be found in the RCG 2023 Guidance notes). Where RV is calculated using the comparative method (rental method) the contract size adjustment should be made as follows: Select - SCAT code box ""P and M as an addition” within the 2023 Generic Contractors Test Spreadsheet facility. Or Where the spreadsheet is not used take the: Reciprocal of statutory de-capitalisation rate (i.e. 5% reciprocal = 20) multiply by rateable value of the buildings (before any overall end allowances are made and after making a notional deduction for the land value) and add to the ERC of P&M. Use resultant figure to calculate contract size adjustment. (Guidance Notes - Section 6) | For internal lining/painting costs see 215X01 and 215Z01 et cetera. Industrial Usage: plate thickness up to 25 m3 =6mm 25 - 70 m3 = 8mm Over 70 m3 6mm - 10mmthick -depending on gross volume Horizontal cylindrical - saddle mounted not pressurised max rating 0.4 bar Costs exclude saddles (usually 2 steel) | Record length and diameter and capacity (gallons or litres) or m3 | Class 2 List of Accessories (v) Class 1 List of Accessories (1) - storing of fuel for generation of power Class 4 Table 4 | Class 2 if falls within Class 2 proviso Class 1 if not used in connection with storing of fuel for generation of power Class 4 if Class 4(d) limitation applies i.e. does not exceed 400m3 and readily capable of being moved without substantial demolition of any surrounding structure. | Supports, platforms fixed gantries, staging, settings and foundations | Where it would be normal to find more than one item in such a hereditament the ERC stated has been adjusted to reflect any number / quantity, discount. These figures are NOT one off figures. | - | Photo 1 - Small Diesel Tank. Photo 2 - Fuel Oil Storage Tanks. Photo 3 - Gas Oil Tank. | Notes: Fuel used in heating boiler. | 20140 |  | Each | one | NA | NA | NA | 2547.1626 | Option 2 | 2767.4045 | 8.647% | 4490.5888 | 4500.6251 | 76.69% | 62.63% | 4500.6251 | 76.69% | Indexed | NA | VOA_GPN_GOV_UK\7246041 | 2019-08-30 | Low | - | High | Risk taken from previous CG | - | - | NA | Steel | NA | (BEAMS Note 1) The ERC for this item should be added to the total of the ERC of the other P&M items on the site and the Buildings ERC (where applicable) to enable the correct contract size adjustment to be made. ERC of P&M Items + ERC of Building Component’s = Total ERC (net figure rateable items only) to which contract size adjustment should be applied The 2021 Generic Contractors Test Spreadsheet has this facility built into the programme - it is recommended you undertake all contractors test valuations using this spreadsheet. (Details on the application of contract size adjustments can be found in the RCG 2021 Guidance notes). Where RV is calculated using the comparative method (rental method) the contract size adjustment should be made as follows: Select - SCAT code box "P and M as an addition” within the 2021 Generic Contractors Test Spreadsheet facility. Or Where the spreadsheet is not used take the: Reciprocal of statutory de-capitalisation rate (i.e. 5% reciprocal = 20) multiply by rateable value of the buildings (before any overall end allowances are made and after making a notional deduction for the land value) and add to the ERC of P&M. Use resultant figure to calculate contract size adjustment. (Guidance Notes - Section 6) | Photo 1 - Small Diesel Tank. Photo 2 - Fuel Oil Storage Tanks. Photo 3 - Gas Oil Tank. | Notes: Fuel used in heating boiler. | 1 | TRUE
5545 | 215E02 | 7416 | 215E02 | Tanks | Horizontal (not pressure vessels) | Fuel storage | 1.98m diam x 6.37m long | 6mm thick steel | Tanks - Storage Horizontal Cigar shaped tanks found in a single location or in a tank farm above ground. Most likely external fitted with metal supports or in a frame of steel. Catwalks and platforms extra. Used mainly in the chemical/petrol industries size range 500,000 gallons but in many industrial properties used as fuel tanks for Class 1 and 2 items. Diameter and length (of the straight sections not the curved ends) should be measured for looking up the scale below but overall size required for calculating volume. Water tonnage can be calculated with reference to the scales. Made of welded/bolted mild steel but could be stainless or aluminium (see separate scales). Not pressurised. White oxide primed, hydro tested. Costs include external painting. Useful Facts (approximately) Diameter 3.25 ft x 5.5ft = 284 gallons Diameter 12 ft x 44 f = 31,100 gallons 6 ft x 4 ft x 4 f = 600 gallons 12 ft x 10 ft x 9 ft = 6,750 gallons 6 metres diameter x 6 metres = 37,400 gallons 15 metres diameter x 17 metres= 663,000 gallons | Considered Not Applicable at time of Publication | (BEAMS Note 1) The ERC for this item should be added to the total of the ERC of the other P&M items on the site and the Buildings ERC (where applicable) to enable the correct contract size adjustment to be made. ERC of P&M Items + ERC of Building Component’s = Total ERC (net figure rateable items only) to which contract size adjustment should be applied The 2023 Generic Contractors Test Spreadsheet has this facility built into the programme - it is recommended you undertake all contractors test valuations using this spreadsheet. (Details on the application of contract size adjustments can be found in the RCG 2023 Guidance notes). Where RV is calculated using the comparative method (rental method) the contract size adjustment should be made as follows: Select - SCAT code box ""P and M as an addition” within the 2023 Generic Contractors Test Spreadsheet facility. Or Where the spreadsheet is not used take the: Reciprocal of statutory de-capitalisation rate (i.e. 5% reciprocal = 20) multiply by rateable value of the buildings (before any overall end allowances are made and after making a notional deduction for the land value) and add to the ERC of P&M. Use resultant figure to calculate contract size adjustment. (Guidance Notes - Section 6) | For internal lining/painting costs see 215X01 and 215Z01 et cetera. Industrial Usage: plate thickness up to 25 m3 =6mm 25 - 70 m3 = 8mm Over 70 m3 6mm - 10mmthick -depending on gross volume Horizontal cylindrical - saddle mounted not pressurised max rating 0.4 bar Costs exclude saddles (usually 2 steel) | Record length and diameter and capacity (gallons or litres) or m3 | Class 2 List of Accessories (v) Class 1 List of Accessories (1) - storing of fuel for generation of power Class 4 Table 4 | Class 2 if falls within Class 2 proviso Class 1 if not used in connection with storing of fuel for generation of power Class 4 if Class 4(d) limitation applies i.e. does not exceed 400m3 and readily capable of being moved without substantial demolition of any surrounding structure. | Supports, platforms fixed gantries, staging, settings and foundations | Where it would be normal to find more than one item in such a hereditament the ERC stated has been adjusted to reflect any number / quantity, discount. These figures are NOT one off figures. | - | Photo 1 - Small Diesel Tank. Photo 2 - Fuel Oil Storage tanks. Photo 3 - Gas Oil Tank. | Notes: Fuel used in heating boiler. | 20139 |  | Each | one | NA | NA | NA | 4914.5255 | Option 2 | 5339.4629 | 8.647% | 8664.1949 | 8683.559 | 76.69% | 62.63% | 8683.559 | 76.69% | Indexed | NA | VOA_GPN_GOV_UK\7246041 | 2019-08-30 | Low | - | High | Risk taken from previous CG | - | - | NA | Steel | NA | (BEAMS Note 1) The ERC for this item should be added to the total of the ERC of the other P&M items on the site and the Buildings ERC (where applicable) to enable the correct contract size adjustment to be made. ERC of P&M Items + ERC of Building Component’s = Total ERC (net figure rateable items only) to which contract size adjustment should be applied The 2021 Generic Contractors Test Spreadsheet has this facility built into the programme - it is recommended you undertake all contractors test valuations using this spreadsheet. (Details on the application of contract size adjustments can be found in the RCG 2021 Guidance notes). Where RV is calculated using the comparative method (rental method) the contract size adjustment should be made as follows: Select - SCAT code box "P and M as an addition” within the 2021 Generic Contractors Test Spreadsheet facility. Or Where the spreadsheet is not used take the: Reciprocal of statutory de-capitalisation rate (i.e. 5% reciprocal = 20) multiply by rateable value of the buildings (before any overall end allowances are made and after making a notional deduction for the land value) and add to the ERC of P&M. Use resultant figure to calculate contract size adjustment. (Guidance Notes - Section 6) | Photo 1 - Small Diesel Tank. Photo 2 - Fuel Oil Storage tanks. Photo 3 - Gas Oil Tank. | Notes: Fuel used in heating boiler. | 1 | TRUE
5546 | 215E03 | 7417 | 215E03 | Tanks | Horizontal (not pressure vessels) | Fuel storage | 2.44m diam x 6.20m long | 6mm thick steel | Tanks - Storage Horizontal Cigar shaped tanks found in a single location or in a tank farm above ground. Most likely external fitted with metal supports or in a frame of steel. Catwalks and platforms extra. Used mainly in the chemical/petrol industries size range 500,000 gallons but in many industrial properties used as fuel tanks for Class 1 and 2 items. Diameter and length (of the straight sections not the curved ends) should be measured for looking up the scale below but overall size required for calculating volume. Water tonnage can be calculated with reference to the scales. Made of welded/bolted mild steel but could be stainless or aluminium (see separate scales). Not pressurised. White oxide primed, hydro tested. Costs include external painting. Useful Facts (approximately) Diameter 3.25 ft x 5.5ft = 284 gallons Diameter 12 ft x 44 f = 31,100 gallons 6 ft x 4 ft x 4 f = 600 gallons 12 ft x 10 ft x 9 ft = 6,750 gallons 6 metres diameter x 6 metres = 37,400 gallons 15 metres diameter x 17 metres= 663,000 gallons | Considered Not Applicable at time of Publication | (BEAMS Note 1) The ERC for this item should be added to the total of the ERC of the other P&M items on the site and the Buildings ERC (where applicable) to enable the correct contract size adjustment to be made. ERC of P&M Items + ERC of Building Component’s = Total ERC (net figure rateable items only) to which contract size adjustment should be applied The 2023 Generic Contractors Test Spreadsheet has this facility built into the programme - it is recommended you undertake all contractors test valuations using this spreadsheet. (Details on the application of contract size adjustments can be found in the RCG 2023 Guidance notes). Where RV is calculated using the comparative method (rental method) the contract size adjustment should be made as follows: Select - SCAT code box ""P and M as an addition” within the 2023 Generic Contractors Test Spreadsheet facility. Or Where the spreadsheet is not used take the: Reciprocal of statutory de-capitalisation rate (i.e. 5% reciprocal = 20) multiply by rateable value of the buildings (before any overall end allowances are made and after making a notional deduction for the land value) and add to the ERC of P&M. Use resultant figure to calculate contract size adjustment. (Guidance Notes - Section 6) | For internal lining/painting costs see 215X01 and 215Z01 et cetera. Industrial Usage: plate thickness up to 25 m3 =6mm 25 - 70 m3 = 8mm Over 70 m3 6mm - 10mmthick -depending on gross volume Horizontal cylindrical - saddle mounted not pressurised max rating 0.4 bar Costs exclude saddles (usually 2 steel) | Record length and diameter and capacity (gallons or litres) or m3 | Class 2 List of Accessories (v) Class 1 List of Accessories (1) - storing of fuel for generation of power Class 4 Table 4 | Class 2 if falls within Class 2 proviso Class 1 if not used in connection with storing of fuel for generation of power Class 4 if Class 4(d) limitation applies i.e. does not exceed 400m3 and readily capable of being moved without substantial demolition of any surrounding structure. | Supports, platforms fixed gantries, staging, settings and foundations | Where it would be normal to find more than one item in such a hereditament the ERC stated has been adjusted to reflect any number / quantity, discount. These figures are NOT one off figures. | - | Photo 1 - Small Diesel Tank. Photo 2 - Fuel Oil Storage tanks. Photo 3 - Gas Oil Tank. | Notes: Fuel used in heating boiler. | 20139 |  | Each | one | NA | NA | NA | 7611.5212 | Option 2 | 8269.6559 | 8.647% | 13418.936 | 13448.9268 | 76.69% | 62.63% | 13448.9268 | 76.69% | Indexed | NA | VOA_GPN_GOV_UK\7246041 | 2019-08-30 | Low | - | High | Risk taken from previous CG | - | - | NA | Steel | NA | (BEAMS Note 1) The ERC for this item should be added to the total of the ERC of the other P&M items on the site and the Buildings ERC (where applicable) to enable the correct contract size adjustment to be made. ERC of P&M Items + ERC of Building Component’s = Total ERC (net figure rateable items only) to which contract size adjustment should be applied The 2021 Generic Contractors Test Spreadsheet has this facility built into the programme - it is recommended you undertake all contractors test valuations using this spreadsheet. (Details on the application of contract size adjustments can be found in the RCG 2021 Guidance notes). Where RV is calculated using the comparative method (rental method) the contract size adjustment should be made as follows: Select - SCAT code box "P and M as an addition” within the 2021 Generic Contractors Test Spreadsheet facility. Or Where the spreadsheet is not used take the: Reciprocal of statutory de-capitalisation rate (i.e. 5% reciprocal = 20) multiply by rateable value of the buildings (before any overall end allowances are made and after making a notional deduction for the land value) and add to the ERC of P&M. Use resultant figure to calculate contract size adjustment. (Guidance Notes - Section 6) | Photo 1 - Small Diesel Tank. Photo 2 - Fuel Oil Storage tanks. Photo 3 - Gas Oil Tank. | Notes: Fuel used in heating boiler. | 1 | TRUE
5547 | 215E04 | 7418 | 215E04 | Tanks | Horizontal (not pressure vessels) | Fuel storage | 2.74m diam x 9.75m long | 6mm thick steel | Tanks - Storage Horizontal Cigar shaped tanks found in a single location or in a tank farm above ground. Most likely external fitted with metal supports or in a frame of steel. Catwalks and platforms extra. Used mainly in the chemical/petrol industries size range 500,000 gallons but in many industrial properties used as fuel tanks for Class 1 and 2 items. Diameter and length (of the straight sections not the curved ends) should be measured for looking up the scale below but overall size required for calculating volume. Water tonnage can be calculated with reference to the scales. Made of welded/bolted mild steel but could be stainless or aluminium (see separate scales). Not pressurised. White oxide primed, hydro tested. Costs include external painting. Useful Facts (approximately) Diameter 3.25 ft x 5.5ft = 284 gallons Diameter 12 ft x 44 f = 31,100 gallons 6 ft x 4 ft x 4 f = 600 gallons 12 ft x 10 ft x 9 ft = 6,750 gallons 6 metres diameter x 6 metres = 37,400 gallons 15 metres diameter x 17 metres= 663,000 gallons | Considered Not Applicable at time of Publication | (BEAMS Note 1) The ERC for this item should be added to the total of the ERC of the other P&M items on the site and the Buildings ERC (where applicable) to enable the correct contract size adjustment to be made. ERC of P&M Items + ERC of Building Component’s = Total ERC (net figure rateable items only) to which contract size adjustment should be applied The 2023 Generic Contractors Test Spreadsheet has this facility built into the programme - it is recommended you undertake all contractors test valuations using this spreadsheet. (Details on the application of contract size adjustments can be found in the RCG 2023 Guidance notes). Where RV is calculated using the comparative method (rental method) the contract size adjustment should be made as follows: Select - SCAT code box ""P and M as an addition” within the 2023 Generic Contractors Test Spreadsheet facility. Or Where the spreadsheet is not used take the: Reciprocal of statutory de-capitalisation rate (i.e. 5% reciprocal = 20) multiply by rateable value of the buildings (before any overall end allowances are made and after making a notional deduction for the land value) and add to the ERC of P&M. Use resultant figure to calculate contract size adjustment. (Guidance Notes - Section 6) | For internal lining/painting costs see 215X01 and 215Z01 et cetera. Industrial Usage: plate thickness up to 25 m3 =6mm 25 - 70 m3 = 8mm Over 70 m3 6mm - 10mmthick -depending on gross volume Horizontal cylindrical - saddle mounted not pressurised max rating 0.4 bar Costs exclude saddles (usually 2 steel) | Record length and diameter and capacity (gallons or litres) or m3 | Class 2 List of Accessories (v) Class 1 List of Accessories (1) - storing of fuel for generation of power Class 4 Table 4 | Class 2 if falls within Class 2 proviso Class 1 if not used in connection with storing of fuel for generation of power Class 4 if Class 4(d) limitation applies i.e. does not exceed 400m3 and readily capable of being moved without substantial demolition of any surrounding structure. | Supports, platforms fixed gantries, staging, settings and foundations | Where it would be normal to find more than one item in such a hereditament the ERC stated has been adjusted to reflect any number / quantity, discount. These figures are NOT one off figures. | - | Photo 1 - Small Diesel Tank. Photo 2 - Fuel Oil Storage tanks. Photo 3 - Gas Oil Tank. | Notes: Fuel used in heating boiler. | 20139 |  | Each | one | NA | NA | NA | 10274.2694 | Option 2 | 11162.6401 | 8.647% | 18113.2995 | 18153.782 | 76.69% | 62.63% | 18153.782 | 76.69% | Indexed | NA | VOA_GPN_GOV_UK\7246041 | 2019-08-30 | Low | - | High | Risk taken from previous CG | - | - | NA | Steel | NA | (BEAMS Note 1) The ERC for this item should be added to the total of the ERC of the other P&M items on the site and the Buildings ERC (where applicable) to enable the correct contract size adjustment to be made. ERC of P&M Items + ERC of Building Component’s = Total ERC (net figure rateable items only) to which contract size adjustment should be applied The 2021 Generic Contractors Test Spreadsheet has this facility built into the programme - it is recommended you undertake all contractors test valuations using this spreadsheet. (Details on the application of contract size adjustments can be found in the RCG 2021 Guidance notes). Where RV is calculated using the comparative method (rental method) the contract size adjustment should be made as follows: Select - SCAT code box "P and M as an addition” within the 2021 Generic Contractors Test Spreadsheet facility. Or Where the spreadsheet is not used take the: Reciprocal of statutory de-capitalisation rate (i.e. 5% reciprocal = 20) multiply by rateable value of the buildings (before any overall end allowances are made and after making a notional deduction for the land value) and add to the ERC of P&M. Use resultant figure to calculate contract size adjustment. (Guidance Notes - Section 6) | Photo 1 - Small Diesel Tank. Photo 2 - Fuel Oil Storage tanks. Photo 3 - Gas Oil Tank. | Notes: Fuel used in heating boiler. | 1 | TRUE
5548 | 215E05 | 7419 | 215E05 | Tanks | Horizontal (not pressure vessels) | Fuel storage | 3.66m diam x 9.80m long | 10mm thick steel | Tanks - Storage Horizontal Cigar shaped tanks found in a single location or in a tank farm above ground. Most likely external fitted with metal supports or in a frame of steel. Catwalks and platforms extra. Used mainly in the chemical/petrol industries size range 500,000 gallons but in many industrial properties used as fuel tanks for Class 1 and 2 items. Diameter and length (of the straight sections not the curved ends) should be measured for looking up the scale below but overall size required for calculating volume. Water tonnage can be calculated with reference to the scales. Made of welded/bolted mild steel but could be stainless or aluminium (see separate scales). Not pressurised. White oxide primed, hydro tested. Costs include external painting. Useful Facts (approximately) Diameter 3.25 ft x 5.5ft = 284 gallons Diameter 12 ft x 44 f = 31,100 gallons 6 ft x 4 ft x 4 f = 600 gallons 12 ft x 10 ft x 9 ft = 6,750 gallons 6 metres diameter x 6 metres = 37,400 gallons 15 metres diameter x 17 metres= 663,000 gallons | Considered Not Applicable at time of Publication | (BEAMS Note 1) The ERC for this item should be added to the total of the ERC of the other P&M items on the site and the Buildings ERC (where applicable) to enable the correct contract size adjustment to be made. ERC of P&M Items + ERC of Building Component’s = Total ERC (net figure rateable items only) to which contract size adjustment should be applied The 2023 Generic Contractors Test Spreadsheet has this facility built into the programme - it is recommended you undertake all contractors test valuations using this spreadsheet. (Details on the application of contract size adjustments can be found in the RCG 2023 Guidance notes). Where RV is calculated using the comparative method (rental method) the contract size adjustment should be made as follows: Select - SCAT code box ""P and M as an addition” within the 2023 Generic Contractors Test Spreadsheet facility. Or Where the spreadsheet is not used take the: Reciprocal of statutory de-capitalisation rate (i.e. 5% reciprocal = 20) multiply by rateable value of the buildings (before any overall end allowances are made and after making a notional deduction for the land value) and add to the ERC of P&M. Use resultant figure to calculate contract size adjustment. (Guidance Notes - Section 6) | For internal lining/painting costs see 215X01 and 215Z01 et cetera. Industrial Usage: plate thickness up to 25 m3 =6mm 25 - 70 m3 = 8mm Over 70 m3 6mm - 10mmthick -depending on gross volume Horizontal cylindrical - saddle mounted not pressurised max rating 0.4 bar Costs exclude saddles (usually 2 steel) | Record length and diameter and capacity (gallons or litres) or m3 | Class 2 List of Accessories (v) Class 1 List of Accessories (1) - storing of fuel for generation of power Class 4 Table 4 | Class 2 if falls within Class 2 proviso Class 1 if not used in connection with storing of fuel for generation of power Class 4 if Class 4(d) limitation applies i.e. does not exceed 400m3 and readily capable of being moved without substantial demolition of any surrounding structure. | Supports, platforms fixed gantries, staging, settings and foundations | Where it would be normal to find more than one item in such a hereditament the ERC stated has been adjusted to reflect any number / quantity, discount. These figures are NOT one off figures. | - | Photo 1 - Small Diesel Tank. Photo 2 - Fuel Oil Storage tanks. Photo 3 - Gas Oil Tank. | Notes: Fuel used in heating boiler. | 20139 |  | Each | one | NA | NA | NA | 21447.5373 | Option 2 | 23302.0112 | 8.647% | 37811.5127 | 37896.0198 | 76.69% | 62.63% | 37896.0198 | 76.69% | Indexed | NA | VOA_GPN_GOV_UK\7246041 | 2019-08-30 | Low | - | High | Risk taken from previous CG | - | - | NA | Steel | NA | (BEAMS Note 1) The ERC for this item should be added to the total of the ERC of the other P&M items on the site and the Buildings ERC (where applicable) to enable the correct contract size adjustment to be made. ERC of P&M Items + ERC of Building Component’s = Total ERC (net figure rateable items only) to which contract size adjustment should be applied The 2021 Generic Contractors Test Spreadsheet has this facility built into the programme - it is recommended you undertake all contractors test valuations using this spreadsheet. (Details on the application of contract size adjustments can be found in the RCG 2021 Guidance notes). Where RV is calculated using the comparative method (rental method) the contract size adjustment should be made as follows: Select - SCAT code box "P and M as an addition” within the 2021 Generic Contractors Test Spreadsheet facility. Or Where the spreadsheet is not used take the: Reciprocal of statutory de-capitalisation rate (i.e. 5% reciprocal = 20) multiply by rateable value of the buildings (before any overall end allowances are made and after making a notional deduction for the land value) and add to the ERC of P&M. Use resultant figure to calculate contract size adjustment. (Guidance Notes - Section 6) | Photo 1 - Small Diesel Tank. Photo 2 - Fuel Oil Storage tanks. Photo 3 - Gas Oil Tank. | Notes: Fuel used in heating boiler. | 1 | TRUE
5549 | 215E06 | 7420 | 215E06 | Tanks | Horizontal (not pressure vessels) | Fuel storage | 1.52m diam x 3.05m long | 6mm thick steel | Tanks - Storage Horizontal Cigar shaped tanks found in a single location or in a tank farm above ground. Most likely external fitted with metal supports or in a frame of steel. Catwalks and platforms extra. Used mainly in the chemical/petrol industries size range 500,000 gallons but in many industrial properties used as fuel tanks for Class 1 and 2 items. Diameter and length (of the straight sections not the curved ends) should be measured for looking up the scale below but overall size required for calculating volume. Water tonnage can be calculated with reference to the scales. Made of welded/bolted mild steel but could be stainless or aluminium (see separate scales). Not pressurised. White oxide primed, hydro tested. Costs include external painting. Useful Facts (approximately) Diameter 3.25 ft x 5.5ft = 284 gallons Diameter 12 ft x 44 f = 31,100 gallons 6 ft x 4 ft x 4 f = 600 gallons 12 ft x 10 ft x 9 ft = 6,750 gallons 6 metres diameter x 6 metres = 37,400 gallons 15 metres diameter x 17 metres= 663,000 gallons | Considered Not Applicable at time of Publication | (BEAMS Note 1) The ERC for this item should be added to the total of the ERC of the other P&M items on the site and the Buildings ERC (where applicable) to enable the correct contract size adjustment to be made. ERC of P&M Items + ERC of Building Component’s = Total ERC (net figure rateable items only) to which contract size adjustment should be applied The 2023 Generic Contractors Test Spreadsheet has this facility built into the programme - it is recommended you undertake all contractors test valuations using this spreadsheet. (Details on the application of contract size adjustments can be found in the RCG 2023 Guidance notes). Where RV is calculated using the comparative method (rental method) the contract size adjustment should be made as follows: Select - SCAT code box ""P and M as an addition” within the 2023 Generic Contractors Test Spreadsheet facility. Or Where the spreadsheet is not used take the: Reciprocal of statutory de-capitalisation rate (i.e. 5% reciprocal = 20) multiply by rateable value of the buildings (before any overall end allowances are made and after making a notional deduction for the land value) and add to the ERC of P&M. Use resultant figure to calculate contract size adjustment. (Guidance Notes - Section 6) | For internal lining/painting costs see 215X01 and 215Z01 et cetera. Industrial Usage: plate thickness up to 25 m3 =6mm 25 - 70 m3 = 8mm Over 70 m3 6mm - 10mmthick -depending on gross volume Horizontal cylindrical - saddle mounted not pressurised max rating 0.4 bar Costs exclude saddles (usually 2 steel) | Record length and diameter and capacity (gallons or litres) or m3 | Class 2 List of Accessories (v) Class 1 List of Accessories (1) - storing of fuel for generation of power Class 4 Table 4 | Class 2 if falls within Class 2 proviso Class 1 if not used in connection with storing of fuel for generation of power Class 4 if Class 4(d) limitation applies i.e. does not exceed 400m3 and readily capable of being moved without substantial demolition of any surrounding structure. | Supports, platforms fixed gantries, staging, settings and foundations | Where it would be normal to find more than one item in such a hereditament the ERC stated has been adjusted to reflect any number / quantity, discount. These figures are NOT one off figures. | - | Photo 1 - Small Diesel Tank. Photo 2 - Fuel Oil Storage tanks. Photo 3 - Gas Oil Tank. | Notes: Fuel used in heating boiler. | 20139 |  | Each | one | NA | NA | NA | 2825.4241 | Option 2 | 3069.726 | 8.647% | 4981.1574 | 4992.29 | 76.69% | 62.63% | 4992.29 | 76.69% | Indexed | NA | VOA_GPN_GOV_UK\7246041 | 2019-08-30 | Low | - | High | Risk taken from previous CG | - | - | NA | Steel | NA | (BEAMS Note 1) The ERC for this item should be added to the total of the ERC of the other P&M items on the site and the Buildings ERC (where applicable) to enable the correct contract size adjustment to be made. ERC of P&M Items + ERC of Building Component’s = Total ERC (net figure rateable items only) to which contract size adjustment should be applied The 2021 Generic Contractors Test Spreadsheet has this facility built into the programme - it is recommended you undertake all contractors test valuations using this spreadsheet. (Details on the application of contract size adjustments can be found in the RCG 2021 Guidance notes). Where RV is calculated using the comparative method (rental method) the contract size adjustment should be made as follows: Select - SCAT code box "P and M as an addition” within the 2021 Generic Contractors Test Spreadsheet facility. Or Where the spreadsheet is not used take the: Reciprocal of statutory de-capitalisation rate (i.e. 5% reciprocal = 20) multiply by rateable value of the buildings (before any overall end allowances are made and after making a notional deduction for the land value) and add to the ERC of P&M. Use resultant figure to calculate contract size adjustment. (Guidance Notes - Section 6) | Photo 1 - Small Diesel Tank. Photo 2 - Fuel Oil Storage tanks. Photo 3 - Gas Oil Tank. | Notes: Fuel used in heating boiler. | 1 | TRUE
5550 | 215E07 | 7425 | 215E07 | Tanks | Horizontal (not pressure vessels) | Fuel storage | 2.74m diam x 9.15m long | 8mm thick steel | Tanks - Storage Horizontal Cigar shaped tanks found in a single location or in a tank farm above ground. Most likely external fitted with metal supports or in a frame of steel. Catwalks and platforms extra. Used mainly in the chemical/petrol industries size range 500,000 gallons but in many industrial properties used as fuel tanks for Class 1 and 2 items. Diameter and length (of the straight sections not the curved ends) should be measured for looking up the scale below but overall size required for calculating volume. Water tonnage can be calculated with reference to the scales. Made of welded/bolted mild steel but could be stainless or aluminium (see separate scales). Not pressurised. White oxide primed, hydro tested. Costs include external painting. Useful Facts (approximately) Diameter 3.25 ft x 5.5ft = 284 gallons Diameter 12 ft x 44 f = 31,100 gallons 6 ft x 4 ft x 4 f = 600 gallons 12 ft x 10 ft x 9 ft = 6,750 gallons 6 metres diameter x 6 metres = 37,400 gallons 15 metres diameter x 17 metres= 663,000 gallons | Considered Not Applicable at time of Publication | (BEAMS Note 1) The ERC for this item should be added to the total of the ERC of the other P&M items on the site and the Buildings ERC (where applicable) to enable the correct contract size adjustment to be made. ERC of P&M Items + ERC of Building Component’s = Total ERC (net figure rateable items only) to which contract size adjustment should be applied The 2023 Generic Contractors Test Spreadsheet has this facility built into the programme - it is recommended you undertake all contractors test valuations using this spreadsheet. (Details on the application of contract size adjustments can be found in the RCG 2023 Guidance notes). Where RV is calculated using the comparative method (rental method) the contract size adjustment should be made as follows: Select - SCAT code box ""P and M as an addition” within the 2023 Generic Contractors Test Spreadsheet facility. Or Where the spreadsheet is not used take the: Reciprocal of statutory de-capitalisation rate (i.e. 5% reciprocal = 20) multiply by rateable value of the buildings (before any overall end allowances are made and after making a notional deduction for the land value) and add to the ERC of P&M. Use resultant figure to calculate contract size adjustment. (Guidance Notes - Section 6) | For internal lining/painting costs see 215X01 and 215Z01 et cetera. Industrial Usage: plate thickness up to 25 m3 =6mm 25 - 70 m3 = 8mm Over 70 m3 6mm - 10mmthick -depending on gross volume Horizontal cylindrical - saddle mounted not pressurised max rating 0.4 bar Costs exclude saddles (usually 2 steel) | Record length and diameter and capacity (gallons or litres) or m3 | Class 2 List of Accessories (v) Class 1 List of Accessories (1) - storing of fuel for generation of power Class 4 Table 4 | Class 2 if falls within Class 2 proviso Class 1 if not used in connection with storing of fuel for generation of power Class 4 if Class 4(d) limitation applies i.e. does not exceed 400m3 and readily capable of being moved without substantial demolition of any surrounding structure. | Supports, platforms fixed gantries, staging, settings and foundations | Where it would be normal to find more than one item in such a hereditament the ERC stated has been adjusted to reflect any number / quantity, discount. These figures are NOT one off figures. | - | Photo 1 - Small Diesel Tank. Photo 2 - Fuel Oil Storage tanks. Photo 3 - Gas Oil Tank. | Notes: Fuel used in heating boiler. | 20139 |  | Each | one | NA | NA | NA | 10454.0691 | Option 2 | 11357.9863 | 8.647% | 18430.2822 | 18471.4731 | 76.69% | 62.63% | 18471.4731 | 76.69% | Indexed | NA | VOA_GPN_GOV_UK\7246041 | 2019-08-30 | Low | - | High | Risk taken from previous CG | - | - | NA | Steel | NA | (BEAMS Note 1) The ERC for this item should be added to the total of the ERC of the other P&M items on the site and the Buildings ERC (where applicable) to enable the correct contract size adjustment to be made. ERC of P&M Items + ERC of Building Component’s = Total ERC (net figure rateable items only) to which contract size adjustment should be applied The 2021 Generic Contractors Test Spreadsheet has this facility built into the programme - it is recommended you undertake all contractors test valuations using this spreadsheet. (Details on the application of contract size adjustments can be found in the RCG 2021 Guidance notes). Where RV is calculated using the comparative method (rental method) the contract size adjustment should be made as follows: Select - SCAT code box "P and M as an addition” within the 2021 Generic Contractors Test Spreadsheet facility. Or Where the spreadsheet is not used take the: Reciprocal of statutory de-capitalisation rate (i.e. 5% reciprocal = 20) multiply by rateable value of the buildings (before any overall end allowances are made and after making a notional deduction for the land value) and add to the ERC of P&M. Use resultant figure to calculate contract size adjustment. (Guidance Notes - Section 6) | Photo 1 - Small Diesel Tank. Photo 2 - Fuel Oil Storage tanks. Photo 3 - Gas Oil Tank. | Notes: Fuel used in heating boiler. | 1 | TRUE
5551 | 215E08 | 7426 | 215E08 | Tanks | Horizontal (not pressure vessels) | Fuel storage | 3.66m diam x 12.18m long | 10mm thick steel | Tanks - Storage Horizontal Cigar shaped tanks found in a single location or in a tank farm above ground. Most likely external fitted with metal supports or in a frame of steel. Catwalks and platforms extra. Used mainly in the chemical/petrol industries size range 500,000 gallons but in many industrial properties used as fuel tanks for Class 1 and 2 items. Diameter and length (of the straight sections not the curved ends) should be measured for looking up the scale below but overall size required for calculating volume. Water tonnage can be calculated with reference to the scales. Made of welded/bolted mild steel but could be stainless or aluminium (see separate scales). Not pressurised. White oxide primed, hydro tested. Costs include external painting. Useful Facts (approximately) Diameter 3.25 ft x 5.5ft = 284 gallons Diameter 12 ft x 44 f = 31,100 gallons 6 ft x 4 ft x 4 f = 600 gallons 12 ft x 10 ft x 9 ft = 6,750 gallons 6 metres diameter x 6 metres = 37,400 gallons 15 metres diameter x 17 metres= 663,000 gallons | Considered Not Applicable at time of Publication | (BEAMS Note 1) The ERC for this item should be added to the total of the ERC of the other P&M items on the site and the Buildings ERC (where applicable) to enable the correct contract size adjustment to be made. ERC of P&M Items + ERC of Building Component’s = Total ERC (net figure rateable items only) to which contract size adjustment should be applied The 2023 Generic Contractors Test Spreadsheet has this facility built into the programme - it is recommended you undertake all contractors test valuations using this spreadsheet. (Details on the application of contract size adjustments can be found in the RCG 2023 Guidance notes). Where RV is calculated using the comparative method (rental method) the contract size adjustment should be made as follows: Select - SCAT code box ""P and M as an addition” within the 2023 Generic Contractors Test Spreadsheet facility. Or Where the spreadsheet is not used take the: Reciprocal of statutory de-capitalisation rate (i.e. 5% reciprocal = 20) multiply by rateable value of the buildings (before any overall end allowances are made and after making a notional deduction for the land value) and add to the ERC of P&M. Use resultant figure to calculate contract size adjustment. (Guidance Notes - Section 6) | For internal lining/painting costs see 215X01 and 215Z01 et cetera. Industrial Usage: plate thickness up to 25 m3 =6mm 25 - 70 m3 = 8mm Over 70 m3 6mm - 10mmthick -depending on gross volume Horizontal cylindrical - saddle mounted not pressurised max rating 0.4 bar Costs exclude saddles (usually 2 steel) | Record length and diameter and capacity (gallons or litres) or m3 | Class 2 List of Accessories (v) Class 1 List of Accessories (1) - storing of fuel for generation of power Class 4 Table 4 | Class 2 if falls within Class 2 proviso Class 1 if not used in connection with storing of fuel for generation of power Class 4 if Class 4(d) limitation applies i.e. does not exceed 400m3 and readily capable of being moved without substantial demolition of any surrounding structure. | Supports, platforms fixed gantries, staging, settings and foundations | It is assumed that the item forms part of an "average size industrial, commercial or office complex". Where it would be normal to find more than one item in such a hereditament the ERC stated has been adjusted to reflect any number / quantity, discount. These figures are NOT one off figures. | - | Photo 1 - Small Diesel Tank. Photo 2 - Fuel Oil Storage Tanks. Photo 3 - Gas Oil Tank. | Notes: Fuel used in heating boiler. | 20139 |  | Each | one | NA | NA | NA | 21379.0422 | Option 2 | 23227.5936 | 8.647% | 37690.7574 | 37774.9946 | 76.69% | 62.63% | 37774.9946 | 76.69% | Indexed | NA | VOA_GPN_GOV_UK\7246041 | 2019-08-30 | Low | - | High | Risk taken from previous CG | - | - | NA | Steel | NA | (BEAMS Note 1) The ERC for this item should be added to the total of the ERC of the other P&M items on the site and the Buildings ERC (where applicable) to enable the correct contract size adjustment to be made. ERC of P&M Items + ERC of Building Component’s = Total ERC (net figure rateable items only) to which contract size adjustment should be applied The 2021 Generic Contractors Test Spreadsheet has this facility built into the programme - it is recommended you undertake all contractors test valuations using this spreadsheet. (Details on the application of contract size adjustments can be found in the RCG 2021 Guidance notes). Where RV is calculated using the comparative method (rental method) the contract size adjustment should be made as follows: Select - SCAT code box "P and M as an addition” within the 2021 Generic Contractors Test Spreadsheet facility. Or Where the spreadsheet is not used take the: Reciprocal of statutory de-capitalisation rate (i.e. 5% reciprocal = 20) multiply by rateable value of the buildings (before any overall end allowances are made and after making a notional deduction for the land value) and add to the ERC of P&M. Use resultant figure to calculate contract size adjustment. (Guidance Notes - Section 6) | Photo 1 - Small Diesel Tank. Photo 2 - Fuel Oil Storage Tanks. Photo 3 - Gas Oil Tank. | Notes: Fuel used in heating boiler. | 1 | TRUE
5552 | 215E010 | 7412 | 215E010 | Tanks | Horizontal (not pressure vessels) | Fuel Storage - Saddle supports | To fit 215E01, 02, 06 | 2 sets | Tanks - Supports bases and settings To the underside of most Bulk horizontal Storage tanks is a series of supporting structures or cradles constructed from the base foundation in brickwork , mass concrete or steel. They are provided so that the load of the tank can be adequately transferred to the base. Heights may vary but the costs are for 1.0m high(at highest point) | Considered Not Applicable at time of Publication | (BEAMS Note 2) The ERC for this item should be added to all other rateable items on the hereditament (except land). Therefore the total of the ERC of the other Building Items and the P&M ERC (where applicable) to enable the correct contract size adjustment to be made. ERC of Building Component + ERC of P&M = Total ERC to which contract size adjustment should be applied. The appropriate % adjustment should be made in accordance with the scale for contract size adjustment specified under section 6 of the RCG 2023 Guidance notes. The currency ERC rates are set at £4m (Four Million Pounds) @ 1st April 2021 (AVD) for the RCG 2023 Publication. | - | - | Class 2 List of Accessories (v) Class 1 List of Accessories (1) - storing of fuel for generation of power Class 4 Table 4 | Class 2 if falls within Class 2 proviso Class 1 if not used in connection with storing of fuel for generation of power Class 4 if Class 4(d) limitation applies i.e. does not exceed 400m3 and readily capable of being moved without substantial demolition of any surrounding structure. | Supports, platforms fixed gantries, staging, settings and foundations | - | - | Photo 1 - Brickwork support to tank. Photo 2 - Mass concrete cradles to tank. Photo 3 -Steel cradles. | - | 20140 |  | Each | one | NA | NA | NA | 903.2795 | Option 2 | 981.3821 | 8.647% | 1592.4609 | 1596.02 | 76.69% | 62.63% | 1596.02 | 76.69% | Indexed | NA | VOA_GPN_GOV_UK\7246041 | 2019-08-30 | Low | - | High | Risk taken from previous CG | - | - | NA | Steel | NA | (BEAMS Note 2) The ERC for this item should be added to all other rateable items on the hereditament (except land). Therefore the total of the ERC of the other Building Items and the P&M ERC (where applicable) to enable the correct contract size adjustment to be made. ERC of Building Component + ERC of P&M = Total ERC to which contract size adjustment should be applied. The appropriate % adjustment should be made in accordance with the scale for contract size adjustment specified under section 6 of the RCG 2021 Guidance notes. The currency ERC rates are set at £4m (Four Million Pounds) @ 1st April 2019 (AVD) for the RCG 2021 Publication. | Photo 1 - Brickwork support to tank. Photo 2 - Mass concrete cradles to tank. Photo 3 -Steel cradles. | - | 2 | TRUE
5553 | 215E011 | 7413 | 215E011 | Tanks | Horizontal (not pressure vessels) | Fuel Storage - Saddle supports | To fit 215E03, 04, 07 | 3 sets | Tanks - Supports bases and settings To the underside of most Bulk horizontal Storage tanks is a series of supporting structures or cradles constructed from the base foundation in brickwork , mass concrete or steel. They are provided so that the load of the tank can be adequately transferred to the base. Heights may vary but the costs are for 1.0m high(at highest point) | Considered Not Applicable at time of Publication | (BEAMS Note 2) The ERC for this item should be added to all other rateable items on the hereditament (except land). Therefore the total of the ERC of the other Building Items and the P&M ERC (where applicable) to enable the correct contract size adjustment to be made. ERC of Building Component + ERC of P&M = Total ERC to which contract size adjustment should be applied. The appropriate % adjustment should be made in accordance with the scale for contract size adjustment specified under section 6 of the RCG 2023 Guidance notes. The currency ERC rates are set at £4m (Four Million Pounds) @ 1st April 2021 (AVD) for the RCG 2023 Publication. | - | - | Class 2 List of Accessories (v) Class 1 List of Accessories (1) - storing of fuel for generation of power Class 4 Table 4 | Class 2 if falls within Class 2 proviso Class 1 if not used in connection with storing of fuel for generation of power Class 4 if Class 4(d) limitation applies i.e. does not exceed 400m3 and readily capable of being moved without substantial demolition of any surrounding structure. | Supports, platforms fixed gantries, staging, settings and foundations | - | - | Photo 1 - Brickwork support to tank. Photo 2 - Mass concrete cradles to tank. Photo 3 -Steel cradles. | - | 20140 |  | Each | one | NA | NA | NA | 2517.196 | Option 2 | 2734.8468 | 8.647% | 4437.7584 | 4447.6766 | 76.69% | 62.63% | 4447.6766 | 76.69% | Indexed | NA | VOA_GPN_GOV_UK\7246041 | 2019-08-30 | Low | - | High | Risk taken from previous CG | - | - | NA | Steel | NA | (BEAMS Note 2) The ERC for this item should be added to all other rateable items on the hereditament (except land). Therefore the total of the ERC of the other Building Items and the P&M ERC (where applicable) to enable the correct contract size adjustment to be made. ERC of Building Component + ERC of P&M = Total ERC to which contract size adjustment should be applied. The appropriate % adjustment should be made in accordance with the scale for contract size adjustment specified under section 6 of the RCG 2021 Guidance notes. The currency ERC rates are set at £4m (Four Million Pounds) @ 1st April 2019 (AVD) for the RCG 2021 Publication. | Photo 1 - Brickwork support to tank. Photo 2 - Mass concrete cradles to tank. Photo 3 -Steel cradles. | - | 2 | TRUE
5554 | 215E012 | 7606 | 215E012 | Tanks | Horizontal (not pressure vessels) | Fuel Storage - Saddle supports | To fit 215E05, 08 | 4 sets | Tanks - Supports bases and settings To the underside of most Bulk horizontal Storage tanks is a series of supporting structures or cradles constructed from the base foundation in brickwork , mass concrete or steel. They are provided so that the load of the tank can be adequately transferred to the base. Heights may vary but the costs are for 1.0m high (at highest point) | Considered Not Applicable at time of Publication | (BEAMS Note 2) The ERC for this item should be added to all other rateable items on the hereditament (except land). Therefore the total of the ERC of the other Building Items and the P&M ERC (where applicable) to enable the correct contract size adjustment to be made. ERC of Building Component + ERC of P&M = Total ERC to which contract size adjustment should be applied. The appropriate % adjustment should be made in accordance with the scale for contract size adjustment specified under section 6 of the RCG 2023 Guidance notes. The currency ERC rates are set at £4m (Four Million Pounds) @ 1st April 2021 (AVD) for the RCG 2023 Publication. | - | - | Class 2 List of Accessories (v) Class 1 List of Accessories (1) - storing of fuel for generation of power Class 4 Table 4 | Class 2 if falls within Class 2 proviso Class 1 if not used in connection with storing of fuel for generation of power Class 4 if Class 4(d) limitation applies i.e. does not exceed 400m3 and readily capable of being moved without substantial demolition of any surrounding structure. | Supports, platforms fixed gantries, staging, settings and foundations | - | - | Photo 1 - Small Diesel Tank. Photo 2 - Fuel Oil Storage tanks. Photo 3 - Gas Oil Tank. | - | 20139 |  | Each | one | NA | NA | NA | 3754.3893 | Option 2 | 4079.0147 | 8.647% | 6618.9015 | 6633.6945 | 76.69% | 62.63% | 6633.6945 | 76.69% | Indexed | NA | VOA_GPN_GOV_UK\7246041 | 2019-08-30 | Low | - | High | Risk taken from previous CG | - | - | NA | Steel | NA | (BEAMS Note 2) The ERC for this item should be added to all other rateable items on the hereditament (except land). Therefore the total of the ERC of the other Building Items and the P&M ERC (where applicable) to enable the correct contract size adjustment to be made. ERC of Building Component + ERC of P&M = Total ERC to which contract size adjustment should be applied. The appropriate % adjustment should be made in accordance with the scale for contract size adjustment specified under section 6 of the RCG 2021 Guidance notes. The currency ERC rates are set at £4m (Four Million Pounds) @ 1st April 2019 (AVD) for the RCG 2021 Publication. | Photo 1 - Small Diesel Tank. Photo 2 - Fuel Oil Storage tanks. Photo 3 - Gas Oil Tank. | - | 2 | TRUE
5555 | 215W00 | 7306 | 215W00 | Tanks | Large vertical | Fuel depots / commercial tank farms | Fixed head | 250m³ | Tanks - Large Vertical Cylindrical Single units or Fuel Depots / Commercial Tank Farms - Fixed Head Tanks found on Commercial Tank farms and Fuel Depots together with Individual Tanks, this type are generally an all steel construction (usually mild steel) with butt-welded shells and tap welded bottoms and roofs. The majority of these tanks are fixed head however floating head tanks in this range can be found usually in sizes over 15,000 cu. m. For Floating Head costs see relevant scale. These tanks are usually erected on site built over a purpose built Bitsand foundation (formed under the tank base plate). The Bitsand cone is usually formed on an over-site concrete base (e.g. 150 mm). Deeper or piled foundations should be costed separately. These type of tanks are intended for processed product storage and normally do not exceed 20,000 cu. m in volume although occasionally 25,000 cu. m tanks can be found in petrol storage depots. These types of tanks can be found on refineries and petro-chemical works where finished process products are stored. Fixed roofs are conical and self-supporting made of thin steel plates welded at the edges. There is a current practice to form a floating membrane inside the fixed head tank, this addition saves up to 95% emissions and is popular where petroleum products are being stored, usually in oil depots. The tanks are purpose designed usually by a project team headed by the tank farm operator and built to their specification in conjunction with the tank manufacturers. The design life is a minimum of 25 years providing the tank is subject to a regular maintenance programme and the products stored are restricted to those specified when the tank was designed. This fact should be remembered when considering age only allowances. Most bulk storage tanks are built with a cone up centre however some tanks have a sump in the centre of the tank. In the usual cone up situation the foundations to the tank should be established by reference to plans and sections and costed. Allowances :- These tanks are built to the tank farm operator specification. Cost Information and Design. The tank farm operator, from experience, knows what products will be stored in the tank and how corrosive or otherwise the stored products are. The tank manufacturers build the tanks giving some 25 years life trouble free, in reality such tanks with the correct product stored and maintained regularly should have a life of over 35 years without major refurbishments. Tanks found on Commercial Tank farms and Fuel Depots together with Individual tanks, this type are generally an all steel construction (usually mild steel) with butt-welded shells and tap welded bottoms and roofs. The majority of these tanks are fixed head however floating head tanks in this range can be found usually in sizes over 15,000 cu. m. For costs of floating head tanks see floating head scale. These tanks are usually erected on site built over a purpose built Bitsand foundation (formed under the tank base plate). The Bitsand cone is usually formed on an over-site concrete base (e.g. 150 mm). Deeper or piled foundations should be costed separately. Tanks found on Commercial Tank farms and Fuel Depots together with Individual Tanks, this type are generally an all steel construction (usually mild steel) with butt-welded shells and tap welded bottoms and roofs. The majority of these tanks are fixed head however floating head tanks in this range can be found usually in sizes over 15,000 cu. m. For costs of floating head tanks see floating head scale. These tanks are usually erected on site built over a purpose built Bitsand foundation (formed under the tank base plate). The Bitsand cone is usually formed on an over-site concrete base (e.g. 150 mm). Deeper or piled foundations should be costed separately. | Considered Not Applicable at time of Publication | (BEAMS Note 1) The ERC for this item should be added to the total of the ERC of the other P&M items on the site and the Buildings ERC (where applicable) to enable the correct contract size adjustment to be made. ERC of P&M Items + ERC of Building Component’s = Total ERC (net figure rateable items only) to which contract size adjustment should be applied The 2023 Generic Contractors Test Spreadsheet has this facility built into the programme - it is recommended you undertake all contractors test valuations using this spreadsheet. (Details on the application of contract size adjustments can be found in the RCG 2023 Guidance notes). Where RV is calculated using the comparative method (rental method) the contract size adjustment should be made as follows: Select - SCAT code box ""P and M as an addition” within the 2023 Generic Contractors Test Spreadsheet facility. Or Where the spreadsheet is not used take the: Reciprocal of statutory de-capitalisation rate (i.e. 5% reciprocal = 20) multiply by rateable value of the buildings (before any overall end allowances are made and after making a notional deduction for the land value) and add to the ERC of P&M. Use resultant figure to calculate contract size adjustment. (Guidance Notes - Section 6) | For details and costs of membrane supports see 215Q01 et cetera. Costs include for External painting Single Tanks e.g. Firewater Header Tanks, Single tanks on various hereditaments. This scale is suitable for sites where single or a few tanks are present but where the site is not a commercial tank farm or petroleum depot, for example: - fire water tanks, individual fuel tanks, small chemical holding tanks, et cetera. The costs can be adopted where the tank is specifically made for the product it is storing. | 1. Dia. of tank. 2. Height of tank. 3. Material tank is made out of and whether welded or bolted plates. 4. Painting. 5. Any other known features - internally lined et cetera. 6. Fixed or Floating Head. 7. Age. | Class 4, Table 4 Class 2 (d) Draining ; (e) Supplying Water ; (f) Protection from hazards. List of accessories 1 and 2 (v) | If under Class 2, whole if Class 2 provisos applies - other than. If under Class 4 Heating coils, rock wool insulation, paddles. Whole if Class 4 (d) | Foundations, catwalks, bunds, structural staircases, piles, fire protection equipment, high-level walkways. | It is assumed that the item forms part of an average size industrial, commercial or office complex. Where it would be normal to find more than one item in such a hereditament the ERC stated has been adjusted to reflect any number / quantity, discount. These figures are NOT one off figures. | General The Cost figures are for tanks (mild steel) having 8mm thick bottom plates. The scales are suitable to tanks having bottom plate thicknesses of between 6mm and 10mm. Tanks with bottom plates of 12.4mm thickness may have an addition of up to 40% to account for extra costs. The costs can be used as stage 1 costs for riveted tanks. For small tanks the addition for this type of foundations will be some 12% whereas for larger tanks a 9% addition is required. A 10% addition for foundations is therefore proposed to ALL BULK STORAGE TANKS where individual costings are not possible. In some cases the chemically inert fill layer may consist of concrete up to 100mm deep. The 10% addition is still applicable in these cases. For piled and thicker raft foundations under the tank further addition will be required and these should be calculated with reference to the relevant section in the Cost Guide or after discussion with BEAMS. | Photo 1 - Typical tank farm. Photo 2 - Tank Farm. Photo 3 - Mixed Use Storage Tanks. | - | 20134 |  | m3 | Per cubic metre | 3 - INDUSTRIAL | David Grace | Rob Hughes | 265.4186 | Option 3 | 288.3682 | 8.647% | 418.0017 | 418.9359 | 57.84% | 45.28% | 418.9359 | 57.84% | Indexed | Ryan Hobbs | VOA_GPN_GOV_UK\7246041 | 2020-12-22 | Low | - | Medium | Costs are based on provisional 2021 agreement with agents (email chain saved in Evidence tab). Since CG2023 is currently working from the same TPI start point (322) as CG2021 I have taken the rate without adjustment, and will bulk index closer to publication date. The 215A and 215W series are interchangeable and historically this has led to the codes in the valuer's "Scale" spreadsheet (see evidence tab) not always using the code that appears in the CG. I offered Rob Hughes to correct / rationalise this in CG2023 but he declined as they would have to update all their valuations. Therefore designation (fixed / floating head) and capacity (m3) is more important than actual code. | - | Costs need to be indexed by different indices to general TPI. Some thought will be required to make sure this happens correctly. | NA | Steel | 1.56 | (BEAMS Note 1) The ERC for this item should be added to the total of the ERC of the other P&M items on the site and the Buildings ERC (where applicable) to enable the correct contract size adjustment to be made. ERC of P&M Items + ERC of Building Component’s = Total ERC (net figure rateable items only) to which contract size adjustment should be applied The 2021 Generic Contractors Test Spreadsheet has this facility built into the programme - it is recommended you undertake all contractors test valuations using this spreadsheet. (Details on the application of contract size adjustments can be found in the RCG 2021 Guidance notes). Where RV is calculated using the comparative method (rental method) the contract size adjustment should be made as follows: Select - SCAT code box "P and M as an addition” within the 2021 Generic Contractors Test Spreadsheet facility. Or Where the spreadsheet is not used take the: Reciprocal of statutory de-capitalisation rate (i.e. 5% reciprocal = 20) multiply by rateable value of the buildings (before any overall end allowances are made and after making a notional deduction for the land value) and add to the ERC of P&M. Use resultant figure to calculate contract size adjustment. (Guidance Notes - Section 6) | Photo 1 - Typical tank farm. Photo 2 - Tank Farm. Photo 3 - Mixed Use Storage Tanks. | - | 1 | TRUE
5556 | 215W01 | 7307 | 215W01 | Tanks | Large vertical | Fuel depots / commercial tank farms | Fixed head | 400m³ | Tanks - Large Vertical Cylindrical Single units or Fuel Depots / Commercial Tank Farms - Fixed Head Tanks found on Commercial Tank farms and Fuel Depots together with Individual Tanks, this type are generally an all steel construction (usually mild steel) with butt-welded shells and tap welded bottoms and roofs. The majority of these tanks are fixed head however floating head tanks in this range can be found usually in sizes over 15,000 cu. m. For Floating Head costs see relevant scale. These tanks are usually erected on site built over a purpose built Bitsand foundation (formed under the tank base plate). The Bitsand cone is usually formed on an over-site concrete base (e.g. 150 mm). Deeper or piled foundations should be costed separately. These type of tanks are intended for processed product storage and normally do not exceed 20,000 cu. m in volume although occasionally 25,000 cu. m tanks can be found in petrol storage depots. These types of tanks can be found on refineries and petro-chemical works where finished process products are stored. Fixed roofs are conical and self-supporting made of thin steel plates welded at the edges. There is a current practice to form a floating membrane inside the fixed head tank, this addition saves up to 95% emissions and is popular where petroleum products are being stored, usually in oil depots. The tanks are purpose designed usually by a project team headed by the tank farm operator and built to their specification in conjunction with the tank manufacturers. The design life is a minimum of 25 years providing the tank is subject to a regular maintenance programme and the products stored are restricted to those specified when the tank was designed. This fact should be remembered when considering age only allowances. Most bulk storage tanks are built with a cone up centre however some tanks have a sump in the centre of the tank. In the usual cone up situation the foundations to the tank should be established by reference to plans and sections and costed. Allowances :- These tanks are built to the tank farm operator specification. Cost Information and Design. The tank farm operator, from experience, knows what products will be stored in the tank and how corrosive or otherwise the stored products are. The tank manufacturers build the tanks giving some 25 years life trouble free, in reality such tanks with the correct product stored and maintained regularly should have a life of over 35 years without major refurbishments. Tanks found on Commercial Tank farms and Fuel Depots together with Individual tanks, this type are generally an all steel construction (usually mild steel) with butt-welded shells and tap welded bottoms and roofs. The majority of these tanks are fixed head however floating head tanks in this range can be found usually in sizes over 15,000 cu. m. For costs of floating head tanks see floating head scale. These tanks are usually erected on site built over a purpose built Bitsand foundation (formed under the tank base plate). The Bitsand cone is usually formed on an over-site concrete base (e.g. 150 mm). Deeper or piled foundations should be costed separately. Tanks found on Commercial Tank farms and Fuel Depots together with Individual Tanks, this type are generally an all steel construction (usually mild steel) with butt-welded shells and tap welded bottoms and roofs. The majority of these tanks are fixed head however floating head tanks in this range can be found usually in sizes over 15,000 cu. m. For costs of floating head tanks see floating head scale. These tanks are usually erected on site built over a purpose built Bitsand foundation (formed under the tank base plate). The Bitsand cone is usually formed on an over-site concrete base (e.g. 150 mm). Deeper or piled foundations should be costed separately. | Considered Not Applicable at time of Publication | (BEAMS Note 1) The ERC for this item should be added to the total of the ERC of the other P&M items on the site and the Buildings ERC (where applicable) to enable the correct contract size adjustment to be made. ERC of P&M Items + ERC of Building Component’s = Total ERC (net figure rateable items only) to which contract size adjustment should be applied The 2023 Generic Contractors Test Spreadsheet has this facility built into the programme - it is recommended you undertake all contractors test valuations using this spreadsheet. (Details on the application of contract size adjustments can be found in the RCG 2023 Guidance notes). Where RV is calculated using the comparative method (rental method) the contract size adjustment should be made as follows: Select - SCAT code box ""P and M as an addition” within the 2023 Generic Contractors Test Spreadsheet facility. Or Where the spreadsheet is not used take the: Reciprocal of statutory de-capitalisation rate (i.e. 5% reciprocal = 20) multiply by rateable value of the buildings (before any overall end allowances are made and after making a notional deduction for the land value) and add to the ERC of P&M. Use resultant figure to calculate contract size adjustment. (Guidance Notes - Section 6) | For details and costs of membrane supports see 215Q01 et cetera. Costs include for External painting Single Tanks e.g. Firewater Header Tanks, Single tanks on various hereditaments. This scale is suitable for sites where single or a few tanks are present but where the site is not a commercial tank farm or petroleum depot, for example: - fire water tanks, individual fuel tanks, small chemical holding tanks, et cetera. The costs can be adopted where the tank is specifically made for the product it is storing. | 1. Dia. of tank. 2. Height of tank. 3. Material tank is made out of and whether welded or bolted plates. 4. Painting. 5. Any other known features - internally lined et cetera. 6. Fixed or Floating Head. 7. Age. | Class 4, Table 4 Class 2 (d) Draining ; (e) Supplying Water ; (f) Protection from hazards. List of accessories 1 and 2 (v) | If under Class 2, whole if Class 2 provisos applies - other than. If under Class 4 Heating coils, rock wool insulation, paddles. Whole if Class 4 (d) | Foundations, catwalks, bunds, structural staircases, piles, fire protection equipment, high-level walkways. | It is assumed that the item forms part of an average size industrial, commercial or office complex. Where it would be normal to find more than one item in such a hereditament the ERC stated has been adjusted to reflect any number / quantity, discount. These figures are NOT one off figures. | General The Cost figures are for tanks (mild steel) having 8mm thick bottom plates. The scales are suitable to tanks having bottom plate thicknesses of between 6mm and 10mm. Tanks with bottom plates of 12.4mm thickness may have an addition of up to 40% to account for extra costs. The costs can be used as stage 1 costs for riveted tanks. For small tanks the addition for this type of foundations will be some 12% whereas for larger tanks a 9% addition is required. A 10% addition for foundations is therefore proposed to ALL BULK STORAGE TANKS where individual costings are not possible. In some cases the chemically inert fill layer may consist of concrete up to 100mm deep. The 10% addition is still applicable in these cases. For piled and thicker raft foundations under the tank further addition will be required and these should be calculated with reference to the relevant section in the Cost Guide or after discussion with BEAMS. | Photo 1 - Typical tank farm. Photo 2 - Tank Farm. Photo 3 - Mixed Use Storage Tanks. | - | 20134 |  | m3 | Per cubic metre | 3 - INDUSTRIAL | David Grace | Rob Hughes | 249.518 | Option 3 | 271.0927 | 8.647% | 394.4221 | 395.3037 | 58.43% | 45.82% | 394.7666 | 58.21% | Indexed | Ryan Hobbs | VOA_GPN_GOV_UK\7246041 | 2020-12-22 | Low | - | Medium | Costs are based on provisional 2021 agreement with agents (email chain saved in Evidence tab). Since CG2023 is currently working from the same TPI start point (322) as CG2021 I have taken the rate without adjustment, and will bulk index closer to publication date. The 215A and 215W series are interchangeable and historically this has led to the codes in the valuer's "Scale" spreadsheet (see evidence tab) not always using the code that appears in the CG. I offered Rob Hughes to correct / rationalise this in CG2023 but he declined as they would have to update all their valuations. Therefore designation (fixed / floating head) and capacity (m3) is more important than actual code. | - | Costs need to be indexed by different indices to general TPI. Some thought will be required to make sure this happens correctly. | NA | Steel | 1.56 | (BEAMS Note 1) The ERC for this item should be added to the total of the ERC of the other P&M items on the site and the Buildings ERC (where applicable) to enable the correct contract size adjustment to be made. ERC of P&M Items + ERC of Building Component’s = Total ERC (net figure rateable items only) to which contract size adjustment should be applied The 2021 Generic Contractors Test Spreadsheet has this facility built into the programme - it is recommended you undertake all contractors test valuations using this spreadsheet. (Details on the application of contract size adjustments can be found in the RCG 2021 Guidance notes). Where RV is calculated using the comparative method (rental method) the contract size adjustment should be made as follows: Select - SCAT code box "P and M as an addition” within the 2021 Generic Contractors Test Spreadsheet facility. Or Where the spreadsheet is not used take the: Reciprocal of statutory de-capitalisation rate (i.e. 5% reciprocal = 20) multiply by rateable value of the buildings (before any overall end allowances are made and after making a notional deduction for the land value) and add to the ERC of P&M. Use resultant figure to calculate contract size adjustment. (Guidance Notes - Section 6) | Photo 1 - Typical tank farm. Photo 2 - Tank Farm. Photo 3 - Mixed Use Storage Tanks. | - | 1 | TRUE
5557 | 215W02 | 7311 | 215W02 | Tanks | Large vertical | Fuel depots / commercial tank farms | Fixed head | 500m³ | Tanks - Large Vertical Cylindrical Single units or Fuel Depots / Commercial Tank Farms - Fixed Head Tanks found on Commercial Tank farms and Fuel Depots together with Individual Tanks, this type are generally an all steel construction (usually mild steel) with butt-welded shells and tap welded bottoms and roofs. The majority of these tanks are fixed head however floating head tanks in this range can be found usually in sizes over 15,000 cu. m. For Floating Head costs see relevant scale. These tanks are usually erected on site built over a purpose built Bitsand foundation (formed under the tank base plate). The Bitsand cone is usually formed on an over-site concrete base (e.g. 150 mm). Deeper or piled foundations should be costed separately. These type of tanks are intended for processed product storage and normally do not exceed 20,000 cu. m in volume although occasionally 25,000 cu. m tanks can be found in petrol storage depots. These types of tanks can be found on refineries and petro-chemical works where finished process products are stored. Fixed roofs are conical and self-supporting made of thin steel plates welded at the edges. There is a current practice to form a floating membrane inside the fixed head tank, this addition saves up to 95% emissions and is popular where petroleum products are being stored, usually in oil depots. The tanks are purpose designed usually by a project team headed by the tank farm operator and built to their specification in conjunction with the tank manufacturers. The design life is a minimum of 25 years providing the tank is subject to a regular maintenance programme and the products stored are restricted to those specified when the tank was designed. This fact should be remembered when considering age only allowances. Most bulk storage tanks are built with a cone up centre however some tanks have a sump in the centre of the tank. In the usual cone up situation the foundations to the tank should be established by reference to plans and sections and costed. Allowances :- These tanks are built to the tank farm operator specification. Cost Information and Design. The tank farm operator, from experience, knows what products will be stored in the tank and how corrosive or otherwise the stored products are. The tank manufacturers build the tanks giving some 25 years life trouble free, in reality such tanks with the correct product stored and maintained regularly should have a life of over 35 years without major refurbishments. Tanks found on Commercial Tank farms and Fuel Depots together with Individual tanks, this type are generally an all steel construction (usually mild steel) with butt-welded shells and tap welded bottoms and roofs. The majority of these tanks are fixed head however floating head tanks in this range can be found usually in sizes over 15,000 cu. m. For costs of floating head tanks see floating head scale. These tanks are usually erected on site built over a purpose built Bitsand foundation (formed under the tank base plate). The Bitsand cone is usually formed on an over-site concrete base (e.g. 150 mm). Deeper or piled foundations should be costed separately. Tanks found on Commercial Tank farms and Fuel Depots together with Individual Tanks, this type are generally an all steel construction (usually mild steel) with butt-welded shells and tap welded bottoms and roofs. The majority of these tanks are fixed head however floating head tanks in this range can be found usually in sizes over 15,000 cu. m. For costs of floating head tanks see floating head scale. These tanks are usually erected on site built over a purpose built Bitsand foundation (formed under the tank base plate). The Bitsand cone is usually formed on an over-site concrete base (e.g. 150 mm). Deeper or piled foundations should be costed separately. | Considered Not Applicable at time of Publication | (BEAMS Note 1) The ERC for this item should be added to the total of the ERC of the other P&M items on the site and the Buildings ERC (where applicable) to enable the correct contract size adjustment to be made. ERC of P&M Items + ERC of Building Component’s = Total ERC (net figure rateable items only) to which contract size adjustment should be applied The 2023 Generic Contractors Test Spreadsheet has this facility built into the programme - it is recommended you undertake all contractors test valuations using this spreadsheet. (Details on the application of contract size adjustments can be found in the RCG 2023 Guidance notes). Where RV is calculated using the comparative method (rental method) the contract size adjustment should be made as follows: Select - SCAT code box ""P and M as an addition” within the 2023 Generic Contractors Test Spreadsheet facility. Or Where the spreadsheet is not used take the: Reciprocal of statutory de-capitalisation rate (i.e. 5% reciprocal = 20) multiply by rateable value of the buildings (before any overall end allowances are made and after making a notional deduction for the land value) and add to the ERC of P&M. Use resultant figure to calculate contract size adjustment. (Guidance Notes - Section 6) | For details and costs of membrane supports see 215Q01 et cetera. Costs include for External painting Single Tanks e.g. Firewater Header Tanks, Single tanks on various hereditaments. This scale is suitable for sites where single or a few tanks are present but where the site is not a commercial tank farm or petroleum depot, for example: - fire water tanks, individual fuel tanks, small chemical holding tanks, et cetera. The costs can be adopted where the tank is specifically made for the product it is storing. | 1. Dia. of tank. 2. Height of tank. 3. Material tank is made out of and whether welded or bolted plates. 4. Painting. 5. Any other known features - internally lined et cetera. 6. Fixed or Floating Head. 7. Age. | Class 4, Table 4 Class 2 (d) Draining ; (e) Supplying Water ; (f) Protection from hazards. List of accessories 1 and 2 (v) | If under Class 2, whole if Class 2 provisos applies - other than. If under Class 4 Heating coils, rock wool insulation, paddles. Whole if Class 4 (d) | Foundations, catwalks, bunds, structural staircases, piles, fire protection equipment, high-level walkways. | It is assumed that the item forms part of an average size industrial, commercial or office complex. Where it would be normal to find more than one item in such a hereditament the ERC stated has been adjusted to reflect any number / quantity, discount. These figures are NOT one off figures. | General The Cost figures are for tanks (mild steel) having 8mm thick bottom plates. The scales are suitable to tanks having bottom plate thicknesses of between 6mm and 10mm. Tanks with bottom plates of 12.4mm thickness may have an addition of up to 40% to account for extra costs. The costs can be used as stage 1 costs for riveted tanks. For small tanks the addition for this type of foundations will be some 12% whereas for larger tanks a 9% addition is required. A 10% addition for foundations is therefore proposed to ALL BULK STORAGE TANKS where individual costings are not possible. In some cases the chemically inert fill layer may consist of concrete up to 100mm deep. The 10% addition is still applicable in these cases. For piled and thicker raft foundations under the tank further addition will be required and these should be calculated with reference to the relevant section in the Cost Guide or after discussion with BEAMS. | Photo 1 - Typical tank farm. Photo 2 - Tank Farm. Photo 3 - Mixed Use Storage Tanks. | - | 20134 |  | m3 | Per cubic metre | 3 - INDUSTRIAL | David Grace | Rob Hughes | 239.2437 | Option 3 | 259.93 | 8.647% | 365.4836 | 366.3004 | 53.11% | 40.92% | 366.3004 | 53.11% | Indexed | Ryan Hobbs | VOA_GPN_GOV_UK\7246041 | 2020-12-22 | Low | - | Medium | Costs are based on provisional 2021 agreement with agents (email chain saved in Evidence tab). Since CG2023 is currently working from the same TPI start point (322) as CG2021 I have taken the rate without adjustment, and will bulk index closer to publication date. The 215A and 215W series are interchangeable and historically this has led to the codes in the valuer's "Scale" spreadsheet (see evidence tab) not always using the code that appears in the CG. I offered Rob Hughes to correct / rationalise this in CG2023 but he declined as they would have to update all their valuations. Therefore designation (fixed / floating head) and capacity (m3) is more important than actual code. | - | Costs need to be indexed by different indices to general TPI. Some thought will be required to make sure this happens correctly. | NA | Steel | 1.56 | (BEAMS Note 1) The ERC for this item should be added to the total of the ERC of the other P&M items on the site and the Buildings ERC (where applicable) to enable the correct contract size adjustment to be made. ERC of P&M Items + ERC of Building Component’s = Total ERC (net figure rateable items only) to which contract size adjustment should be applied The 2021 Generic Contractors Test Spreadsheet has this facility built into the programme - it is recommended you undertake all contractors test valuations using this spreadsheet. (Details on the application of contract size adjustments can be found in the RCG 2021 Guidance notes). Where RV is calculated using the comparative method (rental method) the contract size adjustment should be made as follows: Select - SCAT code box "P and M as an addition” within the 2021 Generic Contractors Test Spreadsheet facility. Or Where the spreadsheet is not used take the: Reciprocal of statutory de-capitalisation rate (i.e. 5% reciprocal = 20) multiply by rateable value of the buildings (before any overall end allowances are made and after making a notional deduction for the land value) and add to the ERC of P&M. Use resultant figure to calculate contract size adjustment. (Guidance Notes - Section 6) | Photo 1 - Typical tank farm. Photo 2 - Tank Farm. Photo 3 - Mixed Use Storage Tanks. | - | 1 | TRUE
5558 | 215W03 | 7312 | 215W03 | Tanks | Large vertical | Fuel depots / commercial tank farms | Fixed head | 750m³ | Tanks - Large Vertical Cylindrical Single units or Fuel Depots / Commercial Tank Farms - Fixed Head Tanks found on Commercial Tank farms and Fuel Depots together with Individual Tanks, this type are generally an all steel construction (usually mild steel) with butt-welded shells and tap welded bottoms and roofs. The majority of these tanks are fixed head however floating head tanks in this range can be found usually in sizes over 15,000 cu. m. For Floating Head costs see relevant scale. These tanks are usually erected on site built over a purpose built Bitsand foundation (formed under the tank base plate). The Bitsand cone is usually formed on an over-site concrete base (e.g. 150 mm). Deeper or piled foundations should be costed separately. These type of tanks are intended for processed product storage and normally do not exceed 20,000 cu. m in volume although occasionally 25,000 cu. m tanks can be found in petrol storage depots. These types of tanks can be found on refineries and petro-chemical works where finished process products are stored. Fixed roofs are conical and self-supporting made of thin steel plates welded at the edges. There is a current practice to form a floating membrane inside the fixed head tank, this addition saves up to 95% emissions and is popular where petroleum products are being stored, usually in oil depots. The tanks are purpose designed usually by a project team headed by the tank farm operator and built to their specification in conjunction with the tank manufacturers. The design life is a minimum of 25 years providing the tank is subject to a regular maintenance programme and the products stored are restricted to those specified when the tank was designed. This fact should be remembered when considering age only allowances. Most bulk storage tanks are built with a cone up centre however some tanks have a sump in the centre of the tank. In the usual cone up situation the foundations to the tank should be established by reference to plans and sections and costed. Allowances :- These tanks are built to the tank farm operator specification. Cost Information and Design. The tank farm operator, from experience, knows what products will be stored in the tank and how corrosive or otherwise the stored products are. The tank manufacturers build the tanks giving some 25 years life trouble free, in reality such tanks with the correct product stored and maintained regularly should have a life of over 35 years without major refurbishments. Tanks found on Commercial Tank farms and Fuel Depots together with Individual tanks, this type are generally an all steel construction (usually mild steel) with butt-welded shells and tap welded bottoms and roofs. The majority of these tanks are fixed head however floating head tanks in this range can be found usually in sizes over 15,000 cu. m. For costs of floating head tanks see floating head scale. These tanks are usually erected on site built over a purpose built Bitsand foundation (formed under the tank base plate). The Bitsand cone is usually formed on an over-site concrete base (e.g. 150 mm). Deeper or piled foundations should be costed separately. Tanks found on Commercial Tank farms and Fuel Depots together with Individual Tanks, this type are generally an all steel construction (usually mild steel) with butt-welded shells and tap welded bottoms and roofs. The majority of these tanks are fixed head however floating head tanks in this range can be found usually in sizes over 15,000 cu. m. For costs of floating head tanks see floating head scale. These tanks are usually erected on site built over a purpose built Bitsand foundation (formed under the tank base plate). The Bitsand cone is usually formed on an over-site concrete base (e.g. 150 mm). Deeper or piled foundations should be costed separately. | Considered Not Applicable at time of Publication | (BEAMS Note 1) The ERC for this item should be added to the total of the ERC of the other P&M items on the site and the Buildings ERC (where applicable) to enable the correct contract size adjustment to be made. ERC of P&M Items + ERC of Building Component’s = Total ERC (net figure rateable items only) to which contract size adjustment should be applied The 2023 Generic Contractors Test Spreadsheet has this facility built into the programme - it is recommended you undertake all contractors test valuations using this spreadsheet. (Details on the application of contract size adjustments can be found in the RCG 2023 Guidance notes). Where RV is calculated using the comparative method (rental method) the contract size adjustment should be made as follows: Select - SCAT code box ""P and M as an addition” within the 2023 Generic Contractors Test Spreadsheet facility. Or Where the spreadsheet is not used take the: Reciprocal of statutory de-capitalisation rate (i.e. 5% reciprocal = 20) multiply by rateable value of the buildings (before any overall end allowances are made and after making a notional deduction for the land value) and add to the ERC of P&M. Use resultant figure to calculate contract size adjustment. (Guidance Notes - Section 6) | For details and costs of membrane supports see 215Q01 et cetera. Costs include for External painting Single Tanks e.g. Firewater Header Tanks, Single tanks on various hereditaments. This scale is suitable for sites where single or a few tanks are present but where the site is not a commercial tank farm or petroleum depot, for example: - fire water tanks, individual fuel tanks, small chemical holding tanks, et cetera. The costs can be adopted where the tank is specifically made for the product it is storing. | 1. Dia. of tank. 2. Height of tank. 3. Material tank is made out of and whether welded or bolted plates. 4. Painting. 5. Any other known features - internally lined et cetera. 6. Fixed or Floating Head. 7. Age. | Class 4, Table 4 Class 2 (d) Draining ; (e) Supplying Water ; (f) Protection from hazards. List of accessories 1 and 2 (v) | If under Class 2, whole if Class 2 provisos applies - other than. If under Class 4 Heating coils, rock wool insulation, paddles. Whole if Class 4 (d) | Foundations, catwalks, bunds, structural staircases, piles, fire protection equipment, high-level walkways. | It is assumed that the item forms part of an average size industrial, commercial or office complex. Where it would be normal to find more than one item in such a hereditament the ERC stated has been adjusted to reflect any number / quantity, discount. These figures are NOT one off figures. | General The Cost figures are for tanks (mild steel) having 8mm thick bottom plates. The scales are suitable to tanks having bottom plate thicknesses of between 6mm and 10mm. Tanks with bottom plates of 12.4mm thickness may have an addition of up to 40% to account for extra costs. The costs can be used as stage 1 costs for riveted tanks. For small tanks the addition for this type of foundations will be some 12% whereas for larger tanks a 9% addition is required. A 10% addition for foundations is therefore proposed to ALL BULK STORAGE TANKS where individual costings are not possible. In some cases the chemically inert fill layer may consist of concrete up to 100mm deep. The 10% addition is still applicable in these cases. For piled and thicker raft foundations under the tank further addition will be required and these should be calculated with reference to the relevant section in the Cost Guide or after discussion with BEAMS. | Photo 1 - Typical tank farm. Photo 2 - Tank Farm. Photo 3 - Mixed Use Storage Tanks. | - | 20134 |  | m3 | Per cubic metre | 3 - INDUSTRIAL | David Grace | Rob Hughes | 199.1251 | Option 3 | 216.3426 | 8.647% | 297.9602 | 298.6261 | 49.97% | 38.03% | 298.6261 | 49.97% | Indexed | Ryan Hobbs | VOA_GPN_GOV_UK\7246041 | 2020-12-22 | Low | - | Medium | Costs are based on provisional 2021 agreement with agents (email chain saved in Evidence tab). Since CG2023 is currently working from the same TPI start point (322) as CG2021 I have taken the rate without adjustment, and will bulk index closer to publication date. The 215A and 215W series are interchangeable and historically this has led to the codes in the valuer's "Scale" spreadsheet (see evidence tab) not always using the code that appears in the CG. I offered Rob Hughes to correct / rationalise this in CG2023 but he declined as they would have to update all their valuations. Therefore designation (fixed / floating head) and capacity (m3) is more important than actual code. | - | Costs need to be indexed by different indices to general TPI. Some thought will be required to make sure this happens correctly. | NA | Steel | 1.56 | (BEAMS Note 1) The ERC for this item should be added to the total of the ERC of the other P&M items on the site and the Buildings ERC (where applicable) to enable the correct contract size adjustment to be made. ERC of P&M Items + ERC of Building Component’s = Total ERC (net figure rateable items only) to which contract size adjustment should be applied The 2021 Generic Contractors Test Spreadsheet has this facility built into the programme - it is recommended you undertake all contractors test valuations using this spreadsheet. (Details on the application of contract size adjustments can be found in the RCG 2021 Guidance notes). Where RV is calculated using the comparative method (rental method) the contract size adjustment should be made as follows: Select - SCAT code box "P and M as an addition” within the 2021 Generic Contractors Test Spreadsheet facility. Or Where the spreadsheet is not used take the: Reciprocal of statutory de-capitalisation rate (i.e. 5% reciprocal = 20) multiply by rateable value of the buildings (before any overall end allowances are made and after making a notional deduction for the land value) and add to the ERC of P&M. Use resultant figure to calculate contract size adjustment. (Guidance Notes - Section 6) | Photo 1 - Typical tank farm. Photo 2 - Tank Farm. Photo 3 - Mixed Use Storage Tanks. | - | 1 | TRUE
5559 | 215W04 | 7313 | 215W04 | Tanks | Large vertical | Fuel depots / commercial tank farms | Fixed head | 1000m³ | Tanks - Large Vertical Cylindrical Single units or Fuel Depots / Commercial Tank Farms - Fixed Head Tanks found on Commercial Tank farms and Fuel Depots together with Individual Tanks, this type are generally an all steel construction (usually mild steel) with butt-welded shells and tap welded bottoms and roofs. The majority of these tanks are fixed head however floating head tanks in this range can be found usually in sizes over 15,000 cu. m. For Floating Head costs see relevant scale. These tanks are usually erected on site built over a purpose built Bitsand foundation (formed under the tank base plate). The Bitsand cone is usually formed on an over-site concrete base (e.g. 150 mm). Deeper or piled foundations should be costed separately. These type of tanks are intended for processed product storage and normally do not exceed 20,000 cu. m in volume although occasionally 25,000 cu. m tanks can be found in petrol storage depots. These types of tanks can be found on refineries and petro-chemical works where finished process products are stored. Fixed roofs are conical and self-supporting made of thin steel plates welded at the edges. There is a current practice to form a floating membrane inside the fixed head tank, this addition saves up to 95% emissions and is popular where petroleum products are being stored, usually in oil depots. The tanks are purpose designed usually by a project team headed by the tank farm operator and built to their specification in conjunction with the tank manufacturers. The design life is a minimum of 25 years providing the tank is subject to a regular maintenance programme and the products stored are restricted to those specified when the tank was designed. This fact should be remembered when considering age only allowances. Most bulk storage tanks are built with a cone up centre however some tanks have a sump in the centre of the tank. In the usual cone up situation the foundations to the tank should be established by reference to plans and sections and costed. Allowances :- These tanks are built to the tank farm operator specification. Cost Information and Design. The tank farm operator, from experience, knows what products will be stored in the tank and how corrosive or otherwise the stored products are. The tank manufacturers build the tanks giving some 25 years life trouble free, in reality such tanks with the correct product stored and maintained regularly should have a life of over 35 years without major refurbishments. Tanks found on Commercial Tank farms and Fuel Depots together with Individual tanks, this type are generally an all steel construction (usually mild steel) with butt-welded shells and tap welded bottoms and roofs. The majority of these tanks are fixed head however floating head tanks in this range can be found usually in sizes over 15,000 cu. m. For costs of floating head tanks see floating head scale. These tanks are usually erected on site built over a purpose built Bitsand foundation (formed under the tank base plate). The Bitsand cone is usually formed on an over-site concrete base (e.g. 150 mm). Deeper or piled foundations should be costed separately. Tanks found on Commercial Tank farms and Fuel Depots together with Individual Tanks, this type are generally an all steel construction (usually mild steel) with butt-welded shells and tap welded bottoms and roofs. The majority of these tanks are fixed head however floating head tanks in this range can be found usually in sizes over 15,000 cu. m. For costs of floating head tanks see floating head scale. These tanks are usually erected on site built over a purpose built Bitsand foundation (formed under the tank base plate). The Bitsand cone is usually formed on an over-site concrete base (e.g. 150 mm). Deeper or piled foundations should be costed separately. | Considered Not Applicable at time of Publication | (BEAMS Note 1) The ERC for this item should be added to the total of the ERC of the other P&M items on the site and the Buildings ERC (where applicable) to enable the correct contract size adjustment to be made. ERC of P&M Items + ERC of Building Component’s = Total ERC (net figure rateable items only) to which contract size adjustment should be applied The 2023 Generic Contractors Test Spreadsheet has this facility built into the programme - it is recommended you undertake all contractors test valuations using this spreadsheet. (Details on the application of contract size adjustments can be found in the RCG 2023 Guidance notes). Where RV is calculated using the comparative method (rental method) the contract size adjustment should be made as follows: Select - SCAT code box ""P and M as an addition” within the 2023 Generic Contractors Test Spreadsheet facility. Or Where the spreadsheet is not used take the: Reciprocal of statutory de-capitalisation rate (i.e. 5% reciprocal = 20) multiply by rateable value of the buildings (before any overall end allowances are made and after making a notional deduction for the land value) and add to the ERC of P&M. Use resultant figure to calculate contract size adjustment. (Guidance Notes - Section 6) | For details and costs of membrane supports see 215Q01 et cetera. Costs include for External painting Single Tanks e.g. Firewater Header Tanks, Single tanks on various hereditaments. This scale is suitable for sites where single or a few tanks are present but where the site is not a commercial tank farm or petroleum depot, for example: - fire water tanks, individual fuel tanks, small chemical holding tanks, et cetera. The costs can be adopted where the tank is specifically made for the product it is storing. | 1. Dia. of tank. 2. Height of tank. 3. Material tank is made out of and whether welded or bolted plates. 4. Painting. 5. Any other known features - internally lined et cetera. 6. Fixed or Floating Head. 7. Age. | Class 4, Table 4 Class 2 (d) Draining ; (e) Supplying Water ; (f) Protection from hazards. List of accessories 1 and 2 (v) | If under Class 2, whole if Class 2 provisos applies - other than. If under Class 4 Heating coils, rock wool insulation, paddles. Whole if Class 4 (d) | Foundations, catwalks, bunds, structural staircases, piles, fire protection equipment, high-level walkways. | It is assumed that the item forms part of an average size industrial, commercial or office complex. Where it would be normal to find more than one item in such a hereditament the ERC stated has been adjusted to reflect any number / quantity, discount. These figures are NOT one off figures. | General The Cost figures are for tanks (mild steel) having 8mm thick bottom plates. The scales are suitable to tanks having bottom plate thicknesses of between 6mm and 10mm. Tanks with bottom plates of 12.4mm thickness may have an addition of up to 40% to account for extra costs. The costs can be used as stage 1 costs for riveted tanks. For small tanks the addition for this type of foundations will be some 12% whereas for larger tanks a 9% addition is required. A 10% addition for foundations is therefore proposed to ALL BULK STORAGE TANKS where individual costings are not possible. In some cases the chemically inert fill layer may consist of concrete up to 100mm deep. The 10% addition is still applicable in these cases. For piled and thicker raft foundations under the tank further addition will be required and these should be calculated with reference to the relevant section in the Cost Guide or after discussion with BEAMS. | Photo 1 - Typical tank farm. Photo 2 - Tank Farm. Photo 3 - Mixed Use Storage Tanks. | - | 10054 |  | m3 | Per cubic metre | 3 - INDUSTRIAL | David Grace | Rob Hughes | 179.0047 | Option 3 | 194.4824 | 8.647% | 264.7344 | 265.3261 | 48.22% | 36.43% | 265.3261 | 48.22% | Indexed | Ryan Hobbs | VOA_GPN_GOV_UK\7246041 | 2020-12-22 | Low | - | Medium | Costs are based on provisional 2021 agreement with agents (email chain saved in Evidence tab). Since CG2023 is currently working from the same TPI start point (322) as CG2021 I have taken the rate without adjustment, and will bulk index closer to publication date. The 215A and 215W series are interchangeable and historically this has led to the codes in the valuer's "Scale" spreadsheet (see evidence tab) not always using the code that appears in the CG. I offered Rob Hughes to correct / rationalise this in CG2023 but he declined as they would have to update all their valuations. Therefore designation (fixed / floating head) and capacity (m3) is more important than actual code. | - | Costs need to be indexed by different indices to general TPI. Some thought will be required to make sure this happens correctly. | NA | Steel | 1.56 | (BEAMS Note 1) The ERC for this item should be added to the total of the ERC of the other P&M items on the site and the Buildings ERC (where applicable) to enable the correct contract size adjustment to be made. ERC of P&M Items + ERC of Building Component’s = Total ERC (net figure rateable items only) to which contract size adjustment should be applied The 2021 Generic Contractors Test Spreadsheet has this facility built into the programme - it is recommended you undertake all contractors test valuations using this spreadsheet. (Details on the application of contract size adjustments can be found in the RCG 2021 Guidance notes). Where RV is calculated using the comparative method (rental method) the contract size adjustment should be made as follows: Select - SCAT code box "P and M as an addition” within the 2021 Generic Contractors Test Spreadsheet facility. Or Where the spreadsheet is not used take the: Reciprocal of statutory de-capitalisation rate (i.e. 5% reciprocal = 20) multiply by rateable value of the buildings (before any overall end allowances are made and after making a notional deduction for the land value) and add to the ERC of P&M. Use resultant figure to calculate contract size adjustment. (Guidance Notes - Section 6) | Photo 1 - Typical tank farm. Photo 2 - Tank Farm. Photo 3 - Mixed Use Storage Tanks. | - | 1 | TRUE
5560 | 215W05 | 7314 | 215W05 | Tanks | Large vertical | Fuel depots / commercial tank farms | Fixed head | 1250m³ | Tanks - Large Vertical Cylindrical Single units or Fuel Depots / Commercial Tank Farms - Fixed Head Tanks found on Commercial Tank farms and Fuel Depots together with Individual Tanks, this type are generally an all steel construction (usually mild steel) with butt-welded shells and tap welded bottoms and roofs. The majority of these tanks are fixed head however floating head tanks in this range can be found usually in sizes over 15,000 cu. m. For Floating Head costs see relevant scale. These tanks are usually erected on site built over a purpose built Bitsand foundation (formed under the tank base plate). The Bitsand cone is usually formed on an over-site concrete base (e.g. 150 mm). Deeper or piled foundations should be costed separately. These type of tanks are intended for processed product storage and normally do not exceed 20,000 cu. m in volume although occasionally 25,000 cu. m tanks can be found in petrol storage depots. These types of tanks can be found on refineries and petro-chemical works where finished process products are stored. Fixed roofs are conical and self-supporting made of thin steel plates welded at the edges. There is a current practice to form a floating membrane inside the fixed head tank, this addition saves up to 95% emissions and is popular where petroleum products are being stored, usually in oil depots. The tanks are purpose designed usually by a project team headed by the tank farm operator and built to their specification in conjunction with the tank manufacturers. The design life is a minimum of 25 years providing the tank is subject to a regular maintenance programme and the products stored are restricted to those specified when the tank was designed. This fact should be remembered when considering age only allowances. Most bulk storage tanks are built with a cone up centre however some tanks have a sump in the centre of the tank. In the usual cone up situation the foundations to the tank should be established by reference to plans and sections and costed. Allowances :- These tanks are built to the tank farm operator specification. Cost Information and Design. The tank farm operator, from experience, knows what products will be stored in the tank and how corrosive or otherwise the stored products are. The tank manufacturers build the tanks giving some 25 years life trouble free, in reality such tanks with the correct product stored and maintained regularly should have a life of over 35 years without major refurbishments. Tanks found on Commercial Tank farms and Fuel Depots together with Individual tanks, this type are generally an all steel construction (usually mild steel) with butt-welded shells and tap welded bottoms and roofs. The majority of these tanks are fixed head however floating head tanks in this range can be found usually in sizes over 15,000 cu. m. For costs of floating head tanks see floating head scale. These tanks are usually erected on site built over a purpose built Bitsand foundation (formed under the tank base plate). The Bitsand cone is usually formed on an over-site concrete base (e.g. 150 mm). Deeper or piled foundations should be costed separately. Tanks found on Commercial Tank farms and Fuel Depots together with Individual Tanks, this type are generally an all steel construction (usually mild steel) with butt-welded shells and tap welded bottoms and roofs. The majority of these tanks are fixed head however floating head tanks in this range can be found usually in sizes over 15,000 cu. m. For costs of floating head tanks see floating head scale. These tanks are usually erected on site built over a purpose built Bitsand foundation (formed under the tank base plate). The Bitsand cone is usually formed on an over-site concrete base (e.g. 150 mm). Deeper or piled foundations should be costed separately. | Considered Not Applicable at time of Publication | (BEAMS Note 1) The ERC for this item should be added to the total of the ERC of the other P&M items on the site and the Buildings ERC (where applicable) to enable the correct contract size adjustment to be made. ERC of P&M Items + ERC of Building Component’s = Total ERC (net figure rateable items only) to which contract size adjustment should be applied The 2023 Generic Contractors Test Spreadsheet has this facility built into the programme - it is recommended you undertake all contractors test valuations using this spreadsheet. (Details on the application of contract size adjustments can be found in the RCG 2023 Guidance notes). Where RV is calculated using the comparative method (rental method) the contract size adjustment should be made as follows: Select - SCAT code box ""P and M as an addition” within the 2023 Generic Contractors Test Spreadsheet facility. Or Where the spreadsheet is not used take the: Reciprocal of statutory de-capitalisation rate (i.e. 5% reciprocal = 20) multiply by rateable value of the buildings (before any overall end allowances are made and after making a notional deduction for the land value) and add to the ERC of P&M. Use resultant figure to calculate contract size adjustment. (Guidance Notes - Section 6) | For details and costs of membrane supports see 215Q01 et cetera. Costs include for External painting Single Tanks e.g. Firewater Header Tanks, Single tanks on various hereditaments. This scale is suitable for sites where single or a few tanks are present but where the site is not a commercial tank farm or petroleum depot, for example: - fire water tanks, individual fuel tanks, small chemical holding tanks, et cetera. The costs can be adopted where the tank is specifically made for the product it is storing. | 1. Dia. of tank. 2. Height of tank. 3. Material tank is made out of and whether welded or bolted plates. 4. Painting. 5. Any other known features - internally lined et cetera. 6. Fixed or Floating Head. 7. Age. | Class 4, Table 4 Class 2 (d) Draining ; (e) Supplying Water ; (f) Protection from hazards. List of accessories 1 and 2 (v) | If under Class 2, whole if Class 2 provisos applies - other than. If under Class 4 Heating coils, rock wool insulation, paddles. Whole if Class 4 (d) | Foundations, catwalks, bunds, structural staircases, piles, fire protection equipment, high-level walkways. | It is assumed that the item forms part of an average size industrial, commercial or office complex. Where it would be normal to find more than one item in such a hereditament the ERC stated has been adjusted to reflect any number / quantity, discount. These figures are NOT one off figures. | General The Cost figures are for tanks (mild steel) having 8mm thick bottom plates. The scales are suitable to tanks having bottom plate thicknesses of between 6mm and 10mm. Tanks with bottom plates of 12.4mm thickness may have an addition of up to 40% to account for extra costs. The costs can be used as stage 1 costs for riveted tanks. For small tanks the addition for this type of foundations will be some 12% whereas for larger tanks a 9% addition is required. A 10% addition for foundations is therefore proposed to ALL BULK STORAGE TANKS where individual costings are not possible. In some cases the chemically inert fill layer may consist of concrete up to 100mm deep. The 10% addition is still applicable in these cases. For piled and thicker raft foundations under the tank further addition will be required and these should be calculated with reference to the relevant section in the Cost Guide or after discussion with BEAMS. | Photo 1 - Typical tank farm. Photo 2 - Tank Farm. Photo 3 - Mixed Use Storage Tanks. | - | 20134 |  | m3 | Per cubic metre | 3 - INDUSTRIAL | David Grace | Rob Hughes | 156.8049 | Option 3 | 170.3632 | 8.647% | 230.4369 | 230.9519 | 47.29% | 35.56% | 230.9519 | 47.29% | Indexed | Ryan Hobbs | VOA_GPN_GOV_UK\7246041 | 2020-12-22 | Low | - | Medium | Costs are based on provisional 2021 agreement with agents (email chain saved in Evidence tab). Since CG2023 is currently working from the same TPI start point (322) as CG2021 I have taken the rate without adjustment, and will bulk index closer to publication date. The 215A and 215W series are interchangeable and historically this has led to the codes in the valuer's "Scale" spreadsheet (see evidence tab) not always using the code that appears in the CG. I offered Rob Hughes to correct / rationalise this in CG2023 but he declined as they would have to update all their valuations. Therefore designation (fixed / floating head) and capacity (m3) is more important than actual code. | - | Costs need to be indexed by different indices to general TPI. Some thought will be required to make sure this happens correctly. | NA | Steel | 1.56 | (BEAMS Note 1) The ERC for this item should be added to the total of the ERC of the other P&M items on the site and the Buildings ERC (where applicable) to enable the correct contract size adjustment to be made. ERC of P&M Items + ERC of Building Component’s = Total ERC (net figure rateable items only) to which contract size adjustment should be applied The 2021 Generic Contractors Test Spreadsheet has this facility built into the programme - it is recommended you undertake all contractors test valuations using this spreadsheet. (Details on the application of contract size adjustments can be found in the RCG 2021 Guidance notes). Where RV is calculated using the comparative method (rental method) the contract size adjustment should be made as follows: Select - SCAT code box "P and M as an addition” within the 2021 Generic Contractors Test Spreadsheet facility. Or Where the spreadsheet is not used take the: Reciprocal of statutory de-capitalisation rate (i.e. 5% reciprocal = 20) multiply by rateable value of the buildings (before any overall end allowances are made and after making a notional deduction for the land value) and add to the ERC of P&M. Use resultant figure to calculate contract size adjustment. (Guidance Notes - Section 6) | Photo 1 - Typical tank farm. Photo 2 - Tank Farm. Photo 3 - Mixed Use Storage Tanks. | - | 1 | TRUE
5561 | 215W06 | 7315 | 215W06 | Tanks | Large vertical | Fuel depots / commercial tank farms | Fixed head | 1500m³ | Tanks - Large Vertical Cylindrical Single units or Fuel Depots / Commercial Tank Farms - Fixed Head Tanks found on Commercial Tank farms and Fuel Depots together with Individual Tanks, this type are generally an all steel construction (usually mild steel) with butt-welded shells and tap welded bottoms and roofs. The majority of these tanks are fixed head however floating head tanks in this range can be found usually in sizes over 15,000 cu. m. For Floating Head costs see relevant scale. These tanks are usually erected on site built over a purpose built Bitsand foundation (formed under the tank base plate). The Bitsand cone is usually formed on an over-site concrete base (e.g. 150 mm). Deeper or piled foundations should be costed separately. These type of tanks are intended for processed product storage and normally do not exceed 20,000 cu. m in volume although occasionally 25,000 cu. m tanks can be found in petrol storage depots. These types of tanks can be found on refineries and petro-chemical works where finished process products are stored. Fixed roofs are conical and self-supporting made of thin steel plates welded at the edges. There is a current practice to form a floating membrane inside the fixed head tank, this addition saves up to 95% emissions and is popular where petroleum products are being stored, usually in oil depots. The tanks are purpose designed usually by a project team headed by the tank farm operator and built to their specification in conjunction with the tank manufacturers. The design life is a minimum of 25 years providing the tank is subject to a regular maintenance programme and the products stored are restricted to those specified when the tank was designed. This fact should be remembered when considering age only allowances. Most bulk storage tanks are built with a cone up centre however some tanks have a sump in the centre of the tank. In the usual cone up situation the foundations to the tank should be established by reference to plans and sections and costed. Allowances :- These tanks are built to the tank farm operator specification. Cost Information and Design. The tank farm operator, from experience, knows what products will be stored in the tank and how corrosive or otherwise the stored products are. The tank manufacturers build the tanks giving some 25 years life trouble free, in reality such tanks with the correct product stored and maintained regularly should have a life of over 35 years without major refurbishments. Tanks found on Commercial Tank farms and Fuel Depots together with Individual tanks, this type are generally an all steel construction (usually mild steel) with butt-welded shells and tap welded bottoms and roofs. The majority of these tanks are fixed head however floating head tanks in this range can be found usually in sizes over 15,000 cu. m. For costs of floating head tanks see floating head scale. These tanks are usually erected on site built over a purpose built Bitsand foundation (formed under the tank base plate). The Bitsand cone is usually formed on an over-site concrete base (e.g. 150 mm). Deeper or piled foundations should be costed separately. Tanks found on Commercial Tank farms and Fuel Depots together with Individual Tanks, this type are generally an all steel construction (usually mild steel) with butt-welded shells and tap welded bottoms and roofs. The majority of these tanks are fixed head however floating head tanks in this range can be found usually in sizes over 15,000 cu. m. For costs of floating head tanks see floating head scale. These tanks are usually erected on site built over a purpose built Bitsand foundation (formed under the tank base plate). The Bitsand cone is usually formed on an over-site concrete base (e.g. 150 mm). Deeper or piled foundations should be costed separately. | Considered Not Applicable at time of Publication | (BEAMS Note 1) The ERC for this item should be added to the total of the ERC of the other P&M items on the site and the Buildings ERC (where applicable) to enable the correct contract size adjustment to be made. ERC of P&M Items + ERC of Building Component’s = Total ERC (net figure rateable items only) to which contract size adjustment should be applied The 2023 Generic Contractors Test Spreadsheet has this facility built into the programme - it is recommended you undertake all contractors test valuations using this spreadsheet. (Details on the application of contract size adjustments can be found in the RCG 2023 Guidance notes). Where RV is calculated using the comparative method (rental method) the contract size adjustment should be made as follows: Select - SCAT code box ""P and M as an addition” within the 2023 Generic Contractors Test Spreadsheet facility. Or Where the spreadsheet is not used take the: Reciprocal of statutory de-capitalisation rate (i.e. 5% reciprocal = 20) multiply by rateable value of the buildings (before any overall end allowances are made and after making a notional deduction for the land value) and add to the ERC of P&M. Use resultant figure to calculate contract size adjustment. (Guidance Notes - Section 6) | For details and costs of membrane supports see 215Q01 et cetera. Costs include for External painting Single Tanks e.g. Firewater Header Tanks, Single tanks on various hereditaments. This scale is suitable for sites where single or a few tanks are present but where the site is not a commercial tank farm or petroleum depot, for example: - fire water tanks, individual fuel tanks, small chemical holding tanks, et cetera. The costs can be adopted where the tank is specifically made for the product it is storing. | 1. Dia. of tank. 2. Height of tank. 3. Material tank is made out of and whether welded or bolted plates. 4. Painting. 5. Any other known features - internally lined et cetera. 6. Fixed or Floating Head. 7. Age. | Class 4, Table 4 Class 2 (d) Draining ; (e) Supplying Water ; (f) Protection from hazards. List of accessories 1 and 2 (v) | If under Class 2, whole if Class 2 provisos applies - other than. If under Class 4 Heating coils, rock wool insulation, paddles. Whole if Class 4 (d) | Foundations, catwalks, bunds, structural staircases, piles, fire protection equipment, high-level walkways. | It is assumed that the item forms part of an average size industrial, commercial or office complex. Where it would be normal to find more than one item in such a hereditament the ERC stated has been adjusted to reflect any number / quantity, discount. These figures are NOT one off figures. | General The Cost figures are for tanks (mild steel) having 8mm thick bottom plates. The scales are suitable to tanks having bottom plate thicknesses of between 6mm and 10mm. Tanks with bottom plates of 12.4mm thickness may have an addition of up to 40% to account for extra costs. The costs can be used as stage 1 costs for riveted tanks. For small tanks the addition for this type of foundations will be some 12% whereas for larger tanks a 9% addition is required. A 10% addition for foundations is therefore proposed to ALL BULK STORAGE TANKS where individual costings are not possible. In some cases the chemically inert fill layer may consist of concrete up to 100mm deep. The 10% addition is still applicable in these cases. For piled and thicker raft foundations under the tank further addition will be required and these should be calculated with reference to the relevant section in the Cost Guide or after discussion with BEAMS. | Photo 1 - Typical tank farm. Photo 2 - Tank Farm. Photo 3 - Mixed Use Storage Tanks. | - | 20134 |  | m3 | Per cubic metre | 3 - INDUSTRIAL | David Grace | Rob Hughes | 140.782 | Option 3 | 152.9547 | 8.647% | 205.7855 | 206.2454 | 46.5% | 34.84% | 206.2454 | 46.5% | Indexed | Ryan Hobbs | VOA_GPN_GOV_UK\7246041 | 2020-12-22 | Low | - | Medium | Costs are based on provisional 2021 agreement with agents (email chain saved in Evidence tab). Since CG2023 is currently working from the same TPI start point (322) as CG2021 I have taken the rate without adjustment, and will bulk index closer to publication date. The 215A and 215W series are interchangeable and historically this has led to the codes in the valuer's "Scale" spreadsheet (see evidence tab) not always using the code that appears in the CG. I offered Rob Hughes to correct / rationalise this in CG2023 but he declined as they would have to update all their valuations. Therefore designation (fixed / floating head) and capacity (m3) is more important than actual code. | - | Costs need to be indexed by different indices to general TPI. Some thought will be required to make sure this happens correctly. | NA | Steel | 1.56 | (BEAMS Note 1) The ERC for this item should be added to the total of the ERC of the other P&M items on the site and the Buildings ERC (where applicable) to enable the correct contract size adjustment to be made. ERC of P&M Items + ERC of Building Component’s = Total ERC (net figure rateable items only) to which contract size adjustment should be applied The 2021 Generic Contractors Test Spreadsheet has this facility built into the programme - it is recommended you undertake all contractors test valuations using this spreadsheet. (Details on the application of contract size adjustments can be found in the RCG 2021 Guidance notes). Where RV is calculated using the comparative method (rental method) the contract size adjustment should be made as follows: Select - SCAT code box "P and M as an addition” within the 2021 Generic Contractors Test Spreadsheet facility. Or Where the spreadsheet is not used take the: Reciprocal of statutory de-capitalisation rate (i.e. 5% reciprocal = 20) multiply by rateable value of the buildings (before any overall end allowances are made and after making a notional deduction for the land value) and add to the ERC of P&M. Use resultant figure to calculate contract size adjustment. (Guidance Notes - Section 6) | Photo 1 - Typical tank farm. Photo 2 - Tank Farm. Photo 3 - Mixed Use Storage Tanks. | - | 1 | TRUE
5562 | 215W07 | 7316 | 215W07 | Tanks | Large vertical | Fuel depots / commercial tank farms | Fixed head | 1750m³ | Tanks - Large Vertical Cylindrical Single units or Fuel Depots / Commercial Tank Farms - Fixed Head Tanks found on Commercial Tank farms and Fuel Depots together with Individual Tanks, this type are generally an all steel construction (usually mild steel) with butt-welded shells and tap welded bottoms and roofs. The majority of these tanks are fixed head however floating head tanks in this range can be found usually in sizes over 15,000 cu. m. For Floating Head costs see relevant scale. These tanks are usually erected on site built over a purpose built Bitsand foundation (formed under the tank base plate). The Bitsand cone is usually formed on an over-site concrete base (e.g. 150 mm). Deeper or piled foundations should be costed separately. These type of tanks are intended for processed product storage and normally do not exceed 20,000 cu. m in volume although occasionally 25,000 cu. m tanks can be found in petrol storage depots. These types of tanks can be found on refineries and petro-chemical works where finished process products are stored. Fixed roofs are conical and self-supporting made of thin steel plates welded at the edges. There is a current practice to form a floating membrane inside the fixed head tank, this addition saves up to 95% emissions and is popular where petroleum products are being stored, usually in oil depots. The tanks are purpose designed usually by a project team headed by the tank farm operator and built to their specification in conjunction with the tank manufacturers. The design life is a minimum of 25 years providing the tank is subject to a regular maintenance programme and the products stored are restricted to those specified when the tank was designed. This fact should be remembered when considering age only allowances. Most bulk storage tanks are built with a cone up centre however some tanks have a sump in the centre of the tank. In the usual cone up situation the foundations to the tank should be established by reference to plans and sections and costed. Allowances :- These tanks are built to the tank farm operator specification. Cost Information and Design. The tank farm operator, from experience, knows what products will be stored in the tank and how corrosive or otherwise the stored products are. The tank manufacturers build the tanks giving some 25 years life trouble free, in reality such tanks with the correct product stored and maintained regularly should have a life of over 35 years without major refurbishments. Tanks found on Commercial Tank farms and Fuel Depots together with Individual tanks, this type are generally an all steel construction (usually mild steel) with butt-welded shells and tap welded bottoms and roofs. The majority of these tanks are fixed head however floating head tanks in this range can be found usually in sizes over 15,000 cu. m. For costs of floating head tanks see floating head scale. These tanks are usually erected on site built over a purpose built Bitsand foundation (formed under the tank base plate). The Bitsand cone is usually formed on an over-site concrete base (e.g. 150 mm). Deeper or piled foundations should be costed separately. Tanks found on Commercial Tank farms and Fuel Depots together with Individual Tanks, this type are generally an all steel construction (usually mild steel) with butt-welded shells and tap welded bottoms and roofs. The majority of these tanks are fixed head however floating head tanks in this range can be found usually in sizes over 15,000 cu. m. For costs of floating head tanks see floating head scale. These tanks are usually erected on site built over a purpose built Bitsand foundation (formed under the tank base plate). The Bitsand cone is usually formed on an over-site concrete base (e.g. 150 mm). Deeper or piled foundations should be costed separately. | Considered Not Applicable at time of Publication | (BEAMS Note 1) The ERC for this item should be added to the total of the ERC of the other P&M items on the site and the Buildings ERC (where applicable) to enable the correct contract size adjustment to be made. ERC of P&M Items + ERC of Building Component’s = Total ERC (net figure rateable items only) to which contract size adjustment should be applied The 2023 Generic Contractors Test Spreadsheet has this facility built into the programme - it is recommended you undertake all contractors test valuations using this spreadsheet. (Details on the application of contract size adjustments can be found in the RCG 2023 Guidance notes). Where RV is calculated using the comparative method (rental method) the contract size adjustment should be made as follows: Select - SCAT code box ""P and M as an addition” within the 2023 Generic Contractors Test Spreadsheet facility. Or Where the spreadsheet is not used take the: Reciprocal of statutory de-capitalisation rate (i.e. 5% reciprocal = 20) multiply by rateable value of the buildings (before any overall end allowances are made and after making a notional deduction for the land value) and add to the ERC of P&M. Use resultant figure to calculate contract size adjustment. (Guidance Notes - Section 6) | For details and costs of membrane supports see 215Q01 et cetera. Costs include for External painting Single Tanks e.g. Firewater Header Tanks, Single tanks on various hereditaments. This scale is suitable for sites where single or a few tanks are present but where the site is not a commercial tank farm or petroleum depot, for example: - fire water tanks, individual fuel tanks, small chemical holding tanks, et cetera. The costs can be adopted where the tank is specifically made for the product it is storing. | 1. Dia. of tank. 2. Height of tank. 3. Material tank is made out of and whether welded or bolted plates. 4. Painting. 5. Any other known features - internally lined et cetera. 6. Fixed or Floating Head. 7. Age. | Class 4, Table 4 Class 2 (d) Draining ; (e) Supplying Water ; (f) Protection from hazards. List of accessories 1 and 2 (v) | If under Class 2, whole if Class 2 provisos applies - other than. If under Class 4 Heating coils, rock wool insulation, paddles. Whole if Class 4 (d) | Foundations, catwalks, bunds, structural staircases, piles, fire protection equipment, high-level walkways. | It is assumed that the item forms part of an average size industrial, commercial or office complex. Where it would be normal to find more than one item in such a hereditament the ERC stated has been adjusted to reflect any number / quantity, discount. These figures are NOT one off figures. | General The Cost figures are for tanks (mild steel) having 8mm thick bottom plates. The scales are suitable to tanks having bottom plate thicknesses of between 6mm and 10mm. Tanks with bottom plates of 12.4mm thickness may have an addition of up to 40% to account for extra costs. The costs can be used as stage 1 costs for riveted tanks. For small tanks the addition for this type of foundations will be some 12% whereas for larger tanks a 9% addition is required. A 10% addition for foundations is therefore proposed to ALL BULK STORAGE TANKS where individual costings are not possible. In some cases the chemically inert fill layer may consist of concrete up to 100mm deep. The 10% addition is still applicable in these cases. For piled and thicker raft foundations under the tank further addition will be required and these should be calculated with reference to the relevant section in the Cost Guide or after discussion with BEAMS. | Photo 1 - Typical tank farm. Photo 2 - Tank Farm. Photo 3 - Mixed Use Storage Tanks. | - | 20134 |  | m3 | Per cubic metre | 3 - INDUSTRIAL | David Grace | Rob Hughes | 133.0763 | Option 3 | 144.5828 | 8.647% | 195.0675 | 195.5034 | 46.91% | 35.22% | 195.5034 | 46.91% | Indexed | Ryan Hobbs | VOA_GPN_GOV_UK\7246041 | 2020-12-22 | Low | - | Medium | Costs are based on provisional 2021 agreement with agents (email chain saved in Evidence tab). Since CG2023 is currently working from the same TPI start point (322) as CG2021 I have taken the rate without adjustment, and will bulk index closer to publication date. The 215A and 215W series are interchangeable and historically this has led to the codes in the valuer's "Scale" spreadsheet (see evidence tab) not always using the code that appears in the CG. I offered Rob Hughes to correct / rationalise this in CG2023 but he declined as they would have to update all their valuations. Therefore designation (fixed / floating head) and capacity (m3) is more important than actual code. | - | Costs need to be indexed by different indices to general TPI. Some thought will be required to make sure this happens correctly. | NA | Steel | 1.56 | (BEAMS Note 1) The ERC for this item should be added to the total of the ERC of the other P&M items on the site and the Buildings ERC (where applicable) to enable the correct contract size adjustment to be made. ERC of P&M Items + ERC of Building Component’s = Total ERC (net figure rateable items only) to which contract size adjustment should be applied The 2021 Generic Contractors Test Spreadsheet has this facility built into the programme - it is recommended you undertake all contractors test valuations using this spreadsheet. (Details on the application of contract size adjustments can be found in the RCG 2021 Guidance notes). Where RV is calculated using the comparative method (rental method) the contract size adjustment should be made as follows: Select - SCAT code box "P and M as an addition” within the 2021 Generic Contractors Test Spreadsheet facility. Or Where the spreadsheet is not used take the: Reciprocal of statutory de-capitalisation rate (i.e. 5% reciprocal = 20) multiply by rateable value of the buildings (before any overall end allowances are made and after making a notional deduction for the land value) and add to the ERC of P&M. Use resultant figure to calculate contract size adjustment. (Guidance Notes - Section 6) | Photo 1 - Typical tank farm. Photo 2 - Tank Farm. Photo 3 - Mixed Use Storage Tanks. | - | 1 | TRUE
5563 | 215W08 | 7317 | 215W08 | Tanks | Large vertical | Fuel depots / commercial tank farms | Fixed head | 2000m³ | Tanks - Large Vertical Cylindrical Single units or Fuel Depots / Commercial Tank Farms - Fixed Head Tanks found on Commercial Tank farms and Fuel Depots together with Individual Tanks, this type are generally an all steel construction (usually mild steel) with butt-welded shells and tap welded bottoms and roofs. The majority of these tanks are fixed head however floating head tanks in this range can be found usually in sizes over 15,000 cu. m. For Floating Head costs see relevant scale. These tanks are usually erected on site built over a purpose built Bitsand foundation (formed under the tank base plate). The Bitsand cone is usually formed on an over-site concrete base (e.g. 150 mm). Deeper or piled foundations should be costed separately. These type of tanks are intended for processed product storage and normally do not exceed 20,000 cu. m in volume although occasionally 25,000 cu. m tanks can be found in petrol storage depots. These types of tanks can be found on refineries and petro-chemical works where finished process products are stored. Fixed roofs are conical and self-supporting made of thin steel plates welded at the edges. There is a current practice to form a floating membrane inside the fixed head tank, this addition saves up to 95% emissions and is popular where petroleum products are being stored, usually in oil depots. The tanks are purpose designed usually by a project team headed by the tank farm operator and built to their specification in conjunction with the tank manufacturers. The design life is a minimum of 25 years providing the tank is subject to a regular maintenance programme and the products stored are restricted to those specified when the tank was designed. This fact should be remembered when considering age only allowances. Most bulk storage tanks are built with a cone up centre however some tanks have a sump in the centre of the tank. In the usual cone up situation the foundations to the tank should be established by reference to plans and sections and costed. Allowances :- These tanks are built to the tank farm operator specification. Cost Information and Design. The tank farm operator, from experience, knows what products will be stored in the tank and how corrosive or otherwise the stored products are. The tank manufacturers build the tanks giving some 25 years life trouble free, in reality such tanks with the correct product stored and maintained regularly should have a life of over 35 years without major refurbishments. Tanks found on Commercial Tank farms and Fuel Depots together with Individual tanks, this type are generally an all steel construction (usually mild steel) with butt-welded shells and tap welded bottoms and roofs. The majority of these tanks are fixed head however floating head tanks in this range can be found usually in sizes over 15,000 cu. m. For costs of floating head tanks see floating head scale. These tanks are usually erected on site built over a purpose built Bitsand foundation (formed under the tank base plate). The Bitsand cone is usually formed on an over-site concrete base (e.g. 150 mm). Deeper or piled foundations should be costed separately. Tanks found on Commercial Tank farms and Fuel Depots together with Individual Tanks, this type are generally an all steel construction (usually mild steel) with butt-welded shells and tap welded bottoms and roofs. The majority of these tanks are fixed head however floating head tanks in this range can be found usually in sizes over 15,000 cu. m. For costs of floating head tanks see floating head scale. These tanks are usually erected on site built over a purpose built Bitsand foundation (formed under the tank base plate). The Bitsand cone is usually formed on an over-site concrete base (e.g. 150 mm). Deeper or piled foundations should be costed separately. | Considered Not Applicable at time of Publication | (BEAMS Note 1) The ERC for this item should be added to the total of the ERC of the other P&M items on the site and the Buildings ERC (where applicable) to enable the correct contract size adjustment to be made. ERC of P&M Items + ERC of Building Component’s = Total ERC (net figure rateable items only) to which contract size adjustment should be applied The 2023 Generic Contractors Test Spreadsheet has this facility built into the programme - it is recommended you undertake all contractors test valuations using this spreadsheet. (Details on the application of contract size adjustments can be found in the RCG 2023 Guidance notes). Where RV is calculated using the comparative method (rental method) the contract size adjustment should be made as follows: Select - SCAT code box ""P and M as an addition” within the 2023 Generic Contractors Test Spreadsheet facility. Or Where the spreadsheet is not used take the: Reciprocal of statutory de-capitalisation rate (i.e. 5% reciprocal = 20) multiply by rateable value of the buildings (before any overall end allowances are made and after making a notional deduction for the land value) and add to the ERC of P&M. Use resultant figure to calculate contract size adjustment. (Guidance Notes - Section 6) | For details and costs of membrane supports see 215Q01 et cetera. Costs include for External painting Single Tanks e.g. Firewater Header Tanks, Single tanks on various hereditaments. This scale is suitable for sites where single or a few tanks are present but where the site is not a commercial tank farm or petroleum depot, for example: - fire water tanks, individual fuel tanks, small chemical holding tanks, et cetera. The costs can be adopted where the tank is specifically made for the product it is storing. | 1. Dia. of tank. 2. Height of tank. 3. Material tank is made out of and whether welded or bolted plates. 4. Painting. 5. Any other known features - internally lined et cetera. 6. Fixed or Floating Head. 7. Age. | Class 4, Table 4 Class 2 (d) Draining ; (e) Supplying Water ; (f) Protection from hazards. List of accessories 1 and 2 (v) | If under Class 2, whole if Class 2 provisos applies - other than. If under Class 4 Heating coils, rock wool insulation, paddles. Whole if Class 4 (d) | Foundations, catwalks, bunds, structural staircases, piles, fire protection equipment, high-level walkways. | It is assumed that the item forms part of an average size industrial, commercial or office complex. Where it would be normal to find more than one item in such a hereditament the ERC stated has been adjusted to reflect any number / quantity, discount. These figures are NOT one off figures. | General The Cost figures are for tanks (mild steel) having 8mm thick bottom plates. The scales are suitable to tanks having bottom plate thicknesses of between 6mm and 10mm. Tanks with bottom plates of 12.4mm thickness may have an addition of up to 40% to account for extra costs. The costs can be used as stage 1 costs for riveted tanks. For small tanks the addition for this type of foundations will be some 12% whereas for larger tanks a 9% addition is required. A 10% addition for foundations is therefore proposed to ALL BULK STORAGE TANKS where individual costings are not possible. In some cases the chemically inert fill layer may consist of concrete up to 100mm deep. The 10% addition is still applicable in these cases. For piled and thicker raft foundations under the tank further addition will be required and these should be calculated with reference to the relevant section in the Cost Guide or after discussion with BEAMS. | Photo 1 - Typical tank farm. Photo 2 - Tank Farm. Photo 3 - Mixed Use Storage Tanks. | - | 20134 |  | m3 | Per cubic metre | 3 - INDUSTRIAL | David Grace | Rob Hughes | 126.4102 | Option 3 | 137.3403 | 8.647% | 183.2777 | 183.6873 | 45.31% | 33.75% | 183.6873 | 45.31% | Indexed | Ryan Hobbs | VOA_GPN_GOV_UK\7246041 | 2020-12-22 | Low | - | Medium | Costs are based on provisional 2021 agreement with agents (email chain saved in Evidence tab). Since CG2023 is currently working from the same TPI start point (322) as CG2021 I have taken the rate without adjustment, and will bulk index closer to publication date. The 215A and 215W series are interchangeable and historically this has led to the codes in the valuer's "Scale" spreadsheet (see evidence tab) not always using the code that appears in the CG. I offered Rob Hughes to correct / rationalise this in CG2023 but he declined as they would have to update all their valuations. Therefore designation (fixed / floating head) and capacity (m3) is more important than actual code. | - | Costs need to be indexed by different indices to general TPI. Some thought will be required to make sure this happens correctly. | NA | Steel | 1.56 | (BEAMS Note 1) The ERC for this item should be added to the total of the ERC of the other P&M items on the site and the Buildings ERC (where applicable) to enable the correct contract size adjustment to be made. ERC of P&M Items + ERC of Building Component’s = Total ERC (net figure rateable items only) to which contract size adjustment should be applied The 2021 Generic Contractors Test Spreadsheet has this facility built into the programme - it is recommended you undertake all contractors test valuations using this spreadsheet. (Details on the application of contract size adjustments can be found in the RCG 2021 Guidance notes). Where RV is calculated using the comparative method (rental method) the contract size adjustment should be made as follows: Select - SCAT code box "P and M as an addition” within the 2021 Generic Contractors Test Spreadsheet facility. Or Where the spreadsheet is not used take the: Reciprocal of statutory de-capitalisation rate (i.e. 5% reciprocal = 20) multiply by rateable value of the buildings (before any overall end allowances are made and after making a notional deduction for the land value) and add to the ERC of P&M. Use resultant figure to calculate contract size adjustment. (Guidance Notes - Section 6) | Photo 1 - Typical tank farm. Photo 2 - Tank Farm. Photo 3 - Mixed Use Storage Tanks. | - | 1 | TRUE
5564 | 215W09 | 7318 | 215W09 | Tanks | Large vertical | Fuel depots / commercial tank farms | Fixed head | 2250m³ | Tanks - Large Vertical Cylindrical Single units or Fuel Depots / Commercial Tank Farms - Fixed Head Tanks found on Commercial Tank farms and Fuel Depots together with Individual Tanks, this type are generally an all steel construction (usually mild steel) with butt-welded shells and tap welded bottoms and roofs. The majority of these tanks are fixed head however floating head tanks in this range can be found usually in sizes over 15,000 cu. m. For Floating Head costs see relevant scale. These tanks are usually erected on site built over a purpose built Bitsand foundation (formed under the tank base plate). The Bitsand cone is usually formed on an over-site concrete base (e.g. 150 mm). Deeper or piled foundations should be costed separately. These type of tanks are intended for processed product storage and normally do not exceed 20,000 cu. m in volume although occasionally 25,000 cu. m tanks can be found in petrol storage depots. These types of tanks can be found on refineries and petro-chemical works where finished process products are stored. Fixed roofs are conical and self-supporting made of thin steel plates welded at the edges. There is a current practice to form a floating membrane inside the fixed head tank, this addition saves up to 95% emissions and is popular where petroleum products are being stored, usually in oil depots. The tanks are purpose designed usually by a project team headed by the tank farm operator and built to their specification in conjunction with the tank manufacturers. The design life is a minimum of 25 years providing the tank is subject to a regular maintenance programme and the products stored are restricted to those specified when the tank was designed. This fact should be remembered when considering age only allowances. Most bulk storage tanks are built with a cone up centre however some tanks have a sump in the centre of the tank. In the usual cone up situation the foundations to the tank should be established by reference to plans and sections and costed. Allowances :- These tanks are built to the tank farm operator specification. Cost Information and Design. The tank farm operator, from experience, knows what products will be stored in the tank and how corrosive or otherwise the stored products are. The tank manufacturers build the tanks giving some 25 years life trouble free, in reality such tanks with the correct product stored and maintained regularly should have a life of over 35 years without major refurbishments. Tanks found on Commercial Tank farms and Fuel Depots together with Individual tanks, this type are generally an all steel construction (usually mild steel) with butt-welded shells and tap welded bottoms and roofs. The majority of these tanks are fixed head however floating head tanks in this range can be found usually in sizes over 15,000 cu. m. For costs of floating head tanks see floating head scale. These tanks are usually erected on site built over a purpose built Bitsand foundation (formed under the tank base plate). The Bitsand cone is usually formed on an over-site concrete base (e.g. 150 mm). Deeper or piled foundations should be costed separately. Tanks found on Commercial Tank farms and Fuel Depots together with Individual Tanks, this type are generally an all steel construction (usually mild steel) with butt-welded shells and tap welded bottoms and roofs. The majority of these tanks are fixed head however floating head tanks in this range can be found usually in sizes over 15,000 cu. m. For costs of floating head tanks see floating head scale. These tanks are usually erected on site built over a purpose built Bitsand foundation (formed under the tank base plate). The Bitsand cone is usually formed on an over-site concrete base (e.g. 150 mm). Deeper or piled foundations should be costed separately. | Considered Not Applicable at time of Publication | (BEAMS Note 1) The ERC for this item should be added to the total of the ERC of the other P&M items on the site and the Buildings ERC (where applicable) to enable the correct contract size adjustment to be made. ERC of P&M Items + ERC of Building Component’s = Total ERC (net figure rateable items only) to which contract size adjustment should be applied The 2023 Generic Contractors Test Spreadsheet has this facility built into the programme - it is recommended you undertake all contractors test valuations using this spreadsheet. (Details on the application of contract size adjustments can be found in the RCG 2023 Guidance notes). Where RV is calculated using the comparative method (rental method) the contract size adjustment should be made as follows: Select - SCAT code box ""P and M as an addition” within the 2023 Generic Contractors Test Spreadsheet facility. Or Where the spreadsheet is not used take the: Reciprocal of statutory de-capitalisation rate (i.e. 5% reciprocal = 20) multiply by rateable value of the buildings (before any overall end allowances are made and after making a notional deduction for the land value) and add to the ERC of P&M. Use resultant figure to calculate contract size adjustment. (Guidance Notes - Section 6) | For details and costs of membrane supports see 215Q01 et cetera. Costs include for External painting Single Tanks e.g. Firewater Header Tanks, Single tanks on various hereditaments. This scale is suitable for sites where single or a few tanks are present but where the site is not a commercial tank farm or petroleum depot, for example: - fire water tanks, individual fuel tanks, small chemical holding tanks, et cetera. The costs can be adopted where the tank is specifically made for the product it is storing. | 1. Dia. of tank. 2. Height of tank. 3. Material tank is made out of and whether welded or bolted plates. 4. Painting. 5. Any other known features - internally lined et cetera. 6. Fixed or Floating Head. 7. Age. | Class 4, Table 4 Class 2 (d) Draining ; (e) Supplying Water ; (f) Protection from hazards. List of accessories 1 and 2 (v) | If under Class 2, whole if Class 2 provisos applies - other than. If under Class 4 Heating coils, rock wool insulation, paddles. Whole if Class 4 (d) | Foundations, catwalks, bunds, structural staircases, piles, fire protection equipment, high-level walkways. | It is assumed that the item forms part of an average size industrial, commercial or office complex. Where it would be normal to find more than one item in such a hereditament the ERC stated has been adjusted to reflect any number / quantity, discount. These figures are NOT one off figures. | General The Cost figures are for tanks (mild steel) having 8mm thick bottom plates. The scales are suitable to tanks having bottom plate thicknesses of between 6mm and 10mm. Tanks with bottom plates of 12.4mm thickness may have an addition of up to 40% to account for extra costs. The costs can be used as stage 1 costs for riveted tanks. For small tanks the addition for this type of foundations will be some 12% whereas for larger tanks a 9% addition is required. A 10% addition for foundations is therefore proposed to ALL BULK STORAGE TANKS where individual costings are not possible. In some cases the chemically inert fill layer may consist of concrete up to 100mm deep. The 10% addition is still applicable in these cases. For piled and thicker raft foundations under the tank further addition will be required and these should be calculated with reference to the relevant section in the Cost Guide or after discussion with BEAMS. | Photo 1 - Typical tank farm. Photo 2 - Tank Farm. Photo 3 - Mixed Use Storage Tanks. | - | 20134 |  | m3 | Per cubic metre | 3 - INDUSTRIAL | David Grace | Rob Hughes | 119.0103 | Option 3 | 129.3006 | 8.647% | 172.5597 | 172.9454 | 45.32% | 33.75% | 172.9454 | 45.32% | Indexed | Ryan Hobbs | VOA_GPN_GOV_UK\7246041 | 2020-12-22 | Low | - | Medium | Costs are based on provisional 2021 agreement with agents (email chain saved in Evidence tab). Since CG2023 is currently working from the same TPI start point (322) as CG2021 I have taken the rate without adjustment, and will bulk index closer to publication date. The 215A and 215W series are interchangeable and historically this has led to the codes in the valuer's "Scale" spreadsheet (see evidence tab) not always using the code that appears in the CG. I offered Rob Hughes to correct / rationalise this in CG2023 but he declined as they would have to update all their valuations. Therefore designation (fixed / floating head) and capacity (m3) is more important than actual code. | - | Costs need to be indexed by different indices to general TPI. Some thought will be required to make sure this happens correctly. | NA | Steel | 1.56 | (BEAMS Note 1) The ERC for this item should be added to the total of the ERC of the other P&M items on the site and the Buildings ERC (where applicable) to enable the correct contract size adjustment to be made. ERC of P&M Items + ERC of Building Component’s = Total ERC (net figure rateable items only) to which contract size adjustment should be applied The 2021 Generic Contractors Test Spreadsheet has this facility built into the programme - it is recommended you undertake all contractors test valuations using this spreadsheet. (Details on the application of contract size adjustments can be found in the RCG 2021 Guidance notes). Where RV is calculated using the comparative method (rental method) the contract size adjustment should be made as follows: Select - SCAT code box "P and M as an addition” within the 2021 Generic Contractors Test Spreadsheet facility. Or Where the spreadsheet is not used take the: Reciprocal of statutory de-capitalisation rate (i.e. 5% reciprocal = 20) multiply by rateable value of the buildings (before any overall end allowances are made and after making a notional deduction for the land value) and add to the ERC of P&M. Use resultant figure to calculate contract size adjustment. (Guidance Notes - Section 6) | Photo 1 - Typical tank farm. Photo 2 - Tank Farm. Photo 3 - Mixed Use Storage Tanks. | - | 1 | TRUE
5565 | 215W10 | 7319 | 215W10 | Tanks | Large vertical | Fuel depots / commercial tank farms | Fixed head | 2500m³ | Tanks - Large Vertical Cylindrical Single units or Fuel Depots / Commercial Tank Farms - Fixed Head Tanks found on Commercial Tank farms and Fuel Depots together with Individual Tanks, this type are generally an all steel construction (usually mild steel) with butt-welded shells and tap welded bottoms and roofs. The majority of these tanks are fixed head however floating head tanks in this range can be found usually in sizes over 15,000 cu. m. For Floating Head costs see relevant scale. These tanks are usually erected on site built over a purpose built Bitsand foundation (formed under the tank base plate). The Bitsand cone is usually formed on an over-site concrete base (e.g. 150 mm). Deeper or piled foundations should be costed separately. These type of tanks are intended for processed product storage and normally do not exceed 20,000 cu. m in volume although occasionally 25,000 cu. m tanks can be found in petrol storage depots. These types of tanks can be found on refineries and petro-chemical works where finished process products are stored. Fixed roofs are conical and self-supporting made of thin steel plates welded at the edges. There is a current practice to form a floating membrane inside the fixed head tank, this addition saves up to 95% emissions and is popular where petroleum products are being stored, usually in oil depots. The tanks are purpose designed usually by a project team headed by the tank farm operator and built to their specification in conjunction with the tank manufacturers. The design life is a minimum of 25 years providing the tank is subject to a regular maintenance programme and the products stored are restricted to those specified when the tank was designed. This fact should be remembered when considering age only allowances. Most bulk storage tanks are built with a cone up centre however some tanks have a sump in the centre of the tank. In the usual cone up situation the foundations to the tank should be established by reference to plans and sections and costed. Allowances :- These tanks are built to the tank farm operator specification. Cost Information and Design. The tank farm operator, from experience, knows what products will be stored in the tank and how corrosive or otherwise the stored products are. The tank manufacturers build the tanks giving some 25 years life trouble free, in reality such tanks with the correct product stored and maintained regularly should have a life of over 35 years without major refurbishments. Tanks found on Commercial Tank farms and Fuel Depots together with Individual tanks, this type are generally an all steel construction (usually mild steel) with butt-welded shells and tap welded bottoms and roofs. The majority of these tanks are fixed head however floating head tanks in this range can be found usually in sizes over 15,000 cu. m. For costs of floating head tanks see floating head scale. These tanks are usually erected on site built over a purpose built Bitsand foundation (formed under the tank base plate). The Bitsand cone is usually formed on an over-site concrete base (e.g. 150 mm). Deeper or piled foundations should be costed separately. Tanks found on Commercial Tank farms and Fuel Depots together with Individual Tanks, this type are generally an all steel construction (usually mild steel) with butt-welded shells and tap welded bottoms and roofs. The majority of these tanks are fixed head however floating head tanks in this range can be found usually in sizes over 15,000 cu. m. For costs of floating head tanks see floating head scale. These tanks are usually erected on site built over a purpose built Bitsand foundation (formed under the tank base plate). The Bitsand cone is usually formed on an over-site concrete base (e.g. 150 mm). Deeper or piled foundations should be costed separately. | Considered Not Applicable at time of Publication | (BEAMS Note 1) The ERC for this item should be added to the total of the ERC of the other P&M items on the site and the Buildings ERC (where applicable) to enable the correct contract size adjustment to be made. ERC of P&M Items + ERC of Building Component’s = Total ERC (net figure rateable items only) to which contract size adjustment should be applied The 2023 Generic Contractors Test Spreadsheet has this facility built into the programme - it is recommended you undertake all contractors test valuations using this spreadsheet. (Details on the application of contract size adjustments can be found in the RCG 2023 Guidance notes). Where RV is calculated using the comparative method (rental method) the contract size adjustment should be made as follows: Select - SCAT code box ""P and M as an addition” within the 2023 Generic Contractors Test Spreadsheet facility. Or Where the spreadsheet is not used take the: Reciprocal of statutory de-capitalisation rate (i.e. 5% reciprocal = 20) multiply by rateable value of the buildings (before any overall end allowances are made and after making a notional deduction for the land value) and add to the ERC of P&M. Use resultant figure to calculate contract size adjustment. (Guidance Notes - Section 6) | For details and costs of membrane supports see 215Q01 et cetera. Costs include for External painting Single Tanks e.g. Firewater Header Tanks, Single tanks on various hereditaments. This scale is suitable for sites where single or a few tanks are present but where the site is not a commercial tank farm or petroleum depot, for example: - fire water tanks, individual fuel tanks, small chemical holding tanks, et cetera. The costs can be adopted where the tank is specifically made for the product it is storing. | 1. Dia. of tank. 2. Height of tank. 3. Material tank is made out of and whether welded or bolted plates. 4. Painting. 5. Any other known features - internally lined et cetera. 6. Fixed or Floating Head. 7. Age. | Class 4, Table 4 Class 2 (d) Draining ; (e) Supplying Water ; (f) Protection from hazards. List of accessories 1 and 2 (v) | If under Class 2, whole if Class 2 provisos applies - other than. If under Class 4 Heating coils, rock wool insulation, paddles. Whole if Class 4 (d) | Foundations, catwalks, bunds, structural staircases, piles, fire protection equipment, high-level walkways. | It is assumed that the item forms part of an average size industrial, commercial or office complex. Where it would be normal to find more than one item in such a hereditament the ERC stated has been adjusted to reflect any number / quantity, discount. These figures are NOT one off figures. | General The Cost figures are for tanks (mild steel) having 8mm thick bottom plates. The scales are suitable to tanks having bottom plate thicknesses of between 6mm and 10mm. Tanks with bottom plates of 12.4mm thickness may have an addition of up to 40% to account for extra costs. The costs can be used as stage 1 costs for riveted tanks. For small tanks the addition for this type of foundations will be some 12% whereas for larger tanks a 9% addition is required. A 10% addition for foundations is therefore proposed to ALL BULK STORAGE TANKS where individual costings are not possible. In some cases the chemically inert fill layer may consist of concrete up to 100mm deep. The 10% addition is still applicable in these cases. For piled and thicker raft foundations under the tank further addition will be required and these should be calculated with reference to the relevant section in the Cost Guide or after discussion with BEAMS. | Photo 1 - Typical tank farm. Photo 2 - Tank Farm. Photo 3 - Mixed Use Storage Tanks. | - | 20134 |  | m3 | Per cubic metre | 3 - INDUSTRIAL | David Grace | Rob Hughes | 113.1393 | Option 3 | 122.9219 | 8.647% | 162.9135 | 163.2776 | 44.32% | 32.83% | 163.2776 | 44.32% | Indexed | Ryan Hobbs | VOA_GPN_GOV_UK\7246041 | 2020-12-22 | Low | - | Medium | Costs are based on provisional 2021 agreement with agents (email chain saved in Evidence tab). Since CG2023 is currently working from the same TPI start point (322) as CG2021 I have taken the rate without adjustment, and will bulk index closer to publication date. The 215A and 215W series are interchangeable and historically this has led to the codes in the valuer's "Scale" spreadsheet (see evidence tab) not always using the code that appears in the CG. I offered Rob Hughes to correct / rationalise this in CG2023 but he declined as they would have to update all their valuations. Therefore designation (fixed / floating head) and capacity (m3) is more important than actual code. | - | Costs need to be indexed by different indices to general TPI. Some thought will be required to make sure this happens correctly. | NA | Steel | 1.56 | (BEAMS Note 1) The ERC for this item should be added to the total of the ERC of the other P&M items on the site and the Buildings ERC (where applicable) to enable the correct contract size adjustment to be made. ERC of P&M Items + ERC of Building Component’s = Total ERC (net figure rateable items only) to which contract size adjustment should be applied The 2021 Generic Contractors Test Spreadsheet has this facility built into the programme - it is recommended you undertake all contractors test valuations using this spreadsheet. (Details on the application of contract size adjustments can be found in the RCG 2021 Guidance notes). Where RV is calculated using the comparative method (rental method) the contract size adjustment should be made as follows: Select - SCAT code box "P and M as an addition” within the 2021 Generic Contractors Test Spreadsheet facility. Or Where the spreadsheet is not used take the: Reciprocal of statutory de-capitalisation rate (i.e. 5% reciprocal = 20) multiply by rateable value of the buildings (before any overall end allowances are made and after making a notional deduction for the land value) and add to the ERC of P&M. Use resultant figure to calculate contract size adjustment. (Guidance Notes - Section 6) | Photo 1 - Typical tank farm. Photo 2 - Tank Farm. Photo 3 - Mixed Use Storage Tanks. | - | 1 | TRUE
5566 | 215W11 | 7320 | 215W11 | Tanks | Large vertical | Fuel depots / commercial tank farms | Fixed head | 2750m³ | Tanks - Large Vertical Cylindrical Single units or Fuel Depots / Commercial Tank Farms - Fixed Head Tanks found on Commercial Tank farms and Fuel Depots together with Individual Tanks, this type are generally an all steel construction (usually mild steel) with butt-welded shells and tap welded bottoms and roofs. The majority of these tanks are fixed head however floating head tanks in this range can be found usually in sizes over 15,000 cu. m. For Floating Head costs see relevant scale. These tanks are usually erected on site built over a purpose built Bitsand foundation (formed under the tank base plate). The Bitsand cone is usually formed on an over-site concrete base (e.g. 150 mm). Deeper or piled foundations should be costed separately. These type of tanks are intended for processed product storage and normally do not exceed 20,000 cu. m in volume although occasionally 25,000 cu. m tanks can be found in petrol storage depots. These types of tanks can be found on refineries and petro-chemical works where finished process products are stored. Fixed roofs are conical and self-supporting made of thin steel plates welded at the edges. There is a current practice to form a floating membrane inside the fixed head tank, this addition saves up to 95% emissions and is popular where petroleum products are being stored, usually in oil depots. The tanks are purpose designed usually by a project team headed by the tank farm operator and built to their specification in conjunction with the tank manufacturers. The design life is a minimum of 25 years providing the tank is subject to a regular maintenance programme and the products stored are restricted to those specified when the tank was designed. This fact should be remembered when considering age only allowances. Most bulk storage tanks are built with a cone up centre however some tanks have a sump in the centre of the tank. In the usual cone up situation the foundations to the tank should be established by reference to plans and sections and costed. Allowances :- These tanks are built to the tank farm operator specification. Cost Information and Design. The tank farm operator, from experience, knows what products will be stored in the tank and how corrosive or otherwise the stored products are. The tank manufacturers build the tanks giving some 25 years life trouble free, in reality such tanks with the correct product stored and maintained regularly should have a life of over 35 years without major refurbishments. Tanks found on Commercial Tank farms and Fuel Depots together with Individual tanks, this type are generally an all steel construction (usually mild steel) with butt-welded shells and tap welded bottoms and roofs. The majority of these tanks are fixed head however floating head tanks in this range can be found usually in sizes over 15,000 cu. m. For costs of floating head tanks see floating head scale. These tanks are usually erected on site built over a purpose built Bitsand foundation (formed under the tank base plate). The Bitsand cone is usually formed on an over-site concrete base (e.g. 150 mm). Deeper or piled foundations should be costed separately. Tanks found on Commercial Tank farms and Fuel Depots together with Individual Tanks, this type are generally an all steel construction (usually mild steel) with butt-welded shells and tap welded bottoms and roofs. The majority of these tanks are fixed head however floating head tanks in this range can be found usually in sizes over 15,000 cu. m. For costs of floating head tanks see floating head scale. These tanks are usually erected on site built over a purpose built Bitsand foundation (formed under the tank base plate). The Bitsand cone is usually formed on an over-site concrete base (e.g. 150 mm). Deeper or piled foundations should be costed separately. | Considered Not Applicable at time of Publication | (BEAMS Note 1) The ERC for this item should be added to the total of the ERC of the other P&M items on the site and the Buildings ERC (where applicable) to enable the correct contract size adjustment to be made. ERC of P&M Items + ERC of Building Component’s = Total ERC (net figure rateable items only) to which contract size adjustment should be applied The 2023 Generic Contractors Test Spreadsheet has this facility built into the programme - it is recommended you undertake all contractors test valuations using this spreadsheet. (Details on the application of contract size adjustments can be found in the RCG 2023 Guidance notes). Where RV is calculated using the comparative method (rental method) the contract size adjustment should be made as follows: Select - SCAT code box ""P and M as an addition” within the 2023 Generic Contractors Test Spreadsheet facility. Or Where the spreadsheet is not used take the: Reciprocal of statutory de-capitalisation rate (i.e. 5% reciprocal = 20) multiply by rateable value of the buildings (before any overall end allowances are made and after making a notional deduction for the land value) and add to the ERC of P&M. Use resultant figure to calculate contract size adjustment. (Guidance Notes - Section 6) | For details and costs of membrane supports see 215Q01 et cetera. Costs include for External painting Single Tanks e.g. Firewater Header Tanks, Single tanks on various hereditaments. This scale is suitable for sites where single or a few tanks are present but where the site is not a commercial tank farm or petroleum depot, for example: - fire water tanks, individual fuel tanks, small chemical holding tanks, et cetera. The costs can be adopted where the tank is specifically made for the product it is storing. | 1. Dia. of tank. 2. Height of tank. 3. Material tank is made out of and whether welded or bolted plates. 4. Painting. 5. Any other known features - internally lined et cetera. 6. Fixed or Floating Head. 7. Age. | Class 4, Table 4 Class 2 (d) Draining ; (e) Supplying Water ; (f) Protection from hazards. List of accessories 1 and 2 (v) | If under Class 2, whole if Class 2 provisos applies - other than. If under Class 4 Heating coils, rock wool insulation, paddles. Whole if Class 4 (d) | Foundations, catwalks, bunds, structural staircases, piles, fire protection equipment, high-level walkways. | It is assumed that the item forms part of an average size industrial, commercial or office complex. Where it would be normal to find more than one item in such a hereditament the ERC stated has been adjusted to reflect any number / quantity, discount. These figures are NOT one off figures. | General The Cost figures are for tanks (mild steel) having 8mm thick bottom plates. The scales are suitable to tanks having bottom plate thicknesses of between 6mm and 10mm. Tanks with bottom plates of 12.4mm thickness may have an addition of up to 40% to account for extra costs. The costs can be used as stage 1 costs for riveted tanks. For small tanks the addition for this type of foundations will be some 12% whereas for larger tanks a 9% addition is required. A 10% addition for foundations is therefore proposed to ALL BULK STORAGE TANKS where individual costings are not possible. In some cases the chemically inert fill layer may consist of concrete up to 100mm deep. The 10% addition is still applicable in these cases. For piled and thicker raft foundations under the tank further addition will be required and these should be calculated with reference to the relevant section in the Cost Guide or after discussion with BEAMS. | Photo 1 - Typical tank farm. Photo 2 - Tank Farm. Photo 3 - Mixed Use Storage Tanks. | - | 10054 |  | m3 | Per cubic metre | 3 - INDUSTRIAL | David Grace | Rob Hughes | 110.693 | Option 3 | 120.2642 | 8.647% | 159.6981 | 160.055 | 44.59% | 33.09% | 160.055 | 44.59% | Indexed | Ryan Hobbs | VOA_GPN_GOV_UK\7246041 | 2020-12-22 | Low | - | Medium | Costs are based on provisional 2021 agreement with agents (email chain saved in Evidence tab). Since CG2023 is currently working from the same TPI start point (322) as CG2021 I have taken the rate without adjustment, and will bulk index closer to publication date. The 215A and 215W series are interchangeable and historically this has led to the codes in the valuer's "Scale" spreadsheet (see evidence tab) not always using the code that appears in the CG. I offered Rob Hughes to correct / rationalise this in CG2023 but he declined as they would have to update all their valuations. Therefore designation (fixed / floating head) and capacity (m3) is more important than actual code. | - | Costs need to be indexed by different indices to general TPI. Some thought will be required to make sure this happens correctly. | NA | Steel | 1.56 | (BEAMS Note 1) The ERC for this item should be added to the total of the ERC of the other P&M items on the site and the Buildings ERC (where applicable) to enable the correct contract size adjustment to be made. ERC of P&M Items + ERC of Building Component’s = Total ERC (net figure rateable items only) to which contract size adjustment should be applied The 2021 Generic Contractors Test Spreadsheet has this facility built into the programme - it is recommended you undertake all contractors test valuations using this spreadsheet. (Details on the application of contract size adjustments can be found in the RCG 2021 Guidance notes). Where RV is calculated using the comparative method (rental method) the contract size adjustment should be made as follows: Select - SCAT code box "P and M as an addition” within the 2021 Generic Contractors Test Spreadsheet facility. Or Where the spreadsheet is not used take the: Reciprocal of statutory de-capitalisation rate (i.e. 5% reciprocal = 20) multiply by rateable value of the buildings (before any overall end allowances are made and after making a notional deduction for the land value) and add to the ERC of P&M. Use resultant figure to calculate contract size adjustment. (Guidance Notes - Section 6) | Photo 1 - Typical tank farm. Photo 2 - Tank Farm. Photo 3 - Mixed Use Storage Tanks. | - | 1 | TRUE
5567 | 215W12 | 7321 | 215W12 | Tanks | Large vertical | Fuel depots / commercial tank farms | Fixed head | 3000m³ | Tanks - Large Vertical Cylindrical Single units or Fuel Depots / Commercial Tank Farms - Fixed Head Tanks found on Commercial Tank farms and Fuel Depots together with Individual Tanks, this type are generally an all steel construction (usually mild steel) with butt-welded shells and tap welded bottoms and roofs. The majority of these tanks are fixed head however floating head tanks in this range can be found usually in sizes over 15,000 cu. m. For Floating Head costs see relevant scale. These tanks are usually erected on site built over a purpose built Bitsand foundation (formed under the tank base plate). The Bitsand cone is usually formed on an over-site concrete base (e.g. 150 mm). Deeper or piled foundations should be costed separately. These type of tanks are intended for processed product storage and normally do not exceed 20,000 cu. m in volume although occasionally 25,000 cu. m tanks can be found in petrol storage depots. These types of tanks can be found on refineries and petro-chemical works where finished process products are stored. Fixed roofs are conical and self-supporting made of thin steel plates welded at the edges. There is a current practice to form a floating membrane inside the fixed head tank, this addition saves up to 95% emissions and is popular where petroleum products are being stored, usually in oil depots. The tanks are purpose designed usually by a project team headed by the tank farm operator and built to their specification in conjunction with the tank manufacturers. The design life is a minimum of 25 years providing the tank is subject to a regular maintenance programme and the products stored are restricted to those specified when the tank was designed. This fact should be remembered when considering age only allowances. Most bulk storage tanks are built with a cone up centre however some tanks have a sump in the centre of the tank. In the usual cone up situation the foundations to the tank should be established by reference to plans and sections and costed. Allowances :- These tanks are built to the tank farm operator specification. Cost Information and Design. The tank farm operator, from experience, knows what products will be stored in the tank and how corrosive or otherwise the stored products are. The tank manufacturers build the tanks giving some 25 years life trouble free, in reality such tanks with the correct product stored and maintained regularly should have a life of over 35 years without major refurbishments. Tanks found on Commercial Tank farms and Fuel Depots together with Individual tanks, this type are generally an all steel construction (usually mild steel) with butt-welded shells and tap welded bottoms and roofs. The majority of these tanks are fixed head however floating head tanks in this range can be found usually in sizes over 15,000 cu. m. For costs of floating head tanks see floating head scale. These tanks are usually erected on site built over a purpose built Bitsand foundation (formed under the tank base plate). The Bitsand cone is usually formed on an over-site concrete base (e.g. 150 mm). Deeper or piled foundations should be costed separately. Tanks found on Commercial Tank farms and Fuel Depots together with Individual Tanks, this type are generally an all steel construction (usually mild steel) with butt-welded shells and tap welded bottoms and roofs. The majority of these tanks are fixed head however floating head tanks in this range can be found usually in sizes over 15,000 cu. m. For costs of floating head tanks see floating head scale. These tanks are usually erected on site built over a purpose built Bitsand foundation (formed under the tank base plate). The Bitsand cone is usually formed on an over-site concrete base (e.g. 150 mm). Deeper or piled foundations should be costed separately. | Considered Not Applicable at time of Publication | (BEAMS Note 1) The ERC for this item should be added to the total of the ERC of the other P&M items on the site and the Buildings ERC (where applicable) to enable the correct contract size adjustment to be made. ERC of P&M Items + ERC of Building Component’s = Total ERC (net figure rateable items only) to which contract size adjustment should be applied The 2023 Generic Contractors Test Spreadsheet has this facility built into the programme - it is recommended you undertake all contractors test valuations using this spreadsheet. (Details on the application of contract size adjustments can be found in the RCG 2023 Guidance notes). Where RV is calculated using the comparative method (rental method) the contract size adjustment should be made as follows: Select - SCAT code box ""P and M as an addition” within the 2023 Generic Contractors Test Spreadsheet facility. Or Where the spreadsheet is not used take the: Reciprocal of statutory de-capitalisation rate (i.e. 5% reciprocal = 20) multiply by rateable value of the buildings (before any overall end allowances are made and after making a notional deduction for the land value) and add to the ERC of P&M. Use resultant figure to calculate contract size adjustment. (Guidance Notes - Section 6) | For details and costs of membrane supports see 215Q01 et cetera. Costs include for External painting Single Tanks e.g. Firewater Header Tanks, Single tanks on various hereditaments. This scale is suitable for sites where single or a few tanks are present but where the site is not a commercial tank farm or petroleum depot, for example: - fire water tanks, individual fuel tanks, small chemical holding tanks, et cetera. The costs can be adopted where the tank is specifically made for the product it is storing. | 1. Dia. of tank. 2. Height of tank. 3. Material tank is made out of and whether welded or bolted plates. 4. Painting. 5. Any other known features - internally lined et cetera. 6. Fixed or Floating Head. 7. Age. | Class 4, Table 4 Class 2 (d) Draining ; (e) Supplying Water ; (f) Protection from hazards. List of accessories 1 and 2 (v) | If under Class 2, whole if Class 2 provisos applies - other than. If under Class 4 Heating coils, rock wool insulation, paddles. Whole if Class 4 (d) | Foundations, catwalks, bunds, structural staircases, piles, fire protection equipment, high-level walkways. | It is assumed that the item forms part of an average size industrial, commercial or office complex. Where it would be normal to find more than one item in such a hereditament the ERC stated has been adjusted to reflect any number / quantity, discount. These figures are NOT one off figures. | General The Cost figures are for tanks (mild steel) having 8mm thick bottom plates. The scales are suitable to tanks having bottom plate thicknesses of between 6mm and 10mm. Tanks with bottom plates of 12.4mm thickness may have an addition of up to 40% to account for extra costs. The costs can be used as stage 1 costs for riveted tanks. For small tanks the addition for this type of foundations will be some 12% whereas for larger tanks a 9% addition is required. A 10% addition for foundations is therefore proposed to ALL BULK STORAGE TANKS where individual costings are not possible. In some cases the chemically inert fill layer may consist of concrete up to 100mm deep. The 10% addition is still applicable in these cases. For piled and thicker raft foundations under the tank further addition will be required and these should be calculated with reference to the relevant section in the Cost Guide or after discussion with BEAMS. | Photo 1 - Typical tank farm. Photo 2 - Tank Farm. Photo 3 - Mixed Use Storage Tanks. | - | 20134 |  | m3 | Per cubic metre | 3 - INDUSTRIAL | David Grace | Rob Hughes | 75.7727 | Option 2 | 82.3245 | 8.647% | 154.3391 | 154.684 | 104.1% | 87.9% | 154.684 | 104.1% | Indexed | Ryan Hobbs | VOA_GPN_GOV_UK\7246041 | 2020-12-22 | Low | - | Medium | Costs are based on provisional 2021 agreement with agents (email chain saved in Evidence tab). Since CG2023 is currently working from the same TPI start point (322) as CG2021 I have taken the rate without adjustment, and will bulk index closer to publication date. The 215A and 215W series are interchangeable and historically this has led to the codes in the valuer's "Scale" spreadsheet (see evidence tab) not always using the code that appears in the CG. I offered Rob Hughes to correct / rationalise this in CG2023 but he declined as they would have to update all their valuations. Therefore designation (fixed / floating head) and capacity (m3) is more important than actual code. | - | Costs need to be indexed by different indices to general TPI. Some thought will be required to make sure this happens correctly. | NA | Steel | 1.56 | (BEAMS Note 1) The ERC for this item should be added to the total of the ERC of the other P&M items on the site and the Buildings ERC (where applicable) to enable the correct contract size adjustment to be made. ERC of P&M Items + ERC of Building Component’s = Total ERC (net figure rateable items only) to which contract size adjustment should be applied The 2021 Generic Contractors Test Spreadsheet has this facility built into the programme - it is recommended you undertake all contractors test valuations using this spreadsheet. (Details on the application of contract size adjustments can be found in the RCG 2021 Guidance notes). Where RV is calculated using the comparative method (rental method) the contract size adjustment should be made as follows: Select - SCAT code box "P and M as an addition” within the 2021 Generic Contractors Test Spreadsheet facility. Or Where the spreadsheet is not used take the: Reciprocal of statutory de-capitalisation rate (i.e. 5% reciprocal = 20) multiply by rateable value of the buildings (before any overall end allowances are made and after making a notional deduction for the land value) and add to the ERC of P&M. Use resultant figure to calculate contract size adjustment. (Guidance Notes - Section 6) | Photo 1 - Typical tank farm. Photo 2 - Tank Farm. Photo 3 - Mixed Use Storage Tanks. | - | 1 | TRUE
5568 | 215W13 | 7322 | 215W13 | Tanks | Large vertical | Fuel depots / commercial tank farms | Fixed head | 3500m³ | Tanks - Large Vertical Cylindrical Single units or Fuel Depots / Commercial Tank Farms - Fixed Head Tanks found on Commercial Tank farms and Fuel Depots together with Individual Tanks, this type are generally an all steel construction (usually mild steel) with butt-welded shells and tap welded bottoms and roofs. The majority of these tanks are fixed head however floating head tanks in this range can be found usually in sizes over 15,000 cu. m. For Floating Head costs see relevant scale. These tanks are usually erected on site built over a purpose built Bitsand foundation (formed under the tank base plate). The Bitsand cone is usually formed on an over-site concrete base (e.g. 150 mm). Deeper or piled foundations should be costed separately. These type of tanks are intended for processed product storage and normally do not exceed 20,000 cu. m in volume although occasionally 25,000 cu. m tanks can be found in petrol storage depots. These types of tanks can be found on refineries and petro-chemical works where finished process products are stored. Fixed roofs are conical and self-supporting made of thin steel plates welded at the edges. There is a current practice to form a floating membrane inside the fixed head tank, this addition saves up to 95% emissions and is popular where petroleum products are being stored, usually in oil depots. The tanks are purpose designed usually by a project team headed by the tank farm operator and built to their specification in conjunction with the tank manufacturers. The design life is a minimum of 25 years providing the tank is subject to a regular maintenance programme and the products stored are restricted to those specified when the tank was designed. This fact should be remembered when considering age only allowances. Most bulk storage tanks are built with a cone up centre however some tanks have a sump in the centre of the tank. In the usual cone up situation the foundations to the tank should be established by reference to plans and sections and costed. Allowances :- These tanks are built to the tank farm operator specification. Cost Information and Design. The tank farm operator, from experience, knows what products will be stored in the tank and how corrosive or otherwise the stored products are. The tank manufacturers build the tanks giving some 25 years life trouble free, in reality such tanks with the correct product stored and maintained regularly should have a life of over 35 years without major refurbishments. Tanks found on Commercial Tank farms and Fuel Depots together with Individual tanks, this type are generally an all steel construction (usually mild steel) with butt-welded shells and tap welded bottoms and roofs. The majority of these tanks are fixed head however floating head tanks in this range can be found usually in sizes over 15,000 cu. m. For costs of floating head tanks see floating head scale. These tanks are usually erected on site built over a purpose built Bitsand foundation (formed under the tank base plate). The Bitsand cone is usually formed on an over-site concrete base (e.g. 150 mm). Deeper or piled foundations should be costed separately. Tanks found on Commercial Tank farms and Fuel Depots together with Individual Tanks, this type are generally an all steel construction (usually mild steel) with butt-welded shells and tap welded bottoms and roofs. The majority of these tanks are fixed head however floating head tanks in this range can be found usually in sizes over 15,000 cu. m. For costs of floating head tanks see floating head scale. These tanks are usually erected on site built over a purpose built Bitsand foundation (formed under the tank base plate). The Bitsand cone is usually formed on an over-site concrete base (e.g. 150 mm). Deeper or piled foundations should be costed separately. | Considered Not Applicable at time of Publication | (BEAMS Note 1) The ERC for this item should be added to the total of the ERC of the other P&M items on the site and the Buildings ERC (where applicable) to enable the correct contract size adjustment to be made. ERC of P&M Items + ERC of Building Component’s = Total ERC (net figure rateable items only) to which contract size adjustment should be applied The 2023 Generic Contractors Test Spreadsheet has this facility built into the programme - it is recommended you undertake all contractors test valuations using this spreadsheet. (Details on the application of contract size adjustments can be found in the RCG 2023 Guidance notes). Where RV is calculated using the comparative method (rental method) the contract size adjustment should be made as follows: Select - SCAT code box ""P and M as an addition” within the 2023 Generic Contractors Test Spreadsheet facility. Or Where the spreadsheet is not used take the: Reciprocal of statutory de-capitalisation rate (i.e. 5% reciprocal = 20) multiply by rateable value of the buildings (before any overall end allowances are made and after making a notional deduction for the land value) and add to the ERC of P&M. Use resultant figure to calculate contract size adjustment. (Guidance Notes - Section 6) | For details and costs of membrane supports see 215Q01 et cetera. Costs include for External painting Single Tanks e.g. Firewater Header Tanks, Single tanks on various hereditaments. This scale is suitable for sites where single or a few tanks are present but where the site is not a commercial tank farm or petroleum depot, for example: - fire water tanks, individual fuel tanks, small chemical holding tanks, et cetera. The costs can be adopted where the tank is specifically made for the product it is storing. | 1. Dia. of tank. 2. Height of tank. 3. Material tank is made out of and whether welded or bolted plates. 4. Painting. 5. Any other known features - internally lined et cetera. 6. Fixed or Floating Head. 7. Age. | Class 4, Table 4 Class 2 (d) Draining ; (e) Supplying Water ; (f) Protection from hazards. List of accessories 1 and 2 (v) | If under Class 2, whole if Class 2 provisos applies - other than. If under Class 4 Heating coils, rock wool insulation, paddles. Whole if Class 4 (d) | Foundations, catwalks, bunds, structural staircases, piles, fire protection equipment, high-level walkways. | It is assumed that the item forms part of an average size industrial, commercial or office complex. Where it would be normal to find more than one item in such a hereditament the ERC stated has been adjusted to reflect any number / quantity, discount. These figures are NOT one off figures. | General The Cost figures are for tanks (mild steel) having 8mm thick bottom plates. The scales are suitable to tanks having bottom plate thicknesses of between 6mm and 10mm. Tanks with bottom plates of 12.4mm thickness may have an addition of up to 40% to account for extra costs. The costs can be used as stage 1 costs for riveted tanks. For small tanks the addition for this type of foundations will be some 12% whereas for larger tanks a 9% addition is required. A 10% addition for foundations is therefore proposed to ALL BULK STORAGE TANKS where individual costings are not possible. In some cases the chemically inert fill layer may consist of concrete up to 100mm deep. The 10% addition is still applicable in these cases. For piled and thicker raft foundations under the tank further addition will be required and these should be calculated with reference to the relevant section in the Cost Guide or after discussion with BEAMS. | Photo 1 - Typical tank farm. Photo 2 - Tank Farm. Photo 3 - Mixed Use Storage Tanks. | - | 20134 |  | m3 | Per cubic metre | 3 - INDUSTRIAL | David Grace | Rob Hughes | 101.8376 | Option 3 | 110.643 | 8.647% | 144.6929 | 145.0163 | 42.4% | 31.07% | 145.0163 | 42.4% | Indexed | Ryan Hobbs | VOA_GPN_GOV_UK\7246041 | 2020-12-22 | Low | - | Medium | Costs are based on provisional 2021 agreement with agents (email chain saved in Evidence tab). Since CG2023 is currently working from the same TPI start point (322) as CG2021 I have taken the rate without adjustment, and will bulk index closer to publication date. The 215A and 215W series are interchangeable and historically this has led to the codes in the valuer's "Scale" spreadsheet (see evidence tab) not always using the code that appears in the CG. I offered Rob Hughes to correct / rationalise this in CG2023 but he declined as they would have to update all their valuations. Therefore designation (fixed / floating head) and capacity (m3) is more important than actual code. | - | Costs need to be indexed by different indices to general TPI. Some thought will be required to make sure this happens correctly. | NA | Steel | 1.56 | (BEAMS Note 1) The ERC for this item should be added to the total of the ERC of the other P&M items on the site and the Buildings ERC (where applicable) to enable the correct contract size adjustment to be made. ERC of P&M Items + ERC of Building Component’s = Total ERC (net figure rateable items only) to which contract size adjustment should be applied The 2021 Generic Contractors Test Spreadsheet has this facility built into the programme - it is recommended you undertake all contractors test valuations using this spreadsheet. (Details on the application of contract size adjustments can be found in the RCG 2021 Guidance notes). Where RV is calculated using the comparative method (rental method) the contract size adjustment should be made as follows: Select - SCAT code box "P and M as an addition” within the 2021 Generic Contractors Test Spreadsheet facility. Or Where the spreadsheet is not used take the: Reciprocal of statutory de-capitalisation rate (i.e. 5% reciprocal = 20) multiply by rateable value of the buildings (before any overall end allowances are made and after making a notional deduction for the land value) and add to the ERC of P&M. Use resultant figure to calculate contract size adjustment. (Guidance Notes - Section 6) | Photo 1 - Typical tank farm. Photo 2 - Tank Farm. Photo 3 - Mixed Use Storage Tanks. | - | 1 | TRUE
5569 | 215W14 | 7323 | 215W14 | Tanks | Large vertical | Fuel depots / commercial tank farms | Fixed head | 4000m³ | Tanks - Large Vertical Cylindrical Single units or Fuel Depots / Commercial Tank Farms - Fixed Head Tanks found on Commercial Tank farms and Fuel Depots together with Individual Tanks, this type are generally an all steel construction (usually mild steel) with butt-welded shells and tap welded bottoms and roofs. The majority of these tanks are fixed head however floating head tanks in this range can be found usually in sizes over 15,000 cu. m. For Floating Head costs see relevant scale. These tanks are usually erected on site built over a purpose built Bitsand foundation (formed under the tank base plate). The Bitsand cone is usually formed on an over-site concrete base (e.g. 150 mm). Deeper or piled foundations should be costed separately. These type of tanks are intended for processed product storage and normally do not exceed 20,000 cu. m in volume although occasionally 25,000 cu. m tanks can be found in petrol storage depots. These types of tanks can be found on refineries and petro-chemical works where finished process products are stored. Fixed roofs are conical and self-supporting made of thin steel plates welded at the edges. There is a current practice to form a floating membrane inside the fixed head tank, this addition saves up to 95% emissions and is popular where petroleum products are being stored, usually in oil depots. The tanks are purpose designed usually by a project team headed by the tank farm operator and built to their specification in conjunction with the tank manufacturers. The design life is a minimum of 25 years providing the tank is subject to a regular maintenance programme and the products stored are restricted to those specified when the tank was designed. This fact should be remembered when considering age only allowances. Most bulk storage tanks are built with a cone up centre however some tanks have a sump in the centre of the tank. In the usual cone up situation the foundations to the tank should be established by reference to plans and sections and costed. Allowances :- These tanks are built to the tank farm operator specification. Cost Information and Design. The tank farm operator, from experience, knows what products will be stored in the tank and how corrosive or otherwise the stored products are. The tank manufacturers build the tanks giving some 25 years life trouble free, in reality such tanks with the correct product stored and maintained regularly should have a life of over 35 years without major refurbishments. Tanks found on Commercial Tank farms and Fuel Depots together with Individual tanks, this type are generally an all steel construction (usually mild steel) with butt-welded shells and tap welded bottoms and roofs. The majority of these tanks are fixed head however floating head tanks in this range can be found usually in sizes over 15,000 cu. m. For costs of floating head tanks see floating head scale. These tanks are usually erected on site built over a purpose built Bitsand foundation (formed under the tank base plate). The Bitsand cone is usually formed on an over-site concrete base (e.g. 150 mm). Deeper or piled foundations should be costed separately. Tanks found on Commercial Tank farms and Fuel Depots together with Individual Tanks, this type are generally an all steel construction (usually mild steel) with butt-welded shells and tap welded bottoms and roofs. The majority of these tanks are fixed head however floating head tanks in this range can be found usually in sizes over 15,000 cu. m. For costs of floating head tanks see floating head scale. These tanks are usually erected on site built over a purpose built Bitsand foundation (formed under the tank base plate). The Bitsand cone is usually formed on an over-site concrete base (e.g. 150 mm). Deeper or piled foundations should be costed separately. | Considered Not Applicable at time of Publication | (BEAMS Note 1) The ERC for this item should be added to the total of the ERC of the other P&M items on the site and the Buildings ERC (where applicable) to enable the correct contract size adjustment to be made. ERC of P&M Items + ERC of Building Component’s = Total ERC (net figure rateable items only) to which contract size adjustment should be applied The 2023 Generic Contractors Test Spreadsheet has this facility built into the programme - it is recommended you undertake all contractors test valuations using this spreadsheet. (Details on the application of contract size adjustments can be found in the RCG 2023 Guidance notes). Where RV is calculated using the comparative method (rental method) the contract size adjustment should be made as follows: Select - SCAT code box ""P and M as an addition” within the 2023 Generic Contractors Test Spreadsheet facility. Or Where the spreadsheet is not used take the: Reciprocal of statutory de-capitalisation rate (i.e. 5% reciprocal = 20) multiply by rateable value of the buildings (before any overall end allowances are made and after making a notional deduction for the land value) and add to the ERC of P&M. Use resultant figure to calculate contract size adjustment. (Guidance Notes - Section 6) | For details and costs of membrane supports see 215Q01 et cetera. Costs include for External painting Single Tanks e.g. Firewater Header Tanks, Single tanks on various hereditaments. This scale is suitable for sites where single or a few tanks are present but where the site is not a commercial tank farm or petroleum depot, for example: - fire water tanks, individual fuel tanks, small chemical holding tanks, et cetera. The costs can be adopted where the tank is specifically made for the product it is storing. | 1. Dia. of tank. 2. Height of tank. 3. Material tank is made out of and whether welded or bolted plates. 4. Painting. 5. Any other known features - internally lined et cetera. 6. Fixed or Floating Head. 7. Age. | Class 4, Table 4 Class 2 (d) Draining ; (e) Supplying Water ; (f) Protection from hazards. List of accessories 1 and 2 (v) | If under Class 2, whole if Class 2 provisos applies - other than. If under Class 4 Heating coils, rock wool insulation, paddles. Whole if Class 4 (d) | Foundations, catwalks, bunds, structural staircases, piles, fire protection equipment, high-level walkways. | It is assumed that the item forms part of an average size industrial, commercial or office complex. Where it would be normal to find more than one item in such a hereditament the ERC stated has been adjusted to reflect any number / quantity, discount. These figures are NOT one off figures. | General The Cost figures are for tanks (mild steel) having 8mm thick bottom plates. The scales are suitable to tanks having bottom plate thicknesses of between 6mm and 10mm. Tanks with bottom plates of 12.4mm thickness may have an addition of up to 40% to account for extra costs. The costs can be used as stage 1 costs for riveted tanks. For small tanks the addition for this type of foundations will be some 12% whereas for larger tanks a 9% addition is required. A 10% addition for foundations is therefore proposed to ALL BULK STORAGE TANKS where individual costings are not possible. In some cases the chemically inert fill layer may consist of concrete up to 100mm deep. The 10% addition is still applicable in these cases. For piled and thicker raft foundations under the tank further addition will be required and these should be calculated with reference to the relevant section in the Cost Guide or after discussion with BEAMS. | Photo 1 - Typical tank farm. Photo 2 - Tank Farm. Photo 3 - Mixed Use Storage Tanks. | - | 20134 |  | m3 | Per cubic metre | 3 - INDUSTRIAL | David Grace | Rob Hughes | 97.2386 | Option 3 | 105.6464 | 8.647% | 135.0467 | 135.3485 | 39.19% | 28.11% | 135.3485 | 39.19% | Indexed | Ryan Hobbs | VOA_GPN_GOV_UK\7246041 | 2020-12-22 | Low | - | Medium | Costs are based on provisional 2021 agreement with agents (email chain saved in Evidence tab). Since CG2023 is currently working from the same TPI start point (322) as CG2021 I have taken the rate without adjustment, and will bulk index closer to publication date. The 215A and 215W series are interchangeable and historically this has led to the codes in the valuer's "Scale" spreadsheet (see evidence tab) not always using the code that appears in the CG. I offered Rob Hughes to correct / rationalise this in CG2023 but he declined as they would have to update all their valuations. Therefore designation (fixed / floating head) and capacity (m3) is more important than actual code. | - | Costs need to be indexed by different indices to general TPI. Some thought will be required to make sure this happens correctly. | NA | Steel | 1.56 | (BEAMS Note 1) The ERC for this item should be added to the total of the ERC of the other P&M items on the site and the Buildings ERC (where applicable) to enable the correct contract size adjustment to be made. ERC of P&M Items + ERC of Building Component’s = Total ERC (net figure rateable items only) to which contract size adjustment should be applied The 2021 Generic Contractors Test Spreadsheet has this facility built into the programme - it is recommended you undertake all contractors test valuations using this spreadsheet. (Details on the application of contract size adjustments can be found in the RCG 2021 Guidance notes). Where RV is calculated using the comparative method (rental method) the contract size adjustment should be made as follows: Select - SCAT code box "P and M as an addition” within the 2021 Generic Contractors Test Spreadsheet facility. Or Where the spreadsheet is not used take the: Reciprocal of statutory de-capitalisation rate (i.e. 5% reciprocal = 20) multiply by rateable value of the buildings (before any overall end allowances are made and after making a notional deduction for the land value) and add to the ERC of P&M. Use resultant figure to calculate contract size adjustment. (Guidance Notes - Section 6) | Photo 1 - Typical tank farm. Photo 2 - Tank Farm. Photo 3 - Mixed Use Storage Tanks. | - | 1 | TRUE
5570 | 215W15 | 7324 | 215W15 | Tanks | Large vertical | Fuel depots / commercial tank farms | Fixed head | 5000m³ | Tanks - Large Vertical Cylindrical Single units or Fuel Depots / Commercial Tank Farms - Fixed Head Tanks found on Commercial Tank farms and Fuel Depots together with Individual Tanks, this type are generally an all steel construction (usually mild steel) with butt-welded shells and tap welded bottoms and roofs. The majority of these tanks are fixed head however floating head tanks in this range can be found usually in sizes over 15,000 cu. m. For Floating Head costs see relevant scale. These tanks are usually erected on site built over a purpose built Bitsand foundation (formed under the tank base plate). The Bitsand cone is usually formed on an over-site concrete base (e.g. 150 mm). Deeper or piled foundations should be costed separately. These type of tanks are intended for processed product storage and normally do not exceed 20,000 cu. m in volume although occasionally 25,000 cu. m tanks can be found in petrol storage depots. These types of tanks can be found on refineries and petro-chemical works where finished process products are stored. Fixed roofs are conical and self-supporting made of thin steel plates welded at the edges. There is a current practice to form a floating membrane inside the fixed head tank, this addition saves up to 95% emissions and is popular where petroleum products are being stored, usually in oil depots. The tanks are purpose designed usually by a project team headed by the tank farm operator and built to their specification in conjunction with the tank manufacturers. The design life is a minimum of 25 years providing the tank is subject to a regular maintenance programme and the products stored are restricted to those specified when the tank was designed. This fact should be remembered when considering age only allowances. Most bulk storage tanks are built with a cone up centre however some tanks have a sump in the centre of the tank. In the usual cone up situation the foundations to the tank should be established by reference to plans and sections and costed. Allowances :- These tanks are built to the tank farm operator specification. Cost Information and Design. The tank farm operator, from experience, knows what products will be stored in the tank and how corrosive or otherwise the stored products are. The tank manufacturers build the tanks giving some 25 years life trouble free, in reality such tanks with the correct product stored and maintained regularly should have a life of over 35 years without major refurbishments. Tanks found on Commercial Tank farms and Fuel Depots together with Individual tanks, this type are generally an all steel construction (usually mild steel) with butt-welded shells and tap welded bottoms and roofs. The majority of these tanks are fixed head however floating head tanks in this range can be found usually in sizes over 15,000 cu. m. For costs of floating head tanks see floating head scale. These tanks are usually erected on site built over a purpose built Bitsand foundation (formed under the tank base plate). The Bitsand cone is usually formed on an over-site concrete base (e.g. 150 mm). Deeper or piled foundations should be costed separately. Tanks found on Commercial Tank farms and Fuel Depots together with Individual Tanks, this type are generally an all steel construction (usually mild steel) with butt-welded shells and tap welded bottoms and roofs. The majority of these tanks are fixed head however floating head tanks in this range can be found usually in sizes over 15,000 cu. m. For costs of floating head tanks see floating head scale. These tanks are usually erected on site built over a purpose built Bitsand foundation (formed under the tank base plate). The Bitsand cone is usually formed on an over-site concrete base (e.g. 150 mm). Deeper or piled foundations should be costed separately. | Considered Not Applicable at time of Publication | (BEAMS Note 1) The ERC for this item should be added to the total of the ERC of the other P&M items on the site and the Buildings ERC (where applicable) to enable the correct contract size adjustment to be made. ERC of P&M Items + ERC of Building Component’s = Total ERC (net figure rateable items only) to which contract size adjustment should be applied The 2023 Generic Contractors Test Spreadsheet has this facility built into the programme - it is recommended you undertake all contractors test valuations using this spreadsheet. (Details on the application of contract size adjustments can be found in the RCG 2023 Guidance notes). Where RV is calculated using the comparative method (rental method) the contract size adjustment should be made as follows: Select - SCAT code box ""P and M as an addition” within the 2023 Generic Contractors Test Spreadsheet facility. Or Where the spreadsheet is not used take the: Reciprocal of statutory de-capitalisation rate (i.e. 5% reciprocal = 20) multiply by rateable value of the buildings (before any overall end allowances are made and after making a notional deduction for the land value) and add to the ERC of P&M. Use resultant figure to calculate contract size adjustment. (Guidance Notes - Section 6) | For details and costs of membrane supports see 215Q01 et cetera. Costs include for External painting Single Tanks e.g. Firewater Header Tanks, Single tanks on various hereditaments. This scale is suitable for sites where single or a few tanks are present but where the site is not a commercial tank farm or petroleum depot, for example: - fire water tanks, individual fuel tanks, small chemical holding tanks, et cetera. The costs can be adopted where the tank is specifically made for the product it is storing. | 1. Dia. of tank. 2. Height of tank. 3. Material tank is made out of and whether welded or bolted plates. 4. Painting. 5. Any other known features - internally lined et cetera. 6. Fixed or Floating Head. 7. Age. | Class 4, Table 4 Class 2 (d) Draining ; (e) Supplying Water ; (f) Protection from hazards. List of accessories 1 and 2 (v) | If under Class 2, whole if Class 2 provisos applies - other than. If under Class 4 Heating coils, rock wool insulation, paddles. Whole if Class 4 (d) | Foundations, catwalks, bunds, structural staircases, piles, fire protection equipment, high-level walkways. | It is assumed that the item forms part of an average size industrial, commercial or office complex. Where it would be normal to find more than one item in such a hereditament the ERC stated has been adjusted to reflect any number / quantity, discount. These figures are NOT one off figures. | General The Cost figures are for tanks (mild steel) having 8mm thick bottom plates. The scales are suitable to tanks having bottom plate thicknesses of between 6mm and 10mm. Tanks with bottom plates of 12.4mm thickness may have an addition of up to 40% to account for extra costs. The costs can be used as stage 1 costs for riveted tanks. For small tanks the addition for this type of foundations will be some 12% whereas for larger tanks a 9% addition is required. A 10% addition for foundations is therefore proposed to ALL BULK STORAGE TANKS where individual costings are not possible. In some cases the chemically inert fill layer may consist of concrete up to 100mm deep. The 10% addition is still applicable in these cases. For piled and thicker raft foundations under the tank further addition will be required and these should be calculated with reference to the relevant section in the Cost Guide or after discussion with BEAMS. | Photo 1 - Typical tank farm. Photo 2 - Tank Farm. Photo 3 - Mixed Use Storage Tanks. | - | 20134 |  | m3 | Per cubic metre | 3 - INDUSTRIAL | David Grace | Rob Hughes | 89.2883 | Option 3 | 97.0087 | 8.647% | 124.3287 | 124.6066 | 39.56% | 28.45% | 124.6066 | 39.56% | Indexed | Ryan Hobbs | VOA_GPN_GOV_UK\7246041 | 2020-12-22 | Low | - | Medium | Costs are based on provisional 2021 agreement with agents (email chain saved in Evidence tab). Since CG2023 is currently working from the same TPI start point (322) as CG2021 I have taken the rate without adjustment, and will bulk index closer to publication date. The 215A and 215W series are interchangeable and historically this has led to the codes in the valuer's "Scale" spreadsheet (see evidence tab) not always using the code that appears in the CG. I offered Rob Hughes to correct / rationalise this in CG2023 but he declined as they would have to update all their valuations. Therefore designation (fixed / floating head) and capacity (m3) is more important than actual code. | - | Costs need to be indexed by different indices to general TPI. Some thought will be required to make sure this happens correctly. | NA | Steel | 1.56 | (BEAMS Note 1) The ERC for this item should be added to the total of the ERC of the other P&M items on the site and the Buildings ERC (where applicable) to enable the correct contract size adjustment to be made. ERC of P&M Items + ERC of Building Component’s = Total ERC (net figure rateable items only) to which contract size adjustment should be applied The 2021 Generic Contractors Test Spreadsheet has this facility built into the programme - it is recommended you undertake all contractors test valuations using this spreadsheet. (Details on the application of contract size adjustments can be found in the RCG 2021 Guidance notes). Where RV is calculated using the comparative method (rental method) the contract size adjustment should be made as follows: Select - SCAT code box "P and M as an addition” within the 2021 Generic Contractors Test Spreadsheet facility. Or Where the spreadsheet is not used take the: Reciprocal of statutory de-capitalisation rate (i.e. 5% reciprocal = 20) multiply by rateable value of the buildings (before any overall end allowances are made and after making a notional deduction for the land value) and add to the ERC of P&M. Use resultant figure to calculate contract size adjustment. (Guidance Notes - Section 6) | Photo 1 - Typical tank farm. Photo 2 - Tank Farm. Photo 3 - Mixed Use Storage Tanks. | - | 1 | TRUE
5571 | 215W16 | 7325 | 215W16 | Tanks | Large vertical | Fuel depots / commercial tank farms | Fixed head | 6000m³ | Tanks - Large Vertical Cylindrical Single units or Fuel Depots / Commercial Tank Farms - Fixed Head Tanks found on Commercial Tank farms and Fuel Depots together with Individual Tanks, this type are generally an all steel construction (usually mild steel) with butt-welded shells and tap welded bottoms and roofs. The majority of these tanks are fixed head however floating head tanks in this range can be found usually in sizes over 15,000 cu. m. For Floating Head costs see relevant scale. These tanks are usually erected on site built over a purpose built Bitsand foundation (formed under the tank base plate). The Bitsand cone is usually formed on an over-site concrete base (e.g. 150 mm). Deeper or piled foundations should be costed separately. These type of tanks are intended for processed product storage and normally do not exceed 20,000 cu. m in volume although occasionally 25,000 cu. m tanks can be found in petrol storage depots. These types of tanks can be found on refineries and petro-chemical works where finished process products are stored. Fixed roofs are conical and self-supporting made of thin steel plates welded at the edges. There is a current practice to form a floating membrane inside the fixed head tank, this addition saves up to 95% emissions and is popular where petroleum products are being stored, usually in oil depots. The tanks are purpose designed usually by a project team headed by the tank farm operator and built to their specification in conjunction with the tank manufacturers. The design life is a minimum of 25 years providing the tank is subject to a regular maintenance programme and the products stored are restricted to those specified when the tank was designed. This fact should be remembered when considering age only allowances. Most bulk storage tanks are built with a cone up centre however some tanks have a sump in the centre of the tank. In the usual cone up situation the foundations to the tank should be established by reference to plans and sections and costed. Allowances :- These tanks are built to the tank farm operator specification. Cost Information and Design. The tank farm operator, from experience, knows what products will be stored in the tank and how corrosive or otherwise the stored products are. The tank manufacturers build the tanks giving some 25 years life trouble free, in reality such tanks with the correct product stored and maintained regularly should have a life of over 35 years without major refurbishments. Tanks found on Commercial Tank farms and Fuel Depots together with Individual tanks, this type are generally an all steel construction (usually mild steel) with butt-welded shells and tap welded bottoms and roofs. The majority of these tanks are fixed head however floating head tanks in this range can be found usually in sizes over 15,000 cu. m. For costs of floating head tanks see floating head scale. These tanks are usually erected on site built over a purpose built Bitsand foundation (formed under the tank base plate). The Bitsand cone is usually formed on an over-site concrete base (e.g. 150 mm). Deeper or piled foundations should be costed separately. Tanks found on Commercial Tank farms and Fuel Depots together with Individual Tanks, this type are generally an all steel construction (usually mild steel) with butt-welded shells and tap welded bottoms and roofs. The majority of these tanks are fixed head however floating head tanks in this range can be found usually in sizes over 15,000 cu. m. For costs of floating head tanks see floating head scale. These tanks are usually erected on site built over a purpose built Bitsand foundation (formed under the tank base plate). The Bitsand cone is usually formed on an over-site concrete base (e.g. 150 mm). Deeper or piled foundations should be costed separately. | Considered Not Applicable at time of Publication | (BEAMS Note 1) The ERC for this item should be added to the total of the ERC of the other P&M items on the site and the Buildings ERC (where applicable) to enable the correct contract size adjustment to be made. ERC of P&M Items + ERC of Building Component’s = Total ERC (net figure rateable items only) to which contract size adjustment should be applied The 2023 Generic Contractors Test Spreadsheet has this facility built into the programme - it is recommended you undertake all contractors test valuations using this spreadsheet. (Details on the application of contract size adjustments can be found in the RCG 2023 Guidance notes). Where RV is calculated using the comparative method (rental method) the contract size adjustment should be made as follows: Select - SCAT code box ""P and M as an addition” within the 2023 Generic Contractors Test Spreadsheet facility. Or Where the spreadsheet is not used take the: Reciprocal of statutory de-capitalisation rate (i.e. 5% reciprocal = 20) multiply by rateable value of the buildings (before any overall end allowances are made and after making a notional deduction for the land value) and add to the ERC of P&M. Use resultant figure to calculate contract size adjustment. (Guidance Notes - Section 6) | For details and costs of membrane supports see 215Q01 et cetera. Costs include for External painting Single Tanks e.g. Firewater Header Tanks, Single tanks on various hereditaments. This scale is suitable for sites where single or a few tanks are present but where the site is not a commercial tank farm or petroleum depot, for example: - fire water tanks, individual fuel tanks, small chemical holding tanks, et cetera. The costs can be adopted where the tank is specifically made for the product it is storing. | 1. Dia. of tank. 2. Height of tank. 3. Material tank is made out of and whether welded or bolted plates. 4. Painting. 5. Any other known features - internally lined et cetera. 6. Fixed or Floating Head. 7. Age. | Class 4, Table 4 Class 2 (d) Draining ; (e) Supplying Water ; (f) Protection from hazards. List of accessories 1 and 2 (v) | If under Class 2, whole if Class 2 provisos applies - other than. If under Class 4 Heating coils, rock wool insulation, paddles. Whole if Class 4 (d) | Foundations, catwalks, bunds, structural staircases, piles, fire protection equipment, high-level walkways. | It is assumed that the item forms part of an average size industrial, commercial or office complex. Where it would be normal to find more than one item in such a hereditament the ERC stated has been adjusted to reflect any number / quantity, discount. These figures are NOT one off figures. | General The Cost figures are for tanks (mild steel) having 8mm thick bottom plates. The scales are suitable to tanks having bottom plate thicknesses of between 6mm and 10mm. Tanks with bottom plates of 12.4mm thickness may have an addition of up to 40% to account for extra costs. The costs can be used as stage 1 costs for riveted tanks. For small tanks the addition for this type of foundations will be some 12% whereas for larger tanks a 9% addition is required. A 10% addition for foundations is therefore proposed to ALL BULK STORAGE TANKS where individual costings are not possible. In some cases the chemically inert fill layer may consist of concrete up to 100mm deep. The 10% addition is still applicable in these cases. For piled and thicker raft foundations under the tank further addition will be required and these should be calculated with reference to the relevant section in the Cost Guide or after discussion with BEAMS. | Photo 1 - Typical tank farm. Photo 2 - Tank Farm. Photo 3 - Mixed Use Storage Tanks. | - | 20134 |  | m3 | Per cubic metre | 3 - INDUSTRIAL | David Grace | Rob Hughes | 83.7842 | Option 3 | 91.0287 | 8.647% | 113.6107 | 113.8646 | 35.9% | 25.09% | 113.8646 | 35.9% | Indexed | Ryan Hobbs | VOA_GPN_GOV_UK\7246041 | 2020-12-22 | Low | - | Medium | Costs are based on provisional 2021 agreement with agents (email chain saved in Evidence tab). Since CG2023 is currently working from the same TPI start point (322) as CG2021 I have taken the rate without adjustment, and will bulk index closer to publication date. The 215A and 215W series are interchangeable and historically this has led to the codes in the valuer's "Scale" spreadsheet (see evidence tab) not always using the code that appears in the CG. I offered Rob Hughes to correct / rationalise this in CG2023 but he declined as they would have to update all their valuations. Therefore designation (fixed / floating head) and capacity (m3) is more important than actual code. | - | Costs need to be indexed by different indices to general TPI. Some thought will be required to make sure this happens correctly. | NA | Steel | 1.56 | (BEAMS Note 1) The ERC for this item should be added to the total of the ERC of the other P&M items on the site and the Buildings ERC (where applicable) to enable the correct contract size adjustment to be made. ERC of P&M Items + ERC of Building Component’s = Total ERC (net figure rateable items only) to which contract size adjustment should be applied The 2021 Generic Contractors Test Spreadsheet has this facility built into the programme - it is recommended you undertake all contractors test valuations using this spreadsheet. (Details on the application of contract size adjustments can be found in the RCG 2021 Guidance notes). Where RV is calculated using the comparative method (rental method) the contract size adjustment should be made as follows: Select - SCAT code box "P and M as an addition” within the 2021 Generic Contractors Test Spreadsheet facility. Or Where the spreadsheet is not used take the: Reciprocal of statutory de-capitalisation rate (i.e. 5% reciprocal = 20) multiply by rateable value of the buildings (before any overall end allowances are made and after making a notional deduction for the land value) and add to the ERC of P&M. Use resultant figure to calculate contract size adjustment. (Guidance Notes - Section 6) | Photo 1 - Typical tank farm. Photo 2 - Tank Farm. Photo 3 - Mixed Use Storage Tanks. | - | 1 | TRUE
5572 | 215W17 | 7326 | 215W17 | Tanks | Large vertical | Fuel depots / commercial tank farms | Fixed head | 7000m³ | Tanks - Large Vertical Cylindrical Single units or Fuel Depots / Commercial Tank Farms - Fixed Head Tanks found on Commercial Tank farms and Fuel Depots together with Individual Tanks, this type are generally an all steel construction (usually mild steel) with butt-welded shells and tap welded bottoms and roofs. The majority of these tanks are fixed head however floating head tanks in this range can be found usually in sizes over 15,000 cu. m. For Floating Head costs see relevant scale. These tanks are usually erected on site built over a purpose built Bitsand foundation (formed under the tank base plate). The Bitsand cone is usually formed on an over-site concrete base (e.g. 150 mm). Deeper or piled foundations should be costed separately. These type of tanks are intended for processed product storage and normally do not exceed 20,000 cu. m in volume although occasionally 25,000 cu. m tanks can be found in petrol storage depots. These types of tanks can be found on refineries and petro-chemical works where finished process products are stored. Fixed roofs are conical and self-supporting made of thin steel plates welded at the edges. There is a current practice to form a floating membrane inside the fixed head tank, this addition saves up to 95% emissions and is popular where petroleum products are being stored, usually in oil depots. The tanks are purpose designed usually by a project team headed by the tank farm operator and built to their specification in conjunction with the tank manufacturers. The design life is a minimum of 25 years providing the tank is subject to a regular maintenance programme and the products stored are restricted to those specified when the tank was designed. This fact should be remembered when considering age only allowances. Most bulk storage tanks are built with a cone up centre however some tanks have a sump in the centre of the tank. In the usual cone up situation the foundations to the tank should be established by reference to plans and sections and costed. Allowances :- These tanks are built to the tank farm operator specification. Cost Information and Design. The tank farm operator, from experience, knows what products will be stored in the tank and how corrosive or otherwise the stored products are. The tank manufacturers build the tanks giving some 25 years life trouble free, in reality such tanks with the correct product stored and maintained regularly should have a life of over 35 years without major refurbishments. Tanks found on Commercial Tank farms and Fuel Depots together with Individual tanks, this type are generally an all steel construction (usually mild steel) with butt-welded shells and tap welded bottoms and roofs. The majority of these tanks are fixed head however floating head tanks in this range can be found usually in sizes over 15,000 cu. m. For costs of floating head tanks see floating head scale. These tanks are usually erected on site built over a purpose built Bitsand foundation (formed under the tank base plate). The Bitsand cone is usually formed on an over-site concrete base (e.g. 150 mm). Deeper or piled foundations should be costed separately. Tanks found on Commercial Tank farms and Fuel Depots together with Individual Tanks, this type are generally an all steel construction (usually mild steel) with butt-welded shells and tap welded bottoms and roofs. The majority of these tanks are fixed head however floating head tanks in this range can be found usually in sizes over 15,000 cu. m. For costs of floating head tanks see floating head scale. These tanks are usually erected on site built over a purpose built Bitsand foundation (formed under the tank base plate). The Bitsand cone is usually formed on an over-site concrete base (e.g. 150 mm). Deeper or piled foundations should be costed separately. | Considered Not Applicable at time of Publication | (BEAMS Note 1) The ERC for this item should be added to the total of the ERC of the other P&M items on the site and the Buildings ERC (where applicable) to enable the correct contract size adjustment to be made. ERC of P&M Items + ERC of Building Component’s = Total ERC (net figure rateable items only) to which contract size adjustment should be applied The 2023 Generic Contractors Test Spreadsheet has this facility built into the programme - it is recommended you undertake all contractors test valuations using this spreadsheet. (Details on the application of contract size adjustments can be found in the RCG 2023 Guidance notes). Where RV is calculated using the comparative method (rental method) the contract size adjustment should be made as follows: Select - SCAT code box ""P and M as an addition” within the 2023 Generic Contractors Test Spreadsheet facility. Or Where the spreadsheet is not used take the: Reciprocal of statutory de-capitalisation rate (i.e. 5% reciprocal = 20) multiply by rateable value of the buildings (before any overall end allowances are made and after making a notional deduction for the land value) and add to the ERC of P&M. Use resultant figure to calculate contract size adjustment. (Guidance Notes - Section 6) | For details and costs of membrane supports see 215Q01 et cetera. Costs include for External painting Single Tanks e.g. Firewater Header Tanks, Single tanks on various hereditaments. This scale is suitable for sites where single or a few tanks are present but where the site is not a commercial tank farm or petroleum depot, for example: - fire water tanks, individual fuel tanks, small chemical holding tanks, et cetera. The costs can be adopted where the tank is specifically made for the product it is storing. | 1. Dia. of tank. 2. Height of tank. 3. Material tank is made out of and whether welded or bolted plates. 4. Painting. 5. Any other known features - internally lined et cetera. 6. Fixed or Floating Head. 7. Age. | Class 4, Table 4 Class 2 (d) Draining ; (e) Supplying Water ; (f) Protection from hazards. List of accessories 1 and 2 (v) | If under Class 2, whole if Class 2 provisos applies - other than. If under Class 4 Heating coils, rock wool insulation, paddles. Whole if Class 4 (d) | Foundations, catwalks, bunds, structural staircases, piles, fire protection equipment, high-level walkways. | It is assumed that the item forms part of an average size industrial, commercial or office complex. Where it would be normal to find more than one item in such a hereditament the ERC stated has been adjusted to reflect any number / quantity, discount. These figures are NOT one off figures. | General The Cost figures are for tanks (mild steel) having 8mm thick bottom plates. The scales are suitable to tanks having bottom plate thicknesses of between 6mm and 10mm. Tanks with bottom plates of 12.4mm thickness may have an addition of up to 40% to account for extra costs. The costs can be used as stage 1 costs for riveted tanks. For small tanks the addition for this type of foundations will be some 12% whereas for larger tanks a 9% addition is required. A 10% addition for foundations is therefore proposed to ALL BULK STORAGE TANKS where individual costings are not possible. In some cases the chemically inert fill layer may consist of concrete up to 100mm deep. The 10% addition is still applicable in these cases. For piled and thicker raft foundations under the tank further addition will be required and these should be calculated with reference to the relevant section in the Cost Guide or after discussion with BEAMS. | Photo 1 - Typical tank farm. Photo 2 - Tank Farm. Photo 3 - Mixed Use Storage Tanks. | - | 20134 |  | m3 | Per cubic metre | 3 - INDUSTRIAL | David Grace | Rob Hughes | 78.8917 | Option 3 | 85.7131 | 8.647% | 102.8927 | 103.1227 | 30.71% | 20.31% | 103.3912 | 31.05% | Indexed | Ryan Hobbs | VOA_GPN_GOV_UK\7246041 | 2020-12-22 | Low | - | Medium | Costs are based on provisional 2021 agreement with agents (email chain saved in Evidence tab). Since CG2023 is currently working from the same TPI start point (322) as CG2021 I have taken the rate without adjustment, and will bulk index closer to publication date. The 215A and 215W series are interchangeable and historically this has led to the codes in the valuer's "Scale" spreadsheet (see evidence tab) not always using the code that appears in the CG. I offered Rob Hughes to correct / rationalise this in CG2023 but he declined as they would have to update all their valuations. Therefore designation (fixed / floating head) and capacity (m3) is more important than actual code. | - | Costs need to be indexed by different indices to general TPI. Some thought will be required to make sure this happens correctly. | NA | Steel | 1.56 | (BEAMS Note 1) The ERC for this item should be added to the total of the ERC of the other P&M items on the site and the Buildings ERC (where applicable) to enable the correct contract size adjustment to be made. ERC of P&M Items + ERC of Building Component’s = Total ERC (net figure rateable items only) to which contract size adjustment should be applied The 2021 Generic Contractors Test Spreadsheet has this facility built into the programme - it is recommended you undertake all contractors test valuations using this spreadsheet. (Details on the application of contract size adjustments can be found in the RCG 2021 Guidance notes). Where RV is calculated using the comparative method (rental method) the contract size adjustment should be made as follows: Select - SCAT code box "P and M as an addition” within the 2021 Generic Contractors Test Spreadsheet facility. Or Where the spreadsheet is not used take the: Reciprocal of statutory de-capitalisation rate (i.e. 5% reciprocal = 20) multiply by rateable value of the buildings (before any overall end allowances are made and after making a notional deduction for the land value) and add to the ERC of P&M. Use resultant figure to calculate contract size adjustment. (Guidance Notes - Section 6) | Photo 1 - Typical tank farm. Photo 2 - Tank Farm. Photo 3 - Mixed Use Storage Tanks. | - | 1 | TRUE
5573 | 215W18 | 7330 | 215W18 | Tanks | Large vertical | Fuel depots / commercial tank farms | Fixed head | 8000m³ | Tanks - Large Vertical Cylindrical Single units or Fuel Depots / Commercial Tank Farms - Fixed Head Tanks found on Commercial Tank farms and Fuel Depots together with Individual Tanks, this type are generally an all steel construction (usually mild steel) with butt-welded shells and tap welded bottoms and roofs. The majority of these tanks are fixed head however floating head tanks in this range can be found usually in sizes over 15,000 cu. m. For Floating Head costs see relevant scale. These tanks are usually erected on site built over a purpose built Bitsand foundation (formed under the tank base plate). The Bitsand cone is usually formed on an over-site concrete base (e.g. 150 mm). Deeper or piled foundations should be costed separately. These type of tanks are intended for processed product storage and normally do not exceed 20,000 cu. m in volume although occasionally 25,000 cu. m tanks can be found in petrol storage depots. These types of tanks can be found on refineries and petro-chemical works where finished process products are stored. Fixed roofs are conical and self-supporting made of thin steel plates welded at the edges. There is a current practice to form a floating membrane inside the fixed head tank, this addition saves up to 95% emissions and is popular where petroleum products are being stored, usually in oil depots. The tanks are purpose designed usually by a project team headed by the tank farm operator and built to their specification in conjunction with the tank manufacturers. The design life is a minimum of 25 years providing the tank is subject to a regular maintenance programme and the products stored are restricted to those specified when the tank was designed. This fact should be remembered when considering age only allowances. Most bulk storage tanks are built with a cone up centre however some tanks have a sump in the centre of the tank. In the usual cone up situation the foundations to the tank should be established by reference to plans and sections and costed. Allowances :- These tanks are built to the tank farm operator specification. Cost Information and Design. The tank farm operator, from experience, knows what products will be stored in the tank and how corrosive or otherwise the stored products are. The tank manufacturers build the tanks giving some 25 years life trouble free, in reality such tanks with the correct product stored and maintained regularly should have a life of over 35 years without major refurbishments. Tanks found on Commercial Tank farms and Fuel Depots together with Individual tanks, this type are generally an all steel construction (usually mild steel) with butt-welded shells and tap welded bottoms and roofs. The majority of these tanks are fixed head however floating head tanks in this range can be found usually in sizes over 15,000 cu. m. For costs of floating head tanks see floating head scale. These tanks are usually erected on site built over a purpose built Bitsand foundation (formed under the tank base plate). The Bitsand cone is usually formed on an over-site concrete base (e.g. 150 mm). Deeper or piled foundations should be costed separately. Tanks found on Commercial Tank farms and Fuel Depots together with Individual Tanks, this type are generally an all steel construction (usually mild steel) with butt-welded shells and tap welded bottoms and roofs. The majority of these tanks are fixed head however floating head tanks in this range can be found usually in sizes over 15,000 cu. m. For costs of floating head tanks see floating head scale. These tanks are usually erected on site built over a purpose built Bitsand foundation (formed under the tank base plate). The Bitsand cone is usually formed on an over-site concrete base (e.g. 150 mm). Deeper or piled foundations should be costed separately. | Considered Not Applicable at time of Publication | (BEAMS Note 1) The ERC for this item should be added to the total of the ERC of the other P&M items on the site and the Buildings ERC (where applicable) to enable the correct contract size adjustment to be made. ERC of P&M Items + ERC of Building Component’s = Total ERC (net figure rateable items only) to which contract size adjustment should be applied The 2023 Generic Contractors Test Spreadsheet has this facility built into the programme - it is recommended you undertake all contractors test valuations using this spreadsheet. (Details on the application of contract size adjustments can be found in the RCG 2023 Guidance notes). Where RV is calculated using the comparative method (rental method) the contract size adjustment should be made as follows: Select - SCAT code box ""P and M as an addition” within the 2023 Generic Contractors Test Spreadsheet facility. Or Where the spreadsheet is not used take the: Reciprocal of statutory de-capitalisation rate (i.e. 5% reciprocal = 20) multiply by rateable value of the buildings (before any overall end allowances are made and after making a notional deduction for the land value) and add to the ERC of P&M. Use resultant figure to calculate contract size adjustment. (Guidance Notes - Section 6) | For details and costs of membrane supports see 215Q01 et cetera. Costs include for External painting Single Tanks e.g. Firewater Header Tanks, Single tanks on various hereditaments. This scale is suitable for sites where single or a few tanks are present but where the site is not a commercial tank farm or petroleum depot, for example: - fire water tanks, individual fuel tanks, small chemical holding tanks, et cetera. The costs can be adopted where the tank is specifically made for the product it is storing. | 1. Dia. of tank. 2. Height of tank. 3. Material tank is made out of and whether welded or bolted plates. 4. Painting. 5. Any other known features - internally lined et cetera. 6. Fixed or Floating Head. 7. Age. | Class 4, Table 4 Class 2 (d) Draining ; (e) Supplying Water ; (f) Protection from hazards. List of accessories 1 and 2 (v) | If under Class 2, whole if Class 2 provisos applies - other than. If under Class 4 Heating coils, rock wool insulation, paddles. Whole if Class 4 (d) | Foundations, catwalks, bunds, structural staircases, piles, fire protection equipment, high-level walkways. | It is assumed that the item forms part of an average size industrial, commercial or office complex. Where it would be normal to find more than one item in such a hereditament the ERC stated has been adjusted to reflect any number / quantity, discount. These figures are NOT one off figures. | General The Cost figures are for tanks (mild steel) having 8mm thick bottom plates. The scales are suitable to tanks having bottom plate thicknesses of between 6mm and 10mm. Tanks with bottom plates of 12.4mm thickness may have an addition of up to 40% to account for extra costs. The costs can be used as stage 1 costs for riveted tanks. For small tanks the addition for this type of foundations will be some 12% whereas for larger tanks a 9% addition is required. A 10% addition for foundations is therefore proposed to ALL BULK STORAGE TANKS where individual costings are not possible. In some cases the chemically inert fill layer may consist of concrete up to 100mm deep. The 10% addition is still applicable in these cases. For piled and thicker raft foundations under the tank further addition will be required and these should be calculated with reference to the relevant section in the Cost Guide or after discussion with BEAMS. | Photo 1 - Typical tank farm. Photo 2 - Tank Farm. Photo 3 - Mixed Use Storage Tanks. | - | 20134 |  | m3 | Per cubic metre | 3 - INDUSTRIAL | David Grace | Rob Hughes | 75.8339 | Option 3 | 82.3909 | 8.647% | 95.3901 | 95.6033 | 26.07% | 16.04% | 95.3885 | 25.79% | Indexed | Ryan Hobbs | VOA_GPN_GOV_UK\7246041 | 2022-07-28 | Low | - | Medium | Costs are based on provisional 2021 agreement with agents (email chain saved in Evidence tab). Since CG2023 is currently working from the same TPI start point (322) as CG2021 I have taken the rate without adjustment, and will bulk index closer to publication date. The 215A and 215W series are interchangeable and historically this has led to the codes in the valuer's "Scale" spreadsheet (see evidence tab) not always using the code that appears in the CG. I offered Rob Hughes to correct / rationalise this in CG2023 but he declined as they would have to update all their valuations. Therefore designation (fixed / floating head) and capacity (m3) is more important than actual code. | - | Costs need to be indexed by different indices to general TPI. Some thought will be required to make sure this happens correctly. | NA | Steel | 1.56 | (BEAMS Note 1) The ERC for this item should be added to the total of the ERC of the other P&M items on the site and the Buildings ERC (where applicable) to enable the correct contract size adjustment to be made. ERC of P&M Items + ERC of Building Component’s = Total ERC (net figure rateable items only) to which contract size adjustment should be applied The 2021 Generic Contractors Test Spreadsheet has this facility built into the programme - it is recommended you undertake all contractors test valuations using this spreadsheet. (Details on the application of contract size adjustments can be found in the RCG 2021 Guidance notes). Where RV is calculated using the comparative method (rental method) the contract size adjustment should be made as follows: Select - SCAT code box "P and M as an addition” within the 2021 Generic Contractors Test Spreadsheet facility. Or Where the spreadsheet is not used take the: Reciprocal of statutory de-capitalisation rate (i.e. 5% reciprocal = 20) multiply by rateable value of the buildings (before any overall end allowances are made and after making a notional deduction for the land value) and add to the ERC of P&M. Use resultant figure to calculate contract size adjustment. (Guidance Notes - Section 6) | Photo 1 - Typical tank farm. Photo 2 - Tank Farm. Photo 3 - Mixed Use Storage Tanks. | - | 1 | FALSE
5574 | 215W19 | 7331 | 215W19 | Tanks | Large vertical | Fuel depots / commercial tank farms | Fixed head | 9000m³ | Tanks - Large Vertical Cylindrical Single units or Fuel Depots / Commercial Tank Farms - Fixed Head Tanks found on Commercial Tank farms and Fuel Depots together with Individual Tanks, this type are generally an all steel construction (usually mild steel) with butt-welded shells and tap welded bottoms and roofs. The majority of these tanks are fixed head however floating head tanks in this range can be found usually in sizes over 15,000 cu. m. For Floating Head costs see relevant scale. These tanks are usually erected on site built over a purpose built Bitsand foundation (formed under the tank base plate). The Bitsand cone is usually formed on an over-site concrete base (e.g. 150 mm). Deeper or piled foundations should be costed separately. These type of tanks are intended for processed product storage and normally do not exceed 20,000 cu. m in volume although occasionally 25,000 cu. m tanks can be found in petrol storage depots. These types of tanks can be found on refineries and petro-chemical works where finished process products are stored. Fixed roofs are conical and self-supporting made of thin steel plates welded at the edges. There is a current practice to form a floating membrane inside the fixed head tank, this addition saves up to 95% emissions and is popular where petroleum products are being stored, usually in oil depots. The tanks are purpose designed usually by a project team headed by the tank farm operator and built to their specification in conjunction with the tank manufacturers. The design life is a minimum of 25 years providing the tank is subject to a regular maintenance programme and the products stored are restricted to those specified when the tank was designed. This fact should be remembered when considering age only allowances. Most bulk storage tanks are built with a cone up centre however some tanks have a sump in the centre of the tank. In the usual cone up situation the foundations to the tank should be established by reference to plans and sections and costed. Allowances :- These tanks are built to the tank farm operator specification. Cost Information and Design. The tank farm operator, from experience, knows what products will be stored in the tank and how corrosive or otherwise the stored products are. The tank manufacturers build the tanks giving some 25 years life trouble free, in reality such tanks with the correct product stored and maintained regularly should have a life of over 35 years without major refurbishments. Tanks found on Commercial Tank farms and Fuel Depots together with Individual tanks, this type are generally an all steel construction (usually mild steel) with butt-welded shells and tap welded bottoms and roofs. The majority of these tanks are fixed head however floating head tanks in this range can be found usually in sizes over 15,000 cu. m. For costs of floating head tanks see floating head scale. These tanks are usually erected on site built over a purpose built Bitsand foundation (formed under the tank base plate). The Bitsand cone is usually formed on an over-site concrete base (e.g. 150 mm). Deeper or piled foundations should be costed separately. Tanks found on Commercial Tank farms and Fuel Depots together with Individual Tanks, this type are generally an all steel construction (usually mild steel) with butt-welded shells and tap welded bottoms and roofs. The majority of these tanks are fixed head however floating head tanks in this range can be found usually in sizes over 15,000 cu. m. For costs of floating head tanks see floating head scale. These tanks are usually erected on site built over a purpose built Bitsand foundation (formed under the tank base plate). The Bitsand cone is usually formed on an over-site concrete base (e.g. 150 mm). Deeper or piled foundations should be costed separately. | Considered Not Applicable at time of Publication | (BEAMS Note 1) The ERC for this item should be added to the total of the ERC of the other P&M items on the site and the Buildings ERC (where applicable) to enable the correct contract size adjustment to be made. ERC of P&M Items + ERC of Building Component’s = Total ERC (net figure rateable items only) to which contract size adjustment should be applied The 2023 Generic Contractors Test Spreadsheet has this facility built into the programme - it is recommended you undertake all contractors test valuations using this spreadsheet. (Details on the application of contract size adjustments can be found in the RCG 2023 Guidance notes). Where RV is calculated using the comparative method (rental method) the contract size adjustment should be made as follows: Select - SCAT code box ""P and M as an addition” within the 2023 Generic Contractors Test Spreadsheet facility. Or Where the spreadsheet is not used take the: Reciprocal of statutory de-capitalisation rate (i.e. 5% reciprocal = 20) multiply by rateable value of the buildings (before any overall end allowances are made and after making a notional deduction for the land value) and add to the ERC of P&M. Use resultant figure to calculate contract size adjustment. (Guidance Notes - Section 6) | For details and costs of membrane supports see 215Q01 et cetera. Costs include for External painting Single Tanks e.g. Firewater Header Tanks, Single tanks on various hereditaments. This scale is suitable for sites where single or a few tanks are present but where the site is not a commercial tank farm or petroleum depot, for example: - fire water tanks, individual fuel tanks, small chemical holding tanks, et cetera. The costs can be adopted where the tank is specifically made for the product it is storing. | 1. Dia. of tank. 2. Height of tank. 3. Material tank is made out of and whether welded or bolted plates. 4. Painting. 5. Any other known features - internally lined et cetera. 6. Fixed or Floating Head. 7. Age. | Class 4, Table 4 Class 2 (d) Draining ; (e) Supplying Water ; (f) Protection from hazards. List of accessories 1 and 2 (v) | If under Class 2, whole if Class 2 provisos applies - other than. If under Class 4 Heating coils, rock wool insulation, paddles. Whole if Class 4 (d) | Foundations, catwalks, bunds, structural staircases, piles, fire protection equipment, high-level walkways. | It is assumed that the item forms part of an average size industrial, commercial or office complex. Where it would be normal to find more than one item in such a hereditament the ERC stated has been adjusted to reflect any number / quantity, discount. These figures are NOT one off figures. | General The Cost figures are for tanks (mild steel) having 8mm thick bottom plates. The scales are suitable to tanks having bottom plate thicknesses of between 6mm and 10mm. Tanks with bottom plates of 12.4mm thickness may have an addition of up to 40% to account for extra costs. The costs can be used as stage 1 costs for riveted tanks. For small tanks the addition for this type of foundations will be some 12% whereas for larger tanks a 9% addition is required. A 10% addition for foundations is therefore proposed to ALL BULK STORAGE TANKS where individual costings are not possible. In some cases the chemically inert fill layer may consist of concrete up to 100mm deep. The 10% addition is still applicable in these cases. For piled and thicker raft foundations under the tank further addition will be required and these should be calculated with reference to the relevant section in the Cost Guide or after discussion with BEAMS. | Photo 1 - Typical tank farm. Photo 2 - Tank Farm. Photo 3 - Mixed Use Storage Tanks. | - | 20134 |  | m3 | Per cubic metre | 3 - INDUSTRIAL | David Grace | Rob Hughes | 73.3876 | Option 3 | 79.7331 | 8.647% | 90.5774 | 90.7798 | 23.7% | 13.85% | 90.8769 | 23.83% | Indexed | Ryan Hobbs | VOA_GPN_GOV_UK\7246041 | 2020-12-22 | Low | - | Medium | Costs are based on provisional 2021 agreement with agents (email chain saved in Evidence tab). Since CG2023 is currently working from the same TPI start point (322) as CG2021 I have taken the rate without adjustment, and will bulk index closer to publication date. The 215A and 215W series are interchangeable and historically this has led to the codes in the valuer's "Scale" spreadsheet (see evidence tab) not always using the code that appears in the CG. I offered Rob Hughes to correct / rationalise this in CG2023 but he declined as they would have to update all their valuations. Therefore designation (fixed / floating head) and capacity (m3) is more important than actual code. | - | Costs need to be indexed by different indices to general TPI. Some thought will be required to make sure this happens correctly. | NA | Steel | 1.56 | (BEAMS Note 1) The ERC for this item should be added to the total of the ERC of the other P&M items on the site and the Buildings ERC (where applicable) to enable the correct contract size adjustment to be made. ERC of P&M Items + ERC of Building Component’s = Total ERC (net figure rateable items only) to which contract size adjustment should be applied The 2021 Generic Contractors Test Spreadsheet has this facility built into the programme - it is recommended you undertake all contractors test valuations using this spreadsheet. (Details on the application of contract size adjustments can be found in the RCG 2021 Guidance notes). Where RV is calculated using the comparative method (rental method) the contract size adjustment should be made as follows: Select - SCAT code box "P and M as an addition” within the 2021 Generic Contractors Test Spreadsheet facility. Or Where the spreadsheet is not used take the: Reciprocal of statutory de-capitalisation rate (i.e. 5% reciprocal = 20) multiply by rateable value of the buildings (before any overall end allowances are made and after making a notional deduction for the land value) and add to the ERC of P&M. Use resultant figure to calculate contract size adjustment. (Guidance Notes - Section 6) | Photo 1 - Typical tank farm. Photo 2 - Tank Farm. Photo 3 - Mixed Use Storage Tanks. | - | 1 | TRUE
5575 | 215W20 | 7332 | 215W20 | Tanks | Large vertical | Fuel depots / commercial tank farms | Fixed head | 10000m³ | Tanks - Large Vertical Cylindrical Single units or Fuel Depots / Commercial Tank Farms - Fixed Head Tanks found on Commercial Tank farms and Fuel Depots together with Individual Tanks, this type are generally an all steel construction (usually mild steel) with butt-welded shells and tap welded bottoms and roofs. The majority of these tanks are fixed head however floating head tanks in this range can be found usually in sizes over 15,000 cu. m. For Floating Head costs see relevant scale. These tanks are usually erected on site built over a purpose built Bitsand foundation (formed under the tank base plate). The Bitsand cone is usually formed on an over-site concrete base (e.g. 150 mm). Deeper or piled foundations should be costed separately. These type of tanks are intended for processed product storage and normally do not exceed 20,000 cu. m in volume although occasionally 25,000 cu. m tanks can be found in petrol storage depots. These types of tanks can be found on refineries and petro-chemical works where finished process products are stored. Fixed roofs are conical and self-supporting made of thin steel plates welded at the edges. There is a current practice to form a floating membrane inside the fixed head tank, this addition saves up to 95% emissions and is popular where petroleum products are being stored, usually in oil depots. The tanks are purpose designed usually by a project team headed by the tank farm operator and built to their specification in conjunction with the tank manufacturers. The design life is a minimum of 25 years providing the tank is subject to a regular maintenance programme and the products stored are restricted to those specified when the tank was designed. This fact should be remembered when considering age only allowances. Most bulk storage tanks are built with a cone up centre however some tanks have a sump in the centre of the tank. In the usual cone up situation the foundations to the tank should be established by reference to plans and sections and costed. Allowances :- These tanks are built to the tank farm operator specification. Cost Information and Design. The tank farm operator, from experience, knows what products will be stored in the tank and how corrosive or otherwise the stored products are. The tank manufacturers build the tanks giving some 25 years life trouble free, in reality such tanks with the correct product stored and maintained regularly should have a life of over 35 years without major refurbishments. Tanks found on Commercial Tank farms and Fuel Depots together with Individual tanks, this type are generally an all steel construction (usually mild steel) with butt-welded shells and tap welded bottoms and roofs. The majority of these tanks are fixed head however floating head tanks in this range can be found usually in sizes over 15,000 cu. m. For costs of floating head tanks see floating head scale. These tanks are usually erected on site built over a purpose built Bitsand foundation (formed under the tank base plate). The Bitsand cone is usually formed on an over-site concrete base (e.g. 150 mm). Deeper or piled foundations should be costed separately. Tanks found on Commercial Tank farms and Fuel Depots together with Individual Tanks, this type are generally an all steel construction (usually mild steel) with butt-welded shells and tap welded bottoms and roofs. The majority of these tanks are fixed head however floating head tanks in this range can be found usually in sizes over 15,000 cu. m. For costs of floating head tanks see floating head scale. These tanks are usually erected on site built over a purpose built Bitsand foundation (formed under the tank base plate). The Bitsand cone is usually formed on an over-site concrete base (e.g. 150 mm). Deeper or piled foundations should be costed separately. | Considered Not Applicable at time of Publication | (BEAMS Note 1) The ERC for this item should be added to the total of the ERC of the other P&M items on the site and the Buildings ERC (where applicable) to enable the correct contract size adjustment to be made. ERC of P&M Items + ERC of Building Component’s = Total ERC (net figure rateable items only) to which contract size adjustment should be applied The 2023 Generic Contractors Test Spreadsheet has this facility built into the programme - it is recommended you undertake all contractors test valuations using this spreadsheet. (Details on the application of contract size adjustments can be found in the RCG 2023 Guidance notes). Where RV is calculated using the comparative method (rental method) the contract size adjustment should be made as follows: Select - SCAT code box ""P and M as an addition” within the 2023 Generic Contractors Test Spreadsheet facility. Or Where the spreadsheet is not used take the: Reciprocal of statutory de-capitalisation rate (i.e. 5% reciprocal = 20) multiply by rateable value of the buildings (before any overall end allowances are made and after making a notional deduction for the land value) and add to the ERC of P&M. Use resultant figure to calculate contract size adjustment. (Guidance Notes - Section 6) | For details and costs of membrane supports see 215Q01 et cetera. Costs include for External painting Single Tanks e.g. Firewater Header Tanks, Single tanks on various hereditaments. This scale is suitable for sites where single or a few tanks are present but where the site is not a commercial tank farm or petroleum depot, for example: - fire water tanks, individual fuel tanks, small chemical holding tanks, et cetera. The costs can be adopted where the tank is specifically made for the product it is storing. | 1. Dia. of tank. 2. Height of tank. 3. Material tank is made out of and whether welded or bolted plates. 4. Painting. 5. Any other known features - internally lined et cetera. 6. Fixed or Floating Head. 7. Age. | Class 4, Table 4 Class 2 (d) Draining ; (e) Supplying Water ; (f) Protection from hazards. List of accessories 1 and 2 (v) | If under Class 2, whole if Class 2 provisos applies - other than. If under Class 4 Heating coils, rock wool insulation, paddles. Whole if Class 4 (d) | Foundations, catwalks, bunds, structural staircases, piles, fire protection equipment, high-level walkways. | It is assumed that the item forms part of an average size industrial, commercial or office complex. Where it would be normal to find more than one item in such a hereditament the ERC stated has been adjusted to reflect any number / quantity, discount. These figures are NOT one off figures. | General The Cost figures are for tanks (mild steel) having 8mm thick bottom plates. The scales are suitable to tanks having bottom plate thicknesses of between 6mm and 10mm. Tanks with bottom plates of 12.4mm thickness may have an addition of up to 40% to account for extra costs. The costs can be used as stage 1 costs for riveted tanks. For small tanks the addition for this type of foundations will be some 12% whereas for larger tanks a 9% addition is required. A 10% addition for foundations is therefore proposed to ALL BULK STORAGE TANKS where individual costings are not possible. In some cases the chemically inert fill layer may consist of concrete up to 100mm deep. The 10% addition is still applicable in these cases. For piled and thicker raft foundations under the tank further addition will be required and these should be calculated with reference to the relevant section in the Cost Guide or after discussion with BEAMS. | Photo 1 - Typical tank farm. Photo 2 - Tank Farm. Photo 3 - Mixed Use Storage Tanks. | - | 20134 |  | m3 | Per cubic metre | 3 - INDUSTRIAL | David Grace | Rob Hughes | 71.8587 | Option 3 | 78.072 | 8.647% | 87.8875 | 88.084 | 22.58% | 12.82% | 88.3525 | 22.95% | Indexed | Ryan Hobbs | VOA_GPN_GOV_UK\7246041 | 2020-12-22 | Low | - | Medium | Costs are based on provisional 2021 agreement with agents (email chain saved in Evidence tab). Since CG2023 is currently working from the same TPI start point (322) as CG2021 I have taken the rate without adjustment, and will bulk index closer to publication date. The 215A and 215W series are interchangeable and historically this has led to the codes in the valuer's "Scale" spreadsheet (see evidence tab) not always using the code that appears in the CG. I offered Rob Hughes to correct / rationalise this in CG2023 but he declined as they would have to update all their valuations. Therefore designation (fixed / floating head) and capacity (m3) is more important than actual code. | - | Costs need to be indexed by different indices to general TPI. Some thought will be required to make sure this happens correctly. | NA | Steel | 1.56 | (BEAMS Note 1) The ERC for this item should be added to the total of the ERC of the other P&M items on the site and the Buildings ERC (where applicable) to enable the correct contract size adjustment to be made. ERC of P&M Items + ERC of Building Component’s = Total ERC (net figure rateable items only) to which contract size adjustment should be applied The 2021 Generic Contractors Test Spreadsheet has this facility built into the programme - it is recommended you undertake all contractors test valuations using this spreadsheet. (Details on the application of contract size adjustments can be found in the RCG 2021 Guidance notes). Where RV is calculated using the comparative method (rental method) the contract size adjustment should be made as follows: Select - SCAT code box "P and M as an addition” within the 2021 Generic Contractors Test Spreadsheet facility. Or Where the spreadsheet is not used take the: Reciprocal of statutory de-capitalisation rate (i.e. 5% reciprocal = 20) multiply by rateable value of the buildings (before any overall end allowances are made and after making a notional deduction for the land value) and add to the ERC of P&M. Use resultant figure to calculate contract size adjustment. (Guidance Notes - Section 6) | Photo 1 - Typical tank farm. Photo 2 - Tank Farm. Photo 3 - Mixed Use Storage Tanks. | - | 1 | TRUE
5576 | 215W21 | 7333 | 215W21 | Tanks | Large vertical | Fuel depots / commercial tank farms | Fixed head | 11000m³ | Tanks - Large Vertical Cylindrical Single units or Fuel Depots / Commercial Tank Farms - Fixed Head Tanks found on Commercial Tank farms and Fuel Depots together with Individual Tanks, this type are generally an all steel construction (usually mild steel) with butt-welded shells and tap welded bottoms and roofs. The majority of these tanks are fixed head however floating head tanks in this range can be found usually in sizes over 15,000 cu. m. For Floating Head costs see relevant scale. These tanks are usually erected on site built over a purpose built Bitsand foundation (formed under the tank base plate). The Bitsand cone is usually formed on an over-site concrete base (e.g. 150 mm). Deeper or piled foundations should be costed separately. These type of tanks are intended for processed product storage and normally do not exceed 20,000 cu. m in volume although occasionally 25,000 cu. m tanks can be found in petrol storage depots. These types of tanks can be found on refineries and petro-chemical works where finished process products are stored. Fixed roofs are conical and self-supporting made of thin steel plates welded at the edges. There is a current practice to form a floating membrane inside the fixed head tank, this addition saves up to 95% emissions and is popular where petroleum products are being stored, usually in oil depots. The tanks are purpose designed usually by a project team headed by the tank farm operator and built to their specification in conjunction with the tank manufacturers. The design life is a minimum of 25 years providing the tank is subject to a regular maintenance programme and the products stored are restricted to those specified when the tank was designed. This fact should be remembered when considering age only allowances. Most bulk storage tanks are built with a cone up centre however some tanks have a sump in the centre of the tank. In the usual cone up situation the foundations to the tank should be established by reference to plans and sections and costed. Allowances :- These tanks are built to the tank farm operator specification. Cost Information and Design. The tank farm operator, from experience, knows what products will be stored in the tank and how corrosive or otherwise the stored products are. The tank manufacturers build the tanks giving some 25 years life trouble free, in reality such tanks with the correct product stored and maintained regularly should have a life of over 35 years without major refurbishments. Tanks found on Commercial Tank farms and Fuel Depots together with Individual tanks, this type are generally an all steel construction (usually mild steel) with butt-welded shells and tap welded bottoms and roofs. The majority of these tanks are fixed head however floating head tanks in this range can be found usually in sizes over 15,000 cu. m. For costs of floating head tanks see floating head scale. These tanks are usually erected on site built over a purpose built Bitsand foundation (formed under the tank base plate). The Bitsand cone is usually formed on an over-site concrete base (e.g. 150 mm). Deeper or piled foundations should be costed separately. Tanks found on Commercial Tank farms and Fuel Depots together with Individual Tanks, this type are generally an all steel construction (usually mild steel) with butt-welded shells and tap welded bottoms and roofs. The majority of these tanks are fixed head however floating head tanks in this range can be found usually in sizes over 15,000 cu. m. For costs of floating head tanks see floating head scale. These tanks are usually erected on site built over a purpose built Bitsand foundation (formed under the tank base plate). The Bitsand cone is usually formed on an over-site concrete base (e.g. 150 mm). Deeper or piled foundations should be costed separately. | Considered Not Applicable at time of Publication | (BEAMS Note 1) The ERC for this item should be added to the total of the ERC of the other P&M items on the site and the Buildings ERC (where applicable) to enable the correct contract size adjustment to be made. ERC of P&M Items + ERC of Building Component’s = Total ERC (net figure rateable items only) to which contract size adjustment should be applied The 2023 Generic Contractors Test Spreadsheet has this facility built into the programme - it is recommended you undertake all contractors test valuations using this spreadsheet. (Details on the application of contract size adjustments can be found in the RCG 2023 Guidance notes). Where RV is calculated using the comparative method (rental method) the contract size adjustment should be made as follows: Select - SCAT code box ""P and M as an addition” within the 2023 Generic Contractors Test Spreadsheet facility. Or Where the spreadsheet is not used take the: Reciprocal of statutory de-capitalisation rate (i.e. 5% reciprocal = 20) multiply by rateable value of the buildings (before any overall end allowances are made and after making a notional deduction for the land value) and add to the ERC of P&M. Use resultant figure to calculate contract size adjustment. (Guidance Notes - Section 6) | For details and costs of membrane supports see 215Q01 et cetera. Costs include for External painting Single Tanks e.g. Firewater Header Tanks, Single tanks on various hereditaments. This scale is suitable for sites where single or a few tanks are present but where the site is not a commercial tank farm or petroleum depot, for example: - fire water tanks, individual fuel tanks, small chemical holding tanks, et cetera. The costs can be adopted where the tank is specifically made for the product it is storing. | 1. Dia. of tank. 2. Height of tank. 3. Material tank is made out of and whether welded or bolted plates. 4. Painting. 5. Any other known features - internally lined et cetera. 6. Fixed or Floating Head. 7. Age. | Class 4, Table 4 Class 2 (d) Draining ; (e) Supplying Water ; (f) Protection from hazards. List of accessories 1 and 2 (v) | If under Class 2, whole if Class 2 provisos applies - other than. If under Class 4 Heating coils, rock wool insulation, paddles. Whole if Class 4 (d) | Foundations, catwalks, bunds, structural staircases, piles, fire protection equipment, high-level walkways. | It is assumed that the item forms part of an average size industrial, commercial or office complex. Where it would be normal to find more than one item in such a hereditament the ERC stated has been adjusted to reflect any number / quantity, discount. These figures are NOT one off figures. | General The Cost figures are for tanks (mild steel) having 8mm thick bottom plates. The scales are suitable to tanks having bottom plate thicknesses of between 6mm and 10mm. Tanks with bottom plates of 12.4mm thickness may have an addition of up to 40% to account for extra costs. The costs can be used as stage 1 costs for riveted tanks. For small tanks the addition for this type of foundations will be some 12% whereas for larger tanks a 9% addition is required. A 10% addition for foundations is therefore proposed to ALL BULK STORAGE TANKS where individual costings are not possible. In some cases the chemically inert fill layer may consist of concrete up to 100mm deep. The 10% addition is still applicable in these cases. For piled and thicker raft foundations under the tank further addition will be required and these should be calculated with reference to the relevant section in the Cost Guide or after discussion with BEAMS. | Photo 1 - Typical tank farm. Photo 2 - Tank Farm. Photo 3 - Mixed Use Storage Tanks. | - | 20134 |  | m3 | Per cubic metre | 3 - INDUSTRIAL | David Grace | Rob Hughes | 70.3298 | Option 3 | 76.4109 | 8.647% | 86.8033 | 86.9973 | 23.7% | 13.85% | 87.0957 | 23.84% | Indexed | Ryan Hobbs | VOA_GPN_GOV_UK\7246041 | 2020-12-22 | Low | - | Medium | Costs are based on provisional 2021 agreement with agents (email chain saved in Evidence tab). Since CG2023 is currently working from the same TPI start point (322) as CG2021 I have taken the rate without adjustment, and will bulk index closer to publication date. The 215A and 215W series are interchangeable and historically this has led to the codes in the valuer's "Scale" spreadsheet (see evidence tab) not always using the code that appears in the CG. I offered Rob Hughes to correct / rationalise this in CG2023 but he declined as they would have to update all their valuations. Therefore designation (fixed / floating head) and capacity (m3) is more important than actual code. | - | Costs need to be indexed by different indices to general TPI. Some thought will be required to make sure this happens correctly. | NA | Steel | 1.56 | (BEAMS Note 1) The ERC for this item should be added to the total of the ERC of the other P&M items on the site and the Buildings ERC (where applicable) to enable the correct contract size adjustment to be made. ERC of P&M Items + ERC of Building Component’s = Total ERC (net figure rateable items only) to which contract size adjustment should be applied The 2021 Generic Contractors Test Spreadsheet has this facility built into the programme - it is recommended you undertake all contractors test valuations using this spreadsheet. (Details on the application of contract size adjustments can be found in the RCG 2021 Guidance notes). Where RV is calculated using the comparative method (rental method) the contract size adjustment should be made as follows: Select - SCAT code box "P and M as an addition” within the 2021 Generic Contractors Test Spreadsheet facility. Or Where the spreadsheet is not used take the: Reciprocal of statutory de-capitalisation rate (i.e. 5% reciprocal = 20) multiply by rateable value of the buildings (before any overall end allowances are made and after making a notional deduction for the land value) and add to the ERC of P&M. Use resultant figure to calculate contract size adjustment. (Guidance Notes - Section 6) | Photo 1 - Typical tank farm. Photo 2 - Tank Farm. Photo 3 - Mixed Use Storage Tanks. | - | 1 | TRUE
5577 | 215W22 | 7334 | 215W22 | Tanks | Large vertical | Fuel depots / commercial tank farms | Fixed head | 12000m³ | Tanks - Large Vertical Cylindrical Single units or Fuel Depots / Commercial Tank Farms - Fixed Head Tanks found on Commercial Tank farms and Fuel Depots together with Individual Tanks, this type are generally an all steel construction (usually mild steel) with butt-welded shells and tap welded bottoms and roofs. The majority of these tanks are fixed head however floating head tanks in this range can be found usually in sizes over 15,000 cu. m. For Floating Head costs see relevant scale. These tanks are usually erected on site built over a purpose built Bitsand foundation (formed under the tank base plate). The Bitsand cone is usually formed on an over-site concrete base (e.g. 150 mm). Deeper or piled foundations should be costed separately. These type of tanks are intended for processed product storage and normally do not exceed 20,000 cu. m in volume although occasionally 25,000 cu. m tanks can be found in petrol storage depots. These types of tanks can be found on refineries and petro-chemical works where finished process products are stored. Fixed roofs are conical and self-supporting made of thin steel plates welded at the edges. There is a current practice to form a floating membrane inside the fixed head tank, this addition saves up to 95% emissions and is popular where petroleum products are being stored, usually in oil depots. The tanks are purpose designed usually by a project team headed by the tank farm operator and built to their specification in conjunction with the tank manufacturers. The design life is a minimum of 25 years providing the tank is subject to a regular maintenance programme and the products stored are restricted to those specified when the tank was designed. This fact should be remembered when considering age only allowances. Most bulk storage tanks are built with a cone up centre however some tanks have a sump in the centre of the tank. In the usual cone up situation the foundations to the tank should be established by reference to plans and sections and costed. Allowances :- These tanks are built to the tank farm operator specification. Cost Information and Design. The tank farm operator, from experience, knows what products will be stored in the tank and how corrosive or otherwise the stored products are. The tank manufacturers build the tanks giving some 25 years life trouble free, in reality such tanks with the correct product stored and maintained regularly should have a life of over 35 years without major refurbishments. Tanks found on Commercial Tank farms and Fuel Depots together with Individual tanks, this type are generally an all steel construction (usually mild steel) with butt-welded shells and tap welded bottoms and roofs. The majority of these tanks are fixed head however floating head tanks in this range can be found usually in sizes over 15,000 cu. m. For costs of floating head tanks see floating head scale. These tanks are usually erected on site built over a purpose built Bitsand foundation (formed under the tank base plate). The Bitsand cone is usually formed on an over-site concrete base (e.g. 150 mm). Deeper or piled foundations should be costed separately. Tanks found on Commercial Tank farms and Fuel Depots together with Individual Tanks, this type are generally an all steel construction (usually mild steel) with butt-welded shells and tap welded bottoms and roofs. The majority of these tanks are fixed head however floating head tanks in this range can be found usually in sizes over 15,000 cu. m. For costs of floating head tanks see floating head scale. These tanks are usually erected on site built over a purpose built Bitsand foundation (formed under the tank base plate). The Bitsand cone is usually formed on an over-site concrete base (e.g. 150 mm). Deeper or piled foundations should be costed separately. | Considered Not Applicable at time of Publication | (BEAMS Note 1) The ERC for this item should be added to the total of the ERC of the other P&M items on the site and the Buildings ERC (where applicable) to enable the correct contract size adjustment to be made. ERC of P&M Items + ERC of Building Component’s = Total ERC (net figure rateable items only) to which contract size adjustment should be applied The 2023 Generic Contractors Test Spreadsheet has this facility built into the programme - it is recommended you undertake all contractors test valuations using this spreadsheet. (Details on the application of contract size adjustments can be found in the RCG 2023 Guidance notes). Where RV is calculated using the comparative method (rental method) the contract size adjustment should be made as follows: Select - SCAT code box ""P and M as an addition” within the 2023 Generic Contractors Test Spreadsheet facility. Or Where the spreadsheet is not used take the: Reciprocal of statutory de-capitalisation rate (i.e. 5% reciprocal = 20) multiply by rateable value of the buildings (before any overall end allowances are made and after making a notional deduction for the land value) and add to the ERC of P&M. Use resultant figure to calculate contract size adjustment. (Guidance Notes - Section 6) | For details and costs of membrane supports see 215Q01 et cetera. Costs include for External painting Single Tanks e.g. Firewater Header Tanks, Single tanks on various hereditaments. This scale is suitable for sites where single or a few tanks are present but where the site is not a commercial tank farm or petroleum depot, for example: - fire water tanks, individual fuel tanks, small chemical holding tanks, et cetera. The costs can be adopted where the tank is specifically made for the product it is storing. | 1. Dia. of tank. 2. Height of tank. 3. Material tank is made out of and whether welded or bolted plates. 4. Painting. 5. Any other known features - internally lined et cetera. 6. Fixed or Floating Head. 7. Age. | Class 4, Table 4 Class 2 (d) Draining ; (e) Supplying Water ; (f) Protection from hazards. List of accessories 1 and 2 (v) | If under Class 2, whole if Class 2 provisos applies - other than. If under Class 4 Heating coils, rock wool insulation, paddles. Whole if Class 4 (d) | Foundations, catwalks, bunds, structural staircases, piles, fire protection equipment, high-level walkways. | It is assumed that the item forms part of an average size industrial, commercial or office complex. Where it would be normal to find more than one item in such a hereditament the ERC stated has been adjusted to reflect any number / quantity, discount. These figures are NOT one off figures. | General The Cost figures are for tanks (mild steel) having 8mm thick bottom plates. The scales are suitable to tanks having bottom plate thicknesses of between 6mm and 10mm. Tanks with bottom plates of 12.4mm thickness may have an addition of up to 40% to account for extra costs. The costs can be used as stage 1 costs for riveted tanks. For small tanks the addition for this type of foundations will be some 12% whereas for larger tanks a 9% addition is required. A 10% addition for foundations is therefore proposed to ALL BULK STORAGE TANKS where individual costings are not possible. In some cases the chemically inert fill layer may consist of concrete up to 100mm deep. The 10% addition is still applicable in these cases. For piled and thicker raft foundations under the tank further addition will be required and these should be calculated with reference to the relevant section in the Cost Guide or after discussion with BEAMS. | Photo 1 - Typical tank farm. Photo 2 - Tank Farm. Photo 3 - Mixed Use Storage Tanks. | - | 20134 |  | m3 | Per cubic metre | 3 - INDUSTRIAL | David Grace | Rob Hughes | 67.8836 | Option 3 | 73.7532 | 8.647% | 84.6721 | 84.8614 | 25.01% | 15.06% | 84.566 | 24.58% | Indexed | Ryan Hobbs | VOA_GPN_GOV_UK\7246041 | 2020-12-22 | Low | - | Medium | Costs are based on provisional 2021 agreement with agents (email chain saved in Evidence tab). Since CG2023 is currently working from the same TPI start point (322) as CG2021 I have taken the rate without adjustment, and will bulk index closer to publication date. The 215A and 215W series are interchangeable and historically this has led to the codes in the valuer's "Scale" spreadsheet (see evidence tab) not always using the code that appears in the CG. I offered Rob Hughes to correct / rationalise this in CG2023 but he declined as they would have to update all their valuations. Therefore designation (fixed / floating head) and capacity (m3) is more important than actual code. | - | Costs need to be indexed by different indices to general TPI. Some thought will be required to make sure this happens correctly. | NA | Steel | 1.56 | (BEAMS Note 1) The ERC for this item should be added to the total of the ERC of the other P&M items on the site and the Buildings ERC (where applicable) to enable the correct contract size adjustment to be made. ERC of P&M Items + ERC of Building Component’s = Total ERC (net figure rateable items only) to which contract size adjustment should be applied The 2021 Generic Contractors Test Spreadsheet has this facility built into the programme - it is recommended you undertake all contractors test valuations using this spreadsheet. (Details on the application of contract size adjustments can be found in the RCG 2021 Guidance notes). Where RV is calculated using the comparative method (rental method) the contract size adjustment should be made as follows: Select - SCAT code box "P and M as an addition” within the 2021 Generic Contractors Test Spreadsheet facility. Or Where the spreadsheet is not used take the: Reciprocal of statutory de-capitalisation rate (i.e. 5% reciprocal = 20) multiply by rateable value of the buildings (before any overall end allowances are made and after making a notional deduction for the land value) and add to the ERC of P&M. Use resultant figure to calculate contract size adjustment. (Guidance Notes - Section 6) | Photo 1 - Typical tank farm. Photo 2 - Tank Farm. Photo 3 - Mixed Use Storage Tanks. | - | 1 | FALSE
5578 | 215W23 | 7335 | 215W23 | Tanks | Large vertical | Fuel depots / commercial tank farms | Fixed head | 13000m³ | Tanks - Large Vertical Cylindrical Single units or Fuel Depots / Commercial Tank Farms - Fixed Head Tanks found on Commercial Tank farms and Fuel Depots together with Individual Tanks, this type are generally an all steel construction (usually mild steel) with butt-welded shells and tap welded bottoms and roofs. The majority of these tanks are fixed head however floating head tanks in this range can be found usually in sizes over 15,000 cu. m. For Floating Head costs see relevant scale. These tanks are usually erected on site built over a purpose built Bitsand foundation (formed under the tank base plate). The Bitsand cone is usually formed on an over-site concrete base (e.g. 150 mm). Deeper or piled foundations should be costed separately. These type of tanks are intended for processed product storage and normally do not exceed 20,000 cu. m in volume although occasionally 25,000 cu. m tanks can be found in petrol storage depots. These types of tanks can be found on refineries and petro-chemical works where finished process products are stored. Fixed roofs are conical and self-supporting made of thin steel plates welded at the edges. There is a current practice to form a floating membrane inside the fixed head tank, this addition saves up to 95% emissions and is popular where petroleum products are being stored, usually in oil depots. The tanks are purpose designed usually by a project team headed by the tank farm operator and built to their specification in conjunction with the tank manufacturers. The design life is a minimum of 25 years providing the tank is subject to a regular maintenance programme and the products stored are restricted to those specified when the tank was designed. This fact should be remembered when considering age only allowances. Most bulk storage tanks are built with a cone up centre however some tanks have a sump in the centre of the tank. In the usual cone up situation the foundations to the tank should be established by reference to plans and sections and costed. Allowances :- These tanks are built to the tank farm operator specification. Cost Information and Design. The tank farm operator, from experience, knows what products will be stored in the tank and how corrosive or otherwise the stored products are. The tank manufacturers build the tanks giving some 25 years life trouble free, in reality such tanks with the correct product stored and maintained regularly should have a life of over 35 years without major refurbishments. Tanks found on Commercial Tank farms and Fuel Depots together with Individual tanks, this type are generally an all steel construction (usually mild steel) with butt-welded shells and tap welded bottoms and roofs. The majority of these tanks are fixed head however floating head tanks in this range can be found usually in sizes over 15,000 cu. m. For costs of floating head tanks see floating head scale. These tanks are usually erected on site built over a purpose built Bitsand foundation (formed under the tank base plate). The Bitsand cone is usually formed on an over-site concrete base (e.g. 150 mm). Deeper or piled foundations should be costed separately. Tanks found on Commercial Tank farms and Fuel Depots together with Individual Tanks, this type are generally an all steel construction (usually mild steel) with butt-welded shells and tap welded bottoms and roofs. The majority of these tanks are fixed head however floating head tanks in this range can be found usually in sizes over 15,000 cu. m. For costs of floating head tanks see floating head scale. These tanks are usually erected on site built over a purpose built Bitsand foundation (formed under the tank base plate). The Bitsand cone is usually formed on an over-site concrete base (e.g. 150 mm). Deeper or piled foundations should be costed separately. | Considered Not Applicable at time of Publication | (BEAMS Note 1) The ERC for this item should be added to the total of the ERC of the other P&M items on the site and the Buildings ERC (where applicable) to enable the correct contract size adjustment to be made. ERC of P&M Items + ERC of Building Component’s = Total ERC (net figure rateable items only) to which contract size adjustment should be applied The 2023 Generic Contractors Test Spreadsheet has this facility built into the programme - it is recommended you undertake all contractors test valuations using this spreadsheet. (Details on the application of contract size adjustments can be found in the RCG 2023 Guidance notes). Where RV is calculated using the comparative method (rental method) the contract size adjustment should be made as follows: Select - SCAT code box ""P and M as an addition” within the 2023 Generic Contractors Test Spreadsheet facility. Or Where the spreadsheet is not used take the: Reciprocal of statutory de-capitalisation rate (i.e. 5% reciprocal = 20) multiply by rateable value of the buildings (before any overall end allowances are made and after making a notional deduction for the land value) and add to the ERC of P&M. Use resultant figure to calculate contract size adjustment. (Guidance Notes - Section 6) | For details and costs of membrane supports see 215Q01 et cetera. Costs include for External painting Single Tanks e.g. Firewater Header Tanks, Single tanks on various hereditaments. This scale is suitable for sites where single or a few tanks are present but where the site is not a commercial tank farm or petroleum depot, for example: - fire water tanks, individual fuel tanks, small chemical holding tanks, et cetera. The costs can be adopted where the tank is specifically made for the product it is storing. | 1. Dia. of tank. 2. Height of tank. 3. Material tank is made out of and whether welded or bolted plates. 4. Painting. 5. Any other known features - internally lined et cetera. 6. Fixed or Floating Head. 7. Age. | Class 4, Table 4 Class 2 (d) Draining ; (e) Supplying Water ; (f) Protection from hazards. List of accessories 1 and 2 (v) | If under Class 2, whole if Class 2 provisos applies - other than. If under Class 4 Heating coils, rock wool insulation, paddles. Whole if Class 4 (d) | Foundations, catwalks, bunds, structural staircases, piles, fire protection equipment, high-level walkways. | It is assumed that the item forms part of an average size industrial, commercial or office complex. Where it would be normal to find more than one item in such a hereditament the ERC stated has been adjusted to reflect any number / quantity, discount. These figures are NOT one off figures. | General The Cost figures are for tanks (mild steel) having 8mm thick bottom plates. The scales are suitable to tanks having bottom plate thicknesses of between 6mm and 10mm. Tanks with bottom plates of 12.4mm thickness may have an addition of up to 40% to account for extra costs. The costs can be used as stage 1 costs for riveted tanks. For small tanks the addition for this type of foundations will be some 12% whereas for larger tanks a 9% addition is required. A 10% addition for foundations is therefore proposed to ALL BULK STORAGE TANKS where individual costings are not possible. In some cases the chemically inert fill layer may consist of concrete up to 100mm deep. The 10% addition is still applicable in these cases. For piled and thicker raft foundations under the tank further addition will be required and these should be calculated with reference to the relevant section in the Cost Guide or after discussion with BEAMS. | Photo 1 - Typical tank farm. Photo 2 - Tank Farm. Photo 3 - Mixed Use Storage Tanks. | - | 20134 |  | m3 | Per cubic metre | 3 - INDUSTRIAL | David Grace | Rob Hughes | 66.477 | Option 3 | 72.2249 | 8.647% | 81.4567 | 81.6388 | 22.81% | 13.03% | 82.047 | 23.42% | Indexed | Ryan Hobbs | VOA_GPN_GOV_UK\7246041 | 2020-12-22 | Low | - | Medium | Costs are based on provisional 2021 agreement with agents (email chain saved in Evidence tab). Since CG2023 is currently working from the same TPI start point (322) as CG2021 I have taken the rate without adjustment, and will bulk index closer to publication date. The 215A and 215W series are interchangeable and historically this has led to the codes in the valuer's "Scale" spreadsheet (see evidence tab) not always using the code that appears in the CG. I offered Rob Hughes to correct / rationalise this in CG2023 but he declined as they would have to update all their valuations. Therefore designation (fixed / floating head) and capacity (m3) is more important than actual code. | - | Costs need to be indexed by different indices to general TPI. Some thought will be required to make sure this happens correctly. | NA | Steel | 1.56 | (BEAMS Note 1) The ERC for this item should be added to the total of the ERC of the other P&M items on the site and the Buildings ERC (where applicable) to enable the correct contract size adjustment to be made. ERC of P&M Items + ERC of Building Component’s = Total ERC (net figure rateable items only) to which contract size adjustment should be applied The 2021 Generic Contractors Test Spreadsheet has this facility built into the programme - it is recommended you undertake all contractors test valuations using this spreadsheet. (Details on the application of contract size adjustments can be found in the RCG 2021 Guidance notes). Where RV is calculated using the comparative method (rental method) the contract size adjustment should be made as follows: Select - SCAT code box "P and M as an addition” within the 2021 Generic Contractors Test Spreadsheet facility. Or Where the spreadsheet is not used take the: Reciprocal of statutory de-capitalisation rate (i.e. 5% reciprocal = 20) multiply by rateable value of the buildings (before any overall end allowances are made and after making a notional deduction for the land value) and add to the ERC of P&M. Use resultant figure to calculate contract size adjustment. (Guidance Notes - Section 6) | Photo 1 - Typical tank farm. Photo 2 - Tank Farm. Photo 3 - Mixed Use Storage Tanks. | - | 1 | FALSE
5579 | 215W24 | 7336 | 215W24 | Tanks | Large vertical | Fuel depots / commercial tank farms | Fixed head | 14000m³ | Tanks - Large Vertical Cylindrical Single units or Fuel Depots / Commercial Tank Farms - Fixed Head Tanks found on Commercial Tank farms and Fuel Depots together with Individual Tanks, this type are generally an all steel construction (usually mild steel) with butt-welded shells and tap welded bottoms and roofs. The majority of these tanks are fixed head however floating head tanks in this range can be found usually in sizes over 15,000 cu. m. For Floating Head costs see relevant scale. These tanks are usually erected on site built over a purpose built Bitsand foundation (formed under the tank base plate). The Bitsand cone is usually formed on an over-site concrete base (e.g. 150 mm). Deeper or piled foundations should be costed separately. These type of tanks are intended for processed product storage and normally do not exceed 20,000 cu. m in volume although occasionally 25,000 cu. m tanks can be found in petrol storage depots. These types of tanks can be found on refineries and petro-chemical works where finished process products are stored. Fixed roofs are conical and self-supporting made of thin steel plates welded at the edges. There is a current practice to form a floating membrane inside the fixed head tank, this addition saves up to 95% emissions and is popular where petroleum products are being stored, usually in oil depots. The tanks are purpose designed usually by a project team headed by the tank farm operator and built to their specification in conjunction with the tank manufacturers. The design life is a minimum of 25 years providing the tank is subject to a regular maintenance programme and the products stored are restricted to those specified when the tank was designed. This fact should be remembered when considering age only allowances. Most bulk storage tanks are built with a cone up centre however some tanks have a sump in the centre of the tank. In the usual cone up situation the foundations to the tank should be established by reference to plans and sections and costed. Allowances :- These tanks are built to the tank farm operator specification. Cost Information and Design. The tank farm operator, from experience, knows what products will be stored in the tank and how corrosive or otherwise the stored products are. The tank manufacturers build the tanks giving some 25 years life trouble free, in reality such tanks with the correct product stored and maintained regularly should have a life of over 35 years without major refurbishments. Tanks found on Commercial Tank farms and Fuel Depots together with Individual tanks, this type are generally an all steel construction (usually mild steel) with butt-welded shells and tap welded bottoms and roofs. The majority of these tanks are fixed head however floating head tanks in this range can be found usually in sizes over 15,000 cu. m. For costs of floating head tanks see floating head scale. These tanks are usually erected on site built over a purpose built Bitsand foundation (formed under the tank base plate). The Bitsand cone is usually formed on an over-site concrete base (e.g. 150 mm). Deeper or piled foundations should be costed separately. Tanks found on Commercial Tank farms and Fuel Depots together with Individual Tanks, this type are generally an all steel construction (usually mild steel) with butt-welded shells and tap welded bottoms and roofs. The majority of these tanks are fixed head however floating head tanks in this range can be found usually in sizes over 15,000 cu. m. For costs of floating head tanks see floating head scale. These tanks are usually erected on site built over a purpose built Bitsand foundation (formed under the tank base plate). The Bitsand cone is usually formed on an over-site concrete base (e.g. 150 mm). Deeper or piled foundations should be costed separately. | Considered Not Applicable at time of Publication | (BEAMS Note 1) The ERC for this item should be added to the total of the ERC of the other P&M items on the site and the Buildings ERC (where applicable) to enable the correct contract size adjustment to be made. ERC of P&M Items + ERC of Building Component’s = Total ERC (net figure rateable items only) to which contract size adjustment should be applied The 2023 Generic Contractors Test Spreadsheet has this facility built into the programme - it is recommended you undertake all contractors test valuations using this spreadsheet. (Details on the application of contract size adjustments can be found in the RCG 2023 Guidance notes). Where RV is calculated using the comparative method (rental method) the contract size adjustment should be made as follows: Select - SCAT code box ""P and M as an addition” within the 2023 Generic Contractors Test Spreadsheet facility. Or Where the spreadsheet is not used take the: Reciprocal of statutory de-capitalisation rate (i.e. 5% reciprocal = 20) multiply by rateable value of the buildings (before any overall end allowances are made and after making a notional deduction for the land value) and add to the ERC of P&M. Use resultant figure to calculate contract size adjustment. (Guidance Notes - Section 6) | For details and costs of membrane supports see 215Q01 et cetera. Costs include for External painting Single Tanks e.g. Firewater Header Tanks, Single tanks on various hereditaments. This scale is suitable for sites where single or a few tanks are present but where the site is not a commercial tank farm or petroleum depot, for example: - fire water tanks, individual fuel tanks, small chemical holding tanks, et cetera. The costs can be adopted where the tank is specifically made for the product it is storing. | 1. Dia. of tank. 2. Height of tank. 3. Material tank is made out of and whether welded or bolted plates. 4. Painting. 5. Any other known features - internally lined et cetera. 6. Fixed or Floating Head. 7. Age. | Class 4, Table 4 Class 2 (d) Draining ; (e) Supplying Water ; (f) Protection from hazards. List of accessories 1 and 2 (v) | If under Class 2, whole if Class 2 provisos applies - other than. If under Class 4 Heating coils, rock wool insulation, paddles. Whole if Class 4 (d) | Foundations, catwalks, bunds, structural staircases, piles, fire protection equipment, high-level walkways. | It is assumed that the item forms part of an average size industrial, commercial or office complex. Where it would be normal to find more than one item in such a hereditament the ERC stated has been adjusted to reflect any number / quantity, discount. These figures are NOT one off figures. | General The Cost figures are for tanks (mild steel) having 8mm thick bottom plates. The scales are suitable to tanks having bottom plate thicknesses of between 6mm and 10mm. Tanks with bottom plates of 12.4mm thickness may have an addition of up to 40% to account for extra costs. The costs can be used as stage 1 costs for riveted tanks. For small tanks the addition for this type of foundations will be some 12% whereas for larger tanks a 9% addition is required. A 10% addition for foundations is therefore proposed to ALL BULK STORAGE TANKS where individual costings are not possible. In some cases the chemically inert fill layer may consist of concrete up to 100mm deep. The 10% addition is still applicable in these cases. For piled and thicker raft foundations under the tank further addition will be required and these should be calculated with reference to the relevant section in the Cost Guide or after discussion with BEAMS. | Photo 1 - Typical tank farm. Photo 2 - Tank Farm. Photo 3 - Mixed Use Storage Tanks. | - | 20134 |  | m3 | Per cubic metre | 3 - INDUSTRIAL | David Grace | Rob Hughes | 64.3977 | Option 3 | 69.9658 | 8.647% | 79.4775 | 79.6552 | 23.69% | 13.85% | 79.5226 | 23.49% | Indexed | Ryan Hobbs | VOA_GPN_GOV_UK\7246041 | 2020-12-22 | Low | - | Medium | Costs are based on provisional 2021 agreement with agents (email chain saved in Evidence tab). Since CG2023 is currently working from the same TPI start point (322) as CG2021 I have taken the rate without adjustment, and will bulk index closer to publication date. The 215A and 215W series are interchangeable and historically this has led to the codes in the valuer's "Scale" spreadsheet (see evidence tab) not always using the code that appears in the CG. I offered Rob Hughes to correct / rationalise this in CG2023 but he declined as they would have to update all their valuations. Therefore designation (fixed / floating head) and capacity (m3) is more important than actual code. | - | Costs need to be indexed by different indices to general TPI. Some thought will be required to make sure this happens correctly. | NA | Steel | 1.56 | (BEAMS Note 1) The ERC for this item should be added to the total of the ERC of the other P&M items on the site and the Buildings ERC (where applicable) to enable the correct contract size adjustment to be made. ERC of P&M Items + ERC of Building Component’s = Total ERC (net figure rateable items only) to which contract size adjustment should be applied The 2021 Generic Contractors Test Spreadsheet has this facility built into the programme - it is recommended you undertake all contractors test valuations using this spreadsheet. (Details on the application of contract size adjustments can be found in the RCG 2021 Guidance notes). Where RV is calculated using the comparative method (rental method) the contract size adjustment should be made as follows: Select - SCAT code box "P and M as an addition” within the 2021 Generic Contractors Test Spreadsheet facility. Or Where the spreadsheet is not used take the: Reciprocal of statutory de-capitalisation rate (i.e. 5% reciprocal = 20) multiply by rateable value of the buildings (before any overall end allowances are made and after making a notional deduction for the land value) and add to the ERC of P&M. Use resultant figure to calculate contract size adjustment. (Guidance Notes - Section 6) | Photo 1 - Typical tank farm. Photo 2 - Tank Farm. Photo 3 - Mixed Use Storage Tanks. | - | 1 | TRUE
5580 | 215W25 | 7337 | 215W25 | Tanks | Large vertical | Fuel depots / commercial tank farms | Fixed head | 15000m³ | Tanks - Large Vertical Cylindrical Single units or Fuel Depots / Commercial Tank Farms - Fixed Head Tanks found on Commercial Tank farms and Fuel Depots together with Individual Tanks, this type are generally an all steel construction (usually mild steel) with butt-welded shells and tap welded bottoms and roofs. The majority of these tanks are fixed head however floating head tanks in this range can be found usually in sizes over 15,000 cu. m. For Floating Head costs see relevant scale. These tanks are usually erected on site built over a purpose built Bitsand foundation (formed under the tank base plate). The Bitsand cone is usually formed on an over-site concrete base (e.g. 150 mm). Deeper or piled foundations should be costed separately. These type of tanks are intended for processed product storage and normally do not exceed 20,000 cu. m in volume although occasionally 25,000 cu. m tanks can be found in petrol storage depots. These types of tanks can be found on refineries and petro-chemical works where finished process products are stored. Fixed roofs are conical and self-supporting made of thin steel plates welded at the edges. There is a current practice to form a floating membrane inside the fixed head tank, this addition saves up to 95% emissions and is popular where petroleum products are being stored, usually in oil depots. The tanks are purpose designed usually by a project team headed by the tank farm operator and built to their specification in conjunction with the tank manufacturers. The design life is a minimum of 25 years providing the tank is subject to a regular maintenance programme and the products stored are restricted to those specified when the tank was designed. This fact should be remembered when considering age only allowances. Most bulk storage tanks are built with a cone up centre however some tanks have a sump in the centre of the tank. In the usual cone up situation the foundations to the tank should be established by reference to plans and sections and costed. Allowances :- These tanks are built to the tank farm operator specification. Cost Information and Design. The tank farm operator, from experience, knows what products will be stored in the tank and how corrosive or otherwise the stored products are. The tank manufacturers build the tanks giving some 25 years life trouble free, in reality such tanks with the correct product stored and maintained regularly should have a life of over 35 years without major refurbishments. Tanks found on Commercial Tank farms and Fuel Depots together with Individual tanks, this type are generally an all steel construction (usually mild steel) with butt-welded shells and tap welded bottoms and roofs. The majority of these tanks are fixed head however floating head tanks in this range can be found usually in sizes over 15,000 cu. m. For costs of floating head tanks see floating head scale. These tanks are usually erected on site built over a purpose built Bitsand foundation (formed under the tank base plate). The Bitsand cone is usually formed on an over-site concrete base (e.g. 150 mm). Deeper or piled foundations should be costed separately. Tanks found on Commercial Tank farms and Fuel Depots together with Individual Tanks, this type are generally an all steel construction (usually mild steel) with butt-welded shells and tap welded bottoms and roofs. The majority of these tanks are fixed head however floating head tanks in this range can be found usually in sizes over 15,000 cu. m. For costs of floating head tanks see floating head scale. These tanks are usually erected on site built over a purpose built Bitsand foundation (formed under the tank base plate). The Bitsand cone is usually formed on an over-site concrete base (e.g. 150 mm). Deeper or piled foundations should be costed separately. | Considered Not Applicable at time of Publication | (BEAMS Note 1) The ERC for this item should be added to the total of the ERC of the other P&M items on the site and the Buildings ERC (where applicable) to enable the correct contract size adjustment to be made. ERC of P&M Items + ERC of Building Component’s = Total ERC (net figure rateable items only) to which contract size adjustment should be applied The 2023 Generic Contractors Test Spreadsheet has this facility built into the programme - it is recommended you undertake all contractors test valuations using this spreadsheet. (Details on the application of contract size adjustments can be found in the RCG 2023 Guidance notes). Where RV is calculated using the comparative method (rental method) the contract size adjustment should be made as follows: Select - SCAT code box ""P and M as an addition” within the 2023 Generic Contractors Test Spreadsheet facility. Or Where the spreadsheet is not used take the: Reciprocal of statutory de-capitalisation rate (i.e. 5% reciprocal = 20) multiply by rateable value of the buildings (before any overall end allowances are made and after making a notional deduction for the land value) and add to the ERC of P&M. Use resultant figure to calculate contract size adjustment. (Guidance Notes - Section 6) | For details and costs of membrane supports see 215Q01 et cetera. Costs include for External painting Single Tanks e.g. Firewater Header Tanks, Single tanks on various hereditaments. This scale is suitable for sites where single or a few tanks are present but where the site is not a commercial tank farm or petroleum depot, for example: - fire water tanks, individual fuel tanks, small chemical holding tanks, et cetera. The costs can be adopted where the tank is specifically made for the product it is storing. | 1. Dia. of tank. 2. Height of tank. 3. Material tank is made out of and whether welded or bolted plates. 4. Painting. 5. Any other known features - internally lined et cetera. 6. Fixed or Floating Head. 7. Age. | Class 4, Table 4 Class 2 (d) Draining ; (e) Supplying Water ; (f) Protection from hazards. List of accessories 1 and 2 (v) | If under Class 2, whole if Class 2 provisos applies - other than. If under Class 4 Heating coils, rock wool insulation, paddles. Whole if Class 4 (d) | Foundations, catwalks, bunds, structural staircases, piles, fire protection equipment, high-level walkways. | It is assumed that the item forms part of an average size industrial, commercial or office complex. Where it would be normal to find more than one item in such a hereditament the ERC stated has been adjusted to reflect any number / quantity, discount. These figures are NOT one off figures. | General The Cost figures are for tanks (mild steel) having 8mm thick bottom plates. The scales are suitable to tanks having bottom plate thicknesses of between 6mm and 10mm. Tanks with bottom plates of 12.4mm thickness may have an addition of up to 40% to account for extra costs. The costs can be used as stage 1 costs for riveted tanks. For small tanks the addition for this type of foundations will be some 12% whereas for larger tanks a 9% addition is required. A 10% addition for foundations is therefore proposed to ALL BULK STORAGE TANKS where individual costings are not possible. In some cases the chemically inert fill layer may consist of concrete up to 100mm deep. The 10% addition is still applicable in these cases. For piled and thicker raft foundations under the tank further addition will be required and these should be calculated with reference to the relevant section in the Cost Guide or after discussion with BEAMS. | Photo 1 - Typical tank farm. Photo 2 - Tank Farm. Photo 3 - Mixed Use Storage Tanks. | - | 20134 |  | m3 | Per cubic metre | 3 - INDUSTRIAL | David Grace | Rob Hughes | 63.7983 | Option 3 | 69.3147 | 8.647% | 79.3131 | 79.4904 | 24.6% | 14.68% | 79.5226 | 24.65% | Indexed | Ryan Hobbs | VOA_GPN_GOV_UK\7246041 | 2022-07-29 | Low | - | Medium | Costs are based on provisional 2021 agreement with agents (email chain saved in Evidence tab). Since CG2023 is currently working from the same TPI start point (322) as CG2021 I have taken the rate without adjustment, and will bulk index closer to publication date. The 215A and 215W series are interchangeable and historically this has led to the codes in the valuer's "Scale" spreadsheet (see evidence tab) not always using the code that appears in the CG. I offered Rob Hughes to correct / rationalise this in CG2023 but he declined as they would have to update all their valuations. Therefore designation (fixed / floating head) and capacity (m3) is more important than actual code. | - | Costs need to be indexed by different indices to general TPI. Some thought will be required to make sure this happens correctly. | NA | Steel | 1.56 | (BEAMS Note 1) The ERC for this item should be added to the total of the ERC of the other P&M items on the site and the Buildings ERC (where applicable) to enable the correct contract size adjustment to be made. ERC of P&M Items + ERC of Building Component’s = Total ERC (net figure rateable items only) to which contract size adjustment should be applied The 2021 Generic Contractors Test Spreadsheet has this facility built into the programme - it is recommended you undertake all contractors test valuations using this spreadsheet. (Details on the application of contract size adjustments can be found in the RCG 2021 Guidance notes). Where RV is calculated using the comparative method (rental method) the contract size adjustment should be made as follows: Select - SCAT code box "P and M as an addition” within the 2021 Generic Contractors Test Spreadsheet facility. Or Where the spreadsheet is not used take the: Reciprocal of statutory de-capitalisation rate (i.e. 5% reciprocal = 20) multiply by rateable value of the buildings (before any overall end allowances are made and after making a notional deduction for the land value) and add to the ERC of P&M. Use resultant figure to calculate contract size adjustment. (Guidance Notes - Section 6) | Photo 1 - Typical tank farm. Photo 2 - Tank Farm. Photo 3 - Mixed Use Storage Tanks. | - | 1 | TRUE
5581 | 215W26 | 7277 | 215W26 | Tanks | Large vertical | Fuel depots / commercial tank farms | Fixed head | 16000m³ | Tanks - Large Vertical Cylindrical Single units or Fuel Depots / Commercial Tank Farms - Fixed Head Tanks found on Commercial Tank farms and Fuel Depots together with Individual Tanks, this type are generally an all steel construction (usually mild steel) with butt-welded shells and tap welded bottoms and roofs. The majority of these tanks are fixed head however floating head tanks in this range can be found usually in sizes over 15,000 cu. m. For Floating Head costs see relevant scale. These tanks are usually erected on site built over a purpose built Bitsand foundation (formed under the tank base plate). The Bitsand cone is usually formed on an over-site concrete base (e.g. 150 mm). Deeper or piled foundations should be costed separately. These type of tanks are intended for processed product storage and normally do not exceed 20,000 cu. m in volume although occasionally 25,000 cu. m tanks can be found in petrol storage depots. These types of tanks can be found on refineries and petro-chemical works where finished process products are stored. Fixed roofs are conical and self-supporting made of thin steel plates welded at the edges. There is a current practice to form a floating membrane inside the fixed head tank, this addition saves up to 95% emissions and is popular where petroleum products are being stored, usually in oil depots. The tanks are purpose designed usually by a project team headed by the tank farm operator and built to their specification in conjunction with the tank manufacturers. The design life is a minimum of 25 years providing the tank is subject to a regular maintenance programme and the products stored are restricted to those specified when the tank was designed. This fact should be remembered when considering age only allowances. Most bulk storage tanks are built with a cone up centre however some tanks have a sump in the centre of the tank. In the usual cone up situation the foundations to the tank should be established by reference to plans and sections and costed. Allowances :- These tanks are built to the tank farm operator specification. Cost Information and Design. The tank farm operator, from experience, knows what products will be stored in the tank and how corrosive or otherwise the stored products are. The tank manufacturers build the tanks giving some 25 years life trouble free, in reality such tanks with the correct product stored and maintained regularly should have a life of over 35 years without major refurbishments. Tanks found on Commercial Tank farms and Fuel Depots together with Individual tanks, this type are generally an all steel construction (usually mild steel) with butt-welded shells and tap welded bottoms and roofs. The majority of these tanks are fixed head however floating head tanks in this range can be found usually in sizes over 15,000 cu. m. For costs of floating head tanks see floating head scale. These tanks are usually erected on site built over a purpose built Bitsand foundation (formed under the tank base plate). The Bitsand cone is usually formed on an over-site concrete base (e.g. 150 mm). Deeper or piled foundations should be costed separately. Tanks found on Commercial Tank farms and Fuel Depots together with Individual Tanks, this type are generally an all steel construction (usually mild steel) with butt-welded shells and tap welded bottoms and roofs. The majority of these tanks are fixed head however floating head tanks in this range can be found usually in sizes over 15,000 cu. m. For costs of floating head tanks see floating head scale. These tanks are usually erected on site built over a purpose built Bitsand foundation (formed under the tank base plate). The Bitsand cone is usually formed on an over-site concrete base (e.g. 150 mm). Deeper or piled foundations should be costed separately. | Considered Not Applicable at time of Publication | (BEAMS Note 1) The ERC for this item should be added to the total of the ERC of the other P&M items on the site and the Buildings ERC (where applicable) to enable the correct contract size adjustment to be made. ERC of P&M Items + ERC of Building Component’s = Total ERC (net figure rateable items only) to which contract size adjustment should be applied The 2023 Generic Contractors Test Spreadsheet has this facility built into the programme - it is recommended you undertake all contractors test valuations using this spreadsheet. (Details on the application of contract size adjustments can be found in the RCG 2023 Guidance notes). Where RV is calculated using the comparative method (rental method) the contract size adjustment should be made as follows: Select - SCAT code box ""P and M as an addition” within the 2023 Generic Contractors Test Spreadsheet facility. Or Where the spreadsheet is not used take the: Reciprocal of statutory de-capitalisation rate (i.e. 5% reciprocal = 20) multiply by rateable value of the buildings (before any overall end allowances are made and after making a notional deduction for the land value) and add to the ERC of P&M. Use resultant figure to calculate contract size adjustment. (Guidance Notes - Section 6) | For details and costs of membrane supports see 215Q01 et cetera. Costs include for External painting Single Tanks e.g. Firewater Header Tanks, Single tanks on various hereditaments. This scale is suitable for sites where single or a few tanks are present but where the site is not a commercial tank farm or petroleum depot, for example: - fire water tanks, individual fuel tanks, small chemical holding tanks, et cetera. The costs can be adopted where the tank is specifically made for the product it is storing. | 1. Dia. of tank. 2. Height of tank. 3. Material tank is made out of and whether welded or bolted plates. 4. Painting. 5. Any other known features - internally lined et cetera. 6. Fixed or Floating Head. 7. Age. | Class 4, Table 4 Class 2 (d) Draining ; (e) Supplying Water ; (f) Protection from hazards. List of accessories 1 and 2 (v) | If under Class 2, whole if Class 2 provisos applies - other than. If under Class 4 Heating coils, rock wool insulation, paddles. Whole if Class 4 (d) | Foundations, catwalks, bunds, structural staircases, piles, fire protection equipment, high-level walkways. | It is assumed that the item forms part of an average size industrial, commercial or office complex. Where it would be normal to find more than one item in such a hereditament the ERC stated has been adjusted to reflect any number / quantity, discount. These figures are NOT one off figures. | General The Cost figures are for tanks (mild steel) having 8mm thick bottom plates. The scales are suitable to tanks having bottom plate thicknesses of between 6mm and 10mm. Tanks with bottom plates of 12.4mm thickness may have an addition of up to 40% to account for extra costs. The costs can be used as stage 1 costs for riveted tanks. For small tanks the addition for this type of foundations will be some 12% whereas for larger tanks a 9% addition is required. A 10% addition for foundations is therefore proposed to ALL BULK STORAGE TANKS where individual costings are not possible. In some cases the chemically inert fill layer may consist of concrete up to 100mm deep. The 10% addition is still applicable in these cases. For piled and thicker raft foundations under the tank further addition will be required and these should be calculated with reference to the relevant section in the Cost Guide or after discussion with BEAMS. | Photo 1 - Typical tank farm. Photo 2 - Tank Farm. Photo 3 - Mixed Use Storage Tanks. | - | 20134 |  | m3 | Per cubic metre | 3 - INDUSTRIAL | David Grace | Rob Hughes | 61.9636 | Option 3 | 67.3214 | 8.647% | 77.1696 | 77.342 | 24.82% | 14.88% | 76.9983 | 24.26% | Indexed | Ryan Hobbs | VOA_GPN_GOV_UK\7246041 | 2020-12-22 | Low | - | Medium | Costs are based on provisional 2021 agreement with agents (email chain saved in Evidence tab). Since CG2023 is currently working from the same TPI start point (322) as CG2021 I have taken the rate without adjustment, and will bulk index closer to publication date. The 215A and 215W series are interchangeable and historically this has led to the codes in the valuer's "Scale" spreadsheet (see evidence tab) not always using the code that appears in the CG. I offered Rob Hughes to correct / rationalise this in CG2023 but he declined as they would have to update all their valuations. Therefore designation (fixed / floating head) and capacity (m3) is more important than actual code. | - | Costs need to be indexed by different indices to general TPI. Some thought will be required to make sure this happens correctly. | NA | Steel | 1.56 | (BEAMS Note 1) The ERC for this item should be added to the total of the ERC of the other P&M items on the site and the Buildings ERC (where applicable) to enable the correct contract size adjustment to be made. ERC of P&M Items + ERC of Building Component’s = Total ERC (net figure rateable items only) to which contract size adjustment should be applied The 2021 Generic Contractors Test Spreadsheet has this facility built into the programme - it is recommended you undertake all contractors test valuations using this spreadsheet. (Details on the application of contract size adjustments can be found in the RCG 2021 Guidance notes). Where RV is calculated using the comparative method (rental method) the contract size adjustment should be made as follows: Select - SCAT code box "P and M as an addition” within the 2021 Generic Contractors Test Spreadsheet facility. Or Where the spreadsheet is not used take the: Reciprocal of statutory de-capitalisation rate (i.e. 5% reciprocal = 20) multiply by rateable value of the buildings (before any overall end allowances are made and after making a notional deduction for the land value) and add to the ERC of P&M. Use resultant figure to calculate contract size adjustment. (Guidance Notes - Section 6) | Photo 1 - Typical tank farm. Photo 2 - Tank Farm. Photo 3 - Mixed Use Storage Tanks. | - | 1 | TRUE
5582 | 215W27 | 7338 | 215W27 | Tanks | Large vertical | Fuel depots / commercial tank farms | Fixed head | 17000m³ | Tanks - Large Vertical Cylindrical Single units or Fuel Depots / Commercial Tank Farms - Fixed Head Tanks found on Commercial Tank farms and Fuel Depots together with Individual Tanks, this type are generally an all steel construction (usually mild steel) with butt-welded shells and tap welded bottoms and roofs. The majority of these tanks are fixed head however floating head tanks in this range can be found usually in sizes over 15,000 cu. m. For Floating Head costs see relevant scale. These tanks are usually erected on site built over a purpose built Bitsand foundation (formed under the tank base plate). The Bitsand cone is usually formed on an over-site concrete base (e.g. 150 mm). Deeper or piled foundations should be costed separately. These type of tanks are intended for processed product storage and normally do not exceed 20,000 cu. m in volume although occasionally 25,000 cu. m tanks can be found in petrol storage depots. These types of tanks can be found on refineries and petro-chemical works where finished process products are stored. Fixed roofs are conical and self-supporting made of thin steel plates welded at the edges. There is a current practice to form a floating membrane inside the fixed head tank, this addition saves up to 95% emissions and is popular where petroleum products are being stored, usually in oil depots. The tanks are purpose designed usually by a project team headed by the tank farm operator and built to their specification in conjunction with the tank manufacturers. The design life is a minimum of 25 years providing the tank is subject to a regular maintenance programme and the products stored are restricted to those specified when the tank was designed. This fact should be remembered when considering age only allowances. Most bulk storage tanks are built with a cone up centre however some tanks have a sump in the centre of the tank. In the usual cone up situation the foundations to the tank should be established by reference to plans and sections and costed. Allowances :- These tanks are built to the tank farm operator specification. Cost Information and Design. The tank farm operator, from experience, knows what products will be stored in the tank and how corrosive or otherwise the stored products are. The tank manufacturers build the tanks giving some 25 years life trouble free, in reality such tanks with the correct product stored and maintained regularly should have a life of over 35 years without major refurbishments. Tanks found on Commercial Tank farms and Fuel Depots together with Individual tanks, this type are generally an all steel construction (usually mild steel) with butt-welded shells and tap welded bottoms and roofs. The majority of these tanks are fixed head however floating head tanks in this range can be found usually in sizes over 15,000 cu. m. For costs of floating head tanks see floating head scale. These tanks are usually erected on site built over a purpose built Bitsand foundation (formed under the tank base plate). The Bitsand cone is usually formed on an over-site concrete base (e.g. 150 mm). Deeper or piled foundations should be costed separately. Tanks found on Commercial Tank farms and Fuel Depots together with Individual Tanks, this type are generally an all steel construction (usually mild steel) with butt-welded shells and tap welded bottoms and roofs. The majority of these tanks are fixed head however floating head tanks in this range can be found usually in sizes over 15,000 cu. m. For costs of floating head tanks see floating head scale. These tanks are usually erected on site built over a purpose built Bitsand foundation (formed under the tank base plate). The Bitsand cone is usually formed on an over-site concrete base (e.g. 150 mm). Deeper or piled foundations should be costed separately. | Considered Not Applicable at time of Publication | (BEAMS Note 1) The ERC for this item should be added to the total of the ERC of the other P&M items on the site and the Buildings ERC (where applicable) to enable the correct contract size adjustment to be made. ERC of P&M Items + ERC of Building Component’s = Total ERC (net figure rateable items only) to which contract size adjustment should be applied The 2023 Generic Contractors Test Spreadsheet has this facility built into the programme - it is recommended you undertake all contractors test valuations using this spreadsheet. (Details on the application of contract size adjustments can be found in the RCG 2023 Guidance notes). Where RV is calculated using the comparative method (rental method) the contract size adjustment should be made as follows: Select - SCAT code box ""P and M as an addition” within the 2023 Generic Contractors Test Spreadsheet facility. Or Where the spreadsheet is not used take the: Reciprocal of statutory de-capitalisation rate (i.e. 5% reciprocal = 20) multiply by rateable value of the buildings (before any overall end allowances are made and after making a notional deduction for the land value) and add to the ERC of P&M. Use resultant figure to calculate contract size adjustment. (Guidance Notes - Section 6) | For details and costs of membrane supports see 215Q01 et cetera. Costs include for External painting Single Tanks e.g. Firewater Header Tanks, Single tanks on various hereditaments. This scale is suitable for sites where single or a few tanks are present but where the site is not a commercial tank farm or petroleum depot, for example: - fire water tanks, individual fuel tanks, small chemical holding tanks, et cetera. The costs can be adopted where the tank is specifically made for the product it is storing. | 1. Dia. of tank. 2. Height of tank. 3. Material tank is made out of and whether welded or bolted plates. 4. Painting. 5. Any other known features - internally lined et cetera. 6. Fixed or Floating Head. 7. Age. | Class 4, Table 4 Class 2 (d) Draining ; (e) Supplying Water ; (f) Protection from hazards. List of accessories 1 and 2 (v) | If under Class 2, whole if Class 2 provisos applies - other than. If under Class 4 Heating coils, rock wool insulation, paddles. Whole if Class 4 (d) | Foundations, catwalks, bunds, structural staircases, piles, fire protection equipment, high-level walkways. | It is assumed that the item forms part of an average size industrial, commercial or office complex. Where it would be normal to find more than one item in such a hereditament the ERC stated has been adjusted to reflect any number / quantity, discount. These figures are NOT one off figures. | General The Cost figures are for tanks (mild steel) having 8mm thick bottom plates. The scales are suitable to tanks having bottom plate thicknesses of between 6mm and 10mm. Tanks with bottom plates of 12.4mm thickness may have an addition of up to 40% to account for extra costs. The costs can be used as stage 1 costs for riveted tanks. For small tanks the addition for this type of foundations will be some 12% whereas for larger tanks a 9% addition is required. A 10% addition for foundations is therefore proposed to ALL BULK STORAGE TANKS where individual costings are not possible. In some cases the chemically inert fill layer may consist of concrete up to 100mm deep. The 10% addition is still applicable in these cases. For piled and thicker raft foundations under the tank further addition will be required and these should be calculated with reference to the relevant section in the Cost Guide or after discussion with BEAMS. | Photo 1 - Typical tank farm. Photo 2 - Tank Farm. Photo 3 - Mixed Use Storage Tanks. | - | 20134 |  | m3 | Per cubic metre | 3 - INDUSTRIAL | David Grace | Rob Hughes | 61.4988 | Option 3 | 66.8164 | 8.647% | 75.9026 | 76.0722 | 23.7% | 13.85% | 75.7307 | 23.14% | Indexed | Ryan Hobbs | VOA_GPN_GOV_UK\7246041 | 2020-12-22 | Low | - | Medium | Costs are based on provisional 2021 agreement with agents (email chain saved in Evidence tab). Since CG2023 is currently working from the same TPI start point (322) as CG2021 I have taken the rate without adjustment, and will bulk index closer to publication date. The 215A and 215W series are interchangeable and historically this has led to the codes in the valuer's "Scale" spreadsheet (see evidence tab) not always using the code that appears in the CG. I offered Rob Hughes to correct / rationalise this in CG2023 but he declined as they would have to update all their valuations. Therefore designation (fixed / floating head) and capacity (m3) is more important than actual code. | - | Costs need to be indexed by different indices to general TPI. Some thought will be required to make sure this happens correctly. | NA | Steel | 1.56 | (BEAMS Note 1) The ERC for this item should be added to the total of the ERC of the other P&M items on the site and the Buildings ERC (where applicable) to enable the correct contract size adjustment to be made. ERC of P&M Items + ERC of Building Component’s = Total ERC (net figure rateable items only) to which contract size adjustment should be applied The 2021 Generic Contractors Test Spreadsheet has this facility built into the programme - it is recommended you undertake all contractors test valuations using this spreadsheet. (Details on the application of contract size adjustments can be found in the RCG 2021 Guidance notes). Where RV is calculated using the comparative method (rental method) the contract size adjustment should be made as follows: Select - SCAT code box "P and M as an addition” within the 2021 Generic Contractors Test Spreadsheet facility. Or Where the spreadsheet is not used take the: Reciprocal of statutory de-capitalisation rate (i.e. 5% reciprocal = 20) multiply by rateable value of the buildings (before any overall end allowances are made and after making a notional deduction for the land value) and add to the ERC of P&M. Use resultant figure to calculate contract size adjustment. (Guidance Notes - Section 6) | Photo 1 - Typical tank farm. Photo 2 - Tank Farm. Photo 3 - Mixed Use Storage Tanks. | - | 1 | TRUE
5583 | 215W28 | 7339 | 215W28 | Tanks | Large vertical | Fuel depots / commercial tank farms | Fixed head | 20000m³ | Tanks - Large Vertical Cylindrical Single units or Fuel Depots / Commercial Tank Farms - Fixed Head Tanks found on Commercial Tank farms and Fuel Depots together with Individual Tanks, this type are generally an all steel construction (usually mild steel) with butt-welded shells and tap welded bottoms and roofs. The majority of these tanks are fixed head however floating head tanks in this range can be found usually in sizes over 15,000 cu. m. For Floating Head costs see relevant scale. These tanks are usually erected on site built over a purpose built Bitsand foundation (formed under the tank base plate). The Bitsand cone is usually formed on an over-site concrete base (e.g. 150 mm). Deeper or piled foundations should be costed separately. These type of tanks are intended for processed product storage and normally do not exceed 20,000 cu. m in volume although occasionally 25,000 cu. m tanks can be found in petrol storage depots. These types of tanks can be found on refineries and petro-chemical works where finished process products are stored. Fixed roofs are conical and self-supporting made of thin steel plates welded at the edges. There is a current practice to form a floating membrane inside the fixed head tank, this addition saves up to 95% emissions and is popular where petroleum products are being stored, usually in oil depots. The tanks are purpose designed usually by a project team headed by the tank farm operator and built to their specification in conjunction with the tank manufacturers. The design life is a minimum of 25 years providing the tank is subject to a regular maintenance programme and the products stored are restricted to those specified when the tank was designed. This fact should be remembered when considering age only allowances. Most bulk storage tanks are built with a cone up centre however some tanks have a sump in the centre of the tank. In the usual cone up situation the foundations to the tank should be established by reference to plans and sections and costed. Allowances :- These tanks are built to the tank farm operator specification. Cost Information and Design. The tank farm operator, from experience, knows what products will be stored in the tank and how corrosive or otherwise the stored products are. The tank manufacturers build the tanks giving some 25 years life trouble free, in reality such tanks with the correct product stored and maintained regularly should have a life of over 35 years without major refurbishments. Tanks found on Commercial Tank farms and Fuel Depots together with Individual tanks, this type are generally an all steel construction (usually mild steel) with butt-welded shells and tap welded bottoms and roofs. The majority of these tanks are fixed head however floating head tanks in this range can be found usually in sizes over 15,000 cu. m. For costs of floating head tanks see floating head scale. These tanks are usually erected on site built over a purpose built Bitsand foundation (formed under the tank base plate). The Bitsand cone is usually formed on an over-site concrete base (e.g. 150 mm). Deeper or piled foundations should be costed separately. Tanks found on Commercial Tank farms and Fuel Depots together with Individual Tanks, this type are generally an all steel construction (usually mild steel) with butt-welded shells and tap welded bottoms and roofs. The majority of these tanks are fixed head however floating head tanks in this range can be found usually in sizes over 15,000 cu. m. For costs of floating head tanks see floating head scale. These tanks are usually erected on site built over a purpose built Bitsand foundation (formed under the tank base plate). The Bitsand cone is usually formed on an over-site concrete base (e.g. 150 mm). Deeper or piled foundations should be costed separately. | Considered Not Applicable at time of Publication | (BEAMS Note 1) The ERC for this item should be added to the total of the ERC of the other P&M items on the site and the Buildings ERC (where applicable) to enable the correct contract size adjustment to be made. ERC of P&M Items + ERC of Building Component’s = Total ERC (net figure rateable items only) to which contract size adjustment should be applied The 2023 Generic Contractors Test Spreadsheet has this facility built into the programme - it is recommended you undertake all contractors test valuations using this spreadsheet. (Details on the application of contract size adjustments can be found in the RCG 2023 Guidance notes). Where RV is calculated using the comparative method (rental method) the contract size adjustment should be made as follows: Select - SCAT code box ""P and M as an addition” within the 2023 Generic Contractors Test Spreadsheet facility. Or Where the spreadsheet is not used take the: Reciprocal of statutory de-capitalisation rate (i.e. 5% reciprocal = 20) multiply by rateable value of the buildings (before any overall end allowances are made and after making a notional deduction for the land value) and add to the ERC of P&M. Use resultant figure to calculate contract size adjustment. (Guidance Notes - Section 6) | For details and costs of membrane supports see 215Q01 et cetera. Costs include for External painting Single Tanks e.g. Firewater Header Tanks, Single tanks on various hereditaments. This scale is suitable for sites where single or a few tanks are present but where the site is not a commercial tank farm or petroleum depot, for example: - fire water tanks, individual fuel tanks, small chemical holding tanks, et cetera. The costs can be adopted where the tank is specifically made for the product it is storing. | 1. Dia. of tank. 2. Height of tank. 3. Material tank is made out of and whether welded or bolted plates. 4. Painting. 5. Any other known features - internally lined et cetera. 6. Fixed or Floating Head. 7. Age. | Class 4, Table 4 Class 2 (d) Draining ; (e) Supplying Water ; (f) Protection from hazards. List of accessories 1 and 2 (v) | If under Class 2, whole if Class 2 provisos applies - other than. If under Class 4 Heating coils, rock wool insulation, paddles. Whole if Class 4 (d) | Foundations, catwalks, bunds, structural staircases, piles, fire protection equipment, high-level walkways. | It is assumed that the item forms part of an average size industrial, commercial or office complex. Where it would be normal to find more than one item in such a hereditament the ERC stated has been adjusted to reflect any number / quantity, discount. These figures are NOT one off figures. | General The Cost figures are for tanks (mild steel) having 8mm thick bottom plates. The scales are suitable to tanks having bottom plate thicknesses of between 6mm and 10mm. Tanks with bottom plates of 12.4mm thickness may have an addition of up to 40% to account for extra costs. The costs can be used as stage 1 costs for riveted tanks. For small tanks the addition for this type of foundations will be some 12% whereas for larger tanks a 9% addition is required. A 10% addition for foundations is therefore proposed to ALL BULK STORAGE TANKS where individual costings are not possible. In some cases the chemically inert fill layer may consist of concrete up to 100mm deep. The 10% addition is still applicable in these cases. For piled and thicker raft foundations under the tank further addition will be required and these should be calculated with reference to the relevant section in the Cost Guide or after discussion with BEAMS. | Photo 1 - Typical tank farm. Photo 2 - Tank Farm. Photo 3 - Mixed Use Storage Tanks. | - | 20134 |  | m3 | Per cubic metre | 3 - INDUSTRIAL | David Grace | Rob Hughes | 58.8813 | Option 3 | 63.9726 | 8.647% | 72.6675 | 72.8299 | 23.69% | 13.85% | 73.2064 | 24.33% | Indexed | Ryan Hobbs | VOA_GPN_GOV_UK\7246041 | 2020-12-22 | Low | - | Medium | Costs are based on provisional 2021 agreement with agents (email chain saved in Evidence tab). Since CG2023 is currently working from the same TPI start point (322) as CG2021 I have taken the rate without adjustment, and will bulk index closer to publication date. The 215A and 215W series are interchangeable and historically this has led to the codes in the valuer's "Scale" spreadsheet (see evidence tab) not always using the code that appears in the CG. I offered Rob Hughes to correct / rationalise this in CG2023 but he declined as they would have to update all their valuations. Therefore designation (fixed / floating head) and capacity (m3) is more important than actual code. | - | Costs need to be indexed by different indices to general TPI. Some thought will be required to make sure this happens correctly. | NA | Steel | 1.56 | (BEAMS Note 1) The ERC for this item should be added to the total of the ERC of the other P&M items on the site and the Buildings ERC (where applicable) to enable the correct contract size adjustment to be made. ERC of P&M Items + ERC of Building Component’s = Total ERC (net figure rateable items only) to which contract size adjustment should be applied The 2021 Generic Contractors Test Spreadsheet has this facility built into the programme - it is recommended you undertake all contractors test valuations using this spreadsheet. (Details on the application of contract size adjustments can be found in the RCG 2021 Guidance notes). Where RV is calculated using the comparative method (rental method) the contract size adjustment should be made as follows: Select - SCAT code box "P and M as an addition” within the 2021 Generic Contractors Test Spreadsheet facility. Or Where the spreadsheet is not used take the: Reciprocal of statutory de-capitalisation rate (i.e. 5% reciprocal = 20) multiply by rateable value of the buildings (before any overall end allowances are made and after making a notional deduction for the land value) and add to the ERC of P&M. Use resultant figure to calculate contract size adjustment. (Guidance Notes - Section 6) | Photo 1 - Typical tank farm. Photo 2 - Tank Farm. Photo 3 - Mixed Use Storage Tanks. | - | 1 | TRUE
5584 | 215W29 | 7340 | 215W29 | Tanks | Large vertical | Fuel depots / commercial tank farms | Fixed head | 25000m³ | Tanks - Large Vertical Cylindrical Single units or Fuel Depots / Commercial Tank Farms - Fixed Head Tanks found on Commercial Tank farms and Fuel Depots together with Individual Tanks, this type are generally an all steel construction (usually mild steel) with butt-welded shells and tap welded bottoms and roofs. The majority of these tanks are fixed head however floating head tanks in this range can be found usually in sizes over 15,000 cu. m. For Floating Head costs see relevant scale. These tanks are usually erected on site built over a purpose built Bitsand foundation (formed under the tank base plate). The Bitsand cone is usually formed on an over-site concrete base (e.g. 150 mm). Deeper or piled foundations should be costed separately. These type of tanks are intended for processed product storage and normally do not exceed 20,000 cu. m in volume although occasionally 25,000 cu. m tanks can be found in petrol storage depots. These types of tanks can be found on refineries and petro-chemical works where finished process products are stored. Fixed roofs are conical and self-supporting made of thin steel plates welded at the edges. There is a current practice to form a floating membrane inside the fixed head tank, this addition saves up to 95% emissions and is popular where petroleum products are being stored, usually in oil depots. The tanks are purpose designed usually by a project team headed by the tank farm operator and built to their specification in conjunction with the tank manufacturers. The design life is a minimum of 25 years providing the tank is subject to a regular maintenance programme and the products stored are restricted to those specified when the tank was designed. This fact should be remembered when considering age only allowances. Most bulk storage tanks are built with a cone up centre however some tanks have a sump in the centre of the tank. In the usual cone up situation the foundations to the tank should be established by reference to plans and sections and costed. Allowances :- These tanks are built to the tank farm operator specification. Cost Information and Design. The tank farm operator, from experience, knows what products will be stored in the tank and how corrosive or otherwise the stored products are. The tank manufacturers build the tanks giving some 25 years life trouble free, in reality such tanks with the correct product stored and maintained regularly should have a life of over 35 years without major refurbishments. Tanks found on Commercial Tank farms and Fuel Depots together with Individual tanks, this type are generally an all steel construction (usually mild steel) with butt-welded shells and tap welded bottoms and roofs. The majority of these tanks are fixed head however floating head tanks in this range can be found usually in sizes over 15,000 cu. m. For costs of floating head tanks see floating head scale. These tanks are usually erected on site built over a purpose built Bitsand foundation (formed under the tank base plate). The Bitsand cone is usually formed on an over-site concrete base (e.g. 150 mm). Deeper or piled foundations should be costed separately. Tanks found on Commercial Tank farms and Fuel Depots together with Individual Tanks, this type are generally an all steel construction (usually mild steel) with butt-welded shells and tap welded bottoms and roofs. The majority of these tanks are fixed head however floating head tanks in this range can be found usually in sizes over 15,000 cu. m. For costs of floating head tanks see floating head scale. These tanks are usually erected on site built over a purpose built Bitsand foundation (formed under the tank base plate). The Bitsand cone is usually formed on an over-site concrete base (e.g. 150 mm). Deeper or piled foundations should be costed separately. | Considered Not Applicable at time of Publication | (BEAMS Note 1) The ERC for this item should be added to the total of the ERC of the other P&M items on the site and the Buildings ERC (where applicable) to enable the correct contract size adjustment to be made. ERC of P&M Items + ERC of Building Component’s = Total ERC (net figure rateable items only) to which contract size adjustment should be applied The 2023 Generic Contractors Test Spreadsheet has this facility built into the programme - it is recommended you undertake all contractors test valuations using this spreadsheet. (Details on the application of contract size adjustments can be found in the RCG 2023 Guidance notes). Where RV is calculated using the comparative method (rental method) the contract size adjustment should be made as follows: Select - SCAT code box ""P and M as an addition” within the 2023 Generic Contractors Test Spreadsheet facility. Or Where the spreadsheet is not used take the: Reciprocal of statutory de-capitalisation rate (i.e. 5% reciprocal = 20) multiply by rateable value of the buildings (before any overall end allowances are made and after making a notional deduction for the land value) and add to the ERC of P&M. Use resultant figure to calculate contract size adjustment. (Guidance Notes - Section 6) | For details and costs of membrane supports see 215Q01 et cetera. Costs include for External painting Single Tanks e.g. Firewater Header Tanks, Single tanks on various hereditaments. This scale is suitable for sites where single or a few tanks are present but where the site is not a commercial tank farm or petroleum depot, for example: - fire water tanks, individual fuel tanks, small chemical holding tanks, et cetera. The costs can be adopted where the tank is specifically made for the product it is storing. | 1. Dia. of tank. 2. Height of tank. 3. Material tank is made out of and whether welded or bolted plates. 4. Painting. 5. Any other known features - internally lined et cetera. 6. Fixed or Floating Head. 7. Age. | Class 4, Table 4 Class 2 (d) Draining ; (e) Supplying Water ; (f) Protection from hazards. List of accessories 1 and 2 (v) | If under Class 2, whole if Class 2 provisos applies - other than. If under Class 4 Heating coils, rock wool insulation, paddles. Whole if Class 4 (d) | Foundations, catwalks, bunds, structural staircases, piles, fire protection equipment, high-level walkways. | It is assumed that the item forms part of an average size industrial, commercial or office complex. Where it would be normal to find more than one item in such a hereditament the ERC stated has been adjusted to reflect any number / quantity, discount. These figures are NOT one off figures. | General The Cost figures are for tanks (mild steel) having 8mm thick bottom plates. The scales are suitable to tanks having bottom plate thicknesses of between 6mm and 10mm. Tanks with bottom plates of 12.4mm thickness may have an addition of up to 40% to account for extra costs. The costs can be used as stage 1 costs for riveted tanks. For small tanks the addition for this type of foundations will be some 12% whereas for larger tanks a 9% addition is required. A 10% addition for foundations is therefore proposed to ALL BULK STORAGE TANKS where individual costings are not possible. In some cases the chemically inert fill layer may consist of concrete up to 100mm deep. The 10% addition is still applicable in these cases. For piled and thicker raft foundations under the tank further addition will be required and these should be calculated with reference to the relevant section in the Cost Guide or after discussion with BEAMS. | Photo 1 - Typical tank farm. Photo 2 - Tank Farm. Photo 3 - Mixed Use Storage Tanks. | - | 20134 |  | m3 | Per cubic metre | 3 - INDUSTRIAL | David Grace | Rob Hughes | 63.835 | Option 3 | 69.3545 | 8.647% | 70.9412 | 71.0997 | 11.38% | 2.516% | 70.682 | 10.73% | Indexed | Ryan Hobbs | VOA_GPN_GOV_UK\7246041 | 2020-12-22 | Low | - | Medium | Costs are based on provisional 2021 agreement with agents (email chain saved in Evidence tab). Since CG2023 is currently working from the same TPI start point (322) as CG2021 I have taken the rate without adjustment, and will bulk index closer to publication date. The 215A and 215W series are interchangeable and historically this has led to the codes in the valuer's "Scale" spreadsheet (see evidence tab) not always using the code that appears in the CG. I offered Rob Hughes to correct / rationalise this in CG2023 but he declined as they would have to update all their valuations. Therefore designation (fixed / floating head) and capacity (m3) is more important than actual code. | - | Costs need to be indexed by different indices to general TPI. Some thought will be required to make sure this happens correctly. | NA | Steel | 1.56 | (BEAMS Note 1) The ERC for this item should be added to the total of the ERC of the other P&M items on the site and the Buildings ERC (where applicable) to enable the correct contract size adjustment to be made. ERC of P&M Items + ERC of Building Component’s = Total ERC (net figure rateable items only) to which contract size adjustment should be applied The 2021 Generic Contractors Test Spreadsheet has this facility built into the programme - it is recommended you undertake all contractors test valuations using this spreadsheet. (Details on the application of contract size adjustments can be found in the RCG 2021 Guidance notes). Where RV is calculated using the comparative method (rental method) the contract size adjustment should be made as follows: Select - SCAT code box "P and M as an addition” within the 2021 Generic Contractors Test Spreadsheet facility. Or Where the spreadsheet is not used take the: Reciprocal of statutory de-capitalisation rate (i.e. 5% reciprocal = 20) multiply by rateable value of the buildings (before any overall end allowances are made and after making a notional deduction for the land value) and add to the ERC of P&M. Use resultant figure to calculate contract size adjustment. (Guidance Notes - Section 6) | Photo 1 - Typical tank farm. Photo 2 - Tank Farm. Photo 3 - Mixed Use Storage Tanks. | - | 1 | TRUE
5585 | 215W50 | 7341 | 215W50 | Tanks | Large vertical | Fuel depots / commercial tank farms | Floating head | 250m³ | Tanks - Large Vertical Cylindrical Single units or Fuel Depots / Commercial Tank Farms - Fixed Head Tanks found on Commercial Tank farms and Fuel Depots together with Individual Tanks, this type are generally an all steel construction (usually mild steel) with butt-welded shells and tap welded bottoms and roofs. The majority of these tanks are fixed head however floating head tanks in this range can be found usually in sizes over 15,000 cu. m. For Floating Head costs see relevant scale. These tanks are usually erected on site built over a purpose built Bitsand foundation (formed under the tank base plate). The Bitsand cone is usually formed on an over-site concrete base (e.g. 150 mm). Deeper or piled foundations should be costed separately. These type of tanks are intended for processed product storage and normally do not exceed 20,000 cu. m in volume although occasionally 25,000 cu. m tanks can be found in petrol storage depots. These types of tanks can be found on refineries and petro-chemical works where finished process products are stored. Fixed roofs are conical and self-supporting made of thin steel plates welded at the edges. There is a current practice to form a floating membrane inside the fixed head tank, this addition saves up to 95% emissions and is popular where petroleum products are being stored, usually in oil depots. The tanks are purpose designed usually by a project team headed by the tank farm operator and built to their specification in conjunction with the tank manufacturers. The design life is a minimum of 25 years providing the tank is subject to a regular maintenance programme and the products stored are restricted to those specified when the tank was designed. This fact should be remembered when considering age only allowances. Most bulk storage tanks are built with a cone up centre however some tanks have a sump in the centre of the tank. In the usual cone up situation the foundations to the tank should be established by reference to plans and sections and costed. Allowances :- These tanks are built to the tank farm operator specification. Cost Information and Design. The tank farm operator, from experience, knows what products will be stored in the tank and how corrosive or otherwise the stored products are. The tank manufacturers build the tanks giving some 25 years life trouble free, in reality such tanks with the correct product stored and maintained regularly should have a life of over 35 years without major refurbishments. Tanks found on Commercial Tank farms and Fuel Depots together with Individual tanks, this type are generally an all steel construction (usually mild steel) with butt-welded shells and tap welded bottoms and roofs. The majority of these tanks are fixed head however floating head tanks in this range can be found usually in sizes over 15,000 cu. m. For costs of floating head tanks see floating head scale. These tanks are usually erected on site built over a purpose built Bitsand foundation (formed under the tank base plate). The Bitsand cone is usually formed on an over-site concrete base (e.g. 150 mm). Deeper or piled foundations should be costed separately. Tanks found on Commercial Tank farms and Fuel Depots together with Individual Tanks, this type are generally an all steel construction (usually mild steel) with butt-welded shells and tap welded bottoms and roofs. The majority of these tanks are fixed head however floating head tanks in this range can be found usually in sizes over 15,000 cu. m. For costs of floating head tanks see floating head scale. These tanks are usually erected on site built over a purpose built Bitsand foundation (formed under the tank base plate). The Bitsand cone is usually formed on an over-site concrete base (e.g. 150 mm). Deeper or piled foundations should be costed separately. | Considered Not Applicable at time of Publication | (BEAMS Note 1) The ERC for this item should be added to the total of the ERC of the other P&M items on the site and the Buildings ERC (where applicable) to enable the correct contract size adjustment to be made. ERC of P&M Items + ERC of Building Component’s = Total ERC (net figure rateable items only) to which contract size adjustment should be applied The 2023 Generic Contractors Test Spreadsheet has this facility built into the programme - it is recommended you undertake all contractors test valuations using this spreadsheet. (Details on the application of contract size adjustments can be found in the RCG 2023 Guidance notes). Where RV is calculated using the comparative method (rental method) the contract size adjustment should be made as follows: Select - SCAT code box ""P and M as an addition” within the 2023 Generic Contractors Test Spreadsheet facility. Or Where the spreadsheet is not used take the: Reciprocal of statutory de-capitalisation rate (i.e. 5% reciprocal = 20) multiply by rateable value of the buildings (before any overall end allowances are made and after making a notional deduction for the land value) and add to the ERC of P&M. Use resultant figure to calculate contract size adjustment. (Guidance Notes - Section 6) | Deeper or piled foundations should be costed separately Costs include for External painting Additions for Foundations :- (See:- Cost Guide bit-sand bases - Section through typical bit-sand foundation). General The Cost figures are for tanks (mild steel) having 8mm thick bottom plates. The scales are suitable to tanks having bottom plate thicknesses of between 6mm and 10mm. | 1. Dia. of tank. 2. Height of tank. 3. Material tank is made out of and whether welded or bolted plates. 4. Painting. 5. Any other known features - internally lined et cetera. 6. Fixed or Floating Head. 7. Age. | Class 4, Table 4 Class 2 (d) Draining ; (e) Supplying Water ; (f) Protection from hazards. List of accessories 1 and 2 (v) | If under Class 2, whole if Class 2 provisos applies - other than. If under Class 4 Heating coils, rock wool insulation, paddles. Whole if Class 4 (d) | Foundations, catwalks, bunds, structural staircases, piles, fire protection equipment, high-level walkways. | It is assumed that the item forms part of an average size industrial, commercial or office complex. Where it would be normal to find more than one item in such a hereditament the ERC stated has been adjusted to reflect any number / quantity, discount. These figures are NOT one off figures. | General The Cost figures are for tanks (mild steel) having 8mm thick bottom plates. The scales are suitable to tanks having bottom plate thicknesses of between 6mm and 10mm. Tanks with bottom plates of 12.4mm thickness may have an addition of up to 40% to account for extra costs. The costs can be used as stage 1 costs for riveted tanks. For small tanks the addition for this type of foundations will be some 12% whereas for larger tanks a 9% addition is required. A 10% addition for foundations is therefore proposed to ALL BULK STORAGE TANKS where individual costings are not possible. In some cases the chemically inert fill layer may consist of concrete up to 100mm deep. The 10% addition is still applicable in these cases. For piled and thicker raft foundations under the tank further addition will be required and these should be calculated with reference to the relevant section in the Cost Guide or after discussion with BEAMS. | Photo 1 – Fixed head (Foreground) Floating Head (Background). | - | 20135 |  | m3 | Per cubic metre | 3 - INDUSTRIAL | David Grace | Rob Hughes | 331.7733 | Option 3 | 360.4603 | 8.647% | 523.0381 | 524.207 | 58% | 45.43% | 523.6699 | 57.84% | Indexed | Ryan Hobbs | VOA_GPN_GOV_UK\7246041 | 2020-12-22 | Low | - | Medium | Costs are based on provisional 2021 agreement with agents (email chain saved in Evidence tab). Since CG2023 is currently working from the same TPI start point (322) as CG2021 I have taken the rate without adjustment, and will bulk index closer to publication date. The 215A and 215W series are interchangeable and historically this has led to the codes in the valuer's "Scale" spreadsheet (see evidence tab) not always using the code that appears in the CG. I offered Rob Hughes to correct / rationalise this in CG2023 but he declined as they would have to update all their valuations. Therefore designation (fixed / floating head) and capacity (m3) is more important than actual code. | - | Costs need to be indexed by different indices to general TPI. Some thought will be required to make sure this happens correctly. | NA | Steel | 1.56 | (BEAMS Note 1) The ERC for this item should be added to the total of the ERC of the other P&M items on the site and the Buildings ERC (where applicable) to enable the correct contract size adjustment to be made. ERC of P&M Items + ERC of Building Component’s = Total ERC (net figure rateable items only) to which contract size adjustment should be applied The 2021 Generic Contractors Test Spreadsheet has this facility built into the programme - it is recommended you undertake all contractors test valuations using this spreadsheet. (Details on the application of contract size adjustments can be found in the RCG 2021 Guidance notes). Where RV is calculated using the comparative method (rental method) the contract size adjustment should be made as follows: Select - SCAT code box "P and M as an addition” within the 2021 Generic Contractors Test Spreadsheet facility. Or Where the spreadsheet is not used take the: Reciprocal of statutory de-capitalisation rate (i.e. 5% reciprocal = 20) multiply by rateable value of the buildings (before any overall end allowances are made and after making a notional deduction for the land value) and add to the ERC of P&M. Use resultant figure to calculate contract size adjustment. (Guidance Notes - Section 6) | Photo 1 – Fixed head (Foreground) Floating Head (Background). | - | 1 | TRUE
5586 | 215W51 | 7344 | 215W51 | Tanks | Large vertical | Fuel depots / commercial tank farms | Floating head | 400m³ | Tanks - Large Vertical Cylindrical Single units or Fuel Depots / Commercial Tank Farms - Fixed Head Tanks found on Commercial Tank farms and Fuel Depots together with Individual Tanks, this type are generally an all steel construction (usually mild steel) with butt-welded shells and tap welded bottoms and roofs. The majority of these tanks are fixed head however floating head tanks in this range can be found usually in sizes over 15,000 cu. m. For Floating Head costs see relevant scale. These tanks are usually erected on site built over a purpose built Bitsand foundation (formed under the tank base plate). The Bitsand cone is usually formed on an over-site concrete base (e.g. 150 mm). Deeper or piled foundations should be costed separately. These type of tanks are intended for processed product storage and normally do not exceed 20,000 cu. m in volume although occasionally 25,000 cu. m tanks can be found in petrol storage depots. These types of tanks can be found on refineries and petro-chemical works where finished process products are stored. Fixed roofs are conical and self-supporting made of thin steel plates welded at the edges. There is a current practice to form a floating membrane inside the fixed head tank, this addition saves up to 95% emissions and is popular where petroleum products are being stored, usually in oil depots. The tanks are purpose designed usually by a project team headed by the tank farm operator and built to their specification in conjunction with the tank manufacturers. The design life is a minimum of 25 years providing the tank is subject to a regular maintenance programme and the products stored are restricted to those specified when the tank was designed. This fact should be remembered when considering age only allowances. Most bulk storage tanks are built with a cone up centre however some tanks have a sump in the centre of the tank. In the usual cone up situation the foundations to the tank should be established by reference to plans and sections and costed. Allowances :- These tanks are built to the tank farm operator specification. Cost Information and Design. The tank farm operator, from experience, knows what products will be stored in the tank and how corrosive or otherwise the stored products are. The tank manufacturers build the tanks giving some 25 years life trouble free, in reality such tanks with the correct product stored and maintained regularly should have a life of over 35 years without major refurbishments. Tanks found on Commercial Tank farms and Fuel Depots together with Individual tanks, this type are generally an all steel construction (usually mild steel) with butt-welded shells and tap welded bottoms and roofs. The majority of these tanks are fixed head however floating head tanks in this range can be found usually in sizes over 15,000 cu. m. For costs of floating head tanks see floating head scale. These tanks are usually erected on site built over a purpose built Bitsand foundation (formed under the tank base plate). The Bitsand cone is usually formed on an over-site concrete base (e.g. 150 mm). Deeper or piled foundations should be costed separately. Tanks found on Commercial Tank farms and Fuel Depots together with Individual Tanks, this type are generally an all steel construction (usually mild steel) with butt-welded shells and tap welded bottoms and roofs. The majority of these tanks are fixed head however floating head tanks in this range can be found usually in sizes over 15,000 cu. m. For costs of floating head tanks see floating head scale. These tanks are usually erected on site built over a purpose built Bitsand foundation (formed under the tank base plate). The Bitsand cone is usually formed on an over-site concrete base (e.g. 150 mm). Deeper or piled foundations should be costed separately. | Considered Not Applicable at time of Publication | (BEAMS Note 1) The ERC for this item should be added to the total of the ERC of the other P&M items on the site and the Buildings ERC (where applicable) to enable the correct contract size adjustment to be made. ERC of P&M Items + ERC of Building Component’s = Total ERC (net figure rateable items only) to which contract size adjustment should be applied The 2023 Generic Contractors Test Spreadsheet has this facility built into the programme - it is recommended you undertake all contractors test valuations using this spreadsheet. (Details on the application of contract size adjustments can be found in the RCG 2023 Guidance notes). Where RV is calculated using the comparative method (rental method) the contract size adjustment should be made as follows: Select - SCAT code box ""P and M as an addition” within the 2023 Generic Contractors Test Spreadsheet facility. Or Where the spreadsheet is not used take the: Reciprocal of statutory de-capitalisation rate (i.e. 5% reciprocal = 20) multiply by rateable value of the buildings (before any overall end allowances are made and after making a notional deduction for the land value) and add to the ERC of P&M. Use resultant figure to calculate contract size adjustment. (Guidance Notes - Section 6) | Deeper or piled foundations should be costed separately Costs include for External painting Additions for Foundations :- (See:- Cost Guide bit-sand bases - Section through typical bit-sand foundation). General The Cost figures are for tanks (mild steel) having 8mm thick bottom plates. The scales are suitable to tanks having bottom plate thicknesses of between 6mm and 10mm. | 1. Dia. of tank. 2. Height of tank. 3. Material tank is made out of and whether welded or bolted plates. 4. Painting. 5. Any other known features - internally lined et cetera. 6. Fixed or Floating Head. 7. Age. | Class 4, Table 4 Class 2 (d) Draining ; (e) Supplying Water ; (f) Protection from hazards. List of accessories 1 and 2 (v) | If under Class 2, whole if Class 2 provisos applies - other than. If under Class 4 Heating coils, rock wool insulation, paddles. Whole if Class 4 (d) | Foundations, catwalks, bunds, structural staircases, piles, fire protection equipment, high-level walkways. | It is assumed that the item forms part of an average size industrial, commercial or office complex. Where it would be normal to find more than one item in such a hereditament the ERC stated has been adjusted to reflect any number / quantity, discount. These figures are NOT one off figures. | General The Cost figures are for tanks (mild steel) having 8mm thick bottom plates. The scales are suitable to tanks having bottom plate thicknesses of between 6mm and 10mm. Tanks with bottom plates of 12.4mm thickness may have an addition of up to 40% to account for extra costs. The costs can be used as stage 1 costs for riveted tanks. For small tanks the addition for this type of foundations will be some 12% whereas for larger tanks a 9% addition is required. A 10% addition for foundations is therefore proposed to ALL BULK STORAGE TANKS where individual costings are not possible. In some cases the chemically inert fill layer may consist of concrete up to 100mm deep. The 10% addition is still applicable in these cases. For piled and thicker raft foundations under the tank further addition will be required and these should be calculated with reference to the relevant section in the Cost Guide or after discussion with BEAMS. | Photo 1 – Fixed head (Foreground) Floating Head (Background). | Duplicate photo needs deleting | 20135 |  | m3 | Per cubic metre | 3 - INDUSTRIAL | David Grace | Rob Hughes | 308.5339 | Option 3 | 335.2114 | 8.647% | 487.6687 | 488.7586 | 58.41% | 45.81% | 488.2218 | 58.24% | Indexed | Ryan Hobbs | VOA_GPN_GOV_UK\7246041 | 2022-07-06 | Low | - | Medium | Costs are based on provisional 2021 agreement with agents (email chain saved in Evidence tab). Since CG2023 is currently working from the same TPI start point (322) as CG2021 I have taken the rate without adjustment, and will bulk index closer to publication date. The 215A and 215W series are interchangeable and historically this has led to the codes in the valuer's "Scale" spreadsheet (see evidence tab) not always using the code that appears in the CG. I offered Rob Hughes to correct / rationalise this in CG2023 but he declined as they would have to update all their valuations. Therefore designation (fixed / floating head) and capacity (m3) is more important than actual code. | - | Costs need to be indexed by different indices to general TPI. Some thought will be required to make sure this happens correctly. | NA | Steel | 1.56 | (BEAMS Note 1) The ERC for this item should be added to the total of the ERC of the other P&M items on the site and the Buildings ERC (where applicable) to enable the correct contract size adjustment to be made. ERC of P&M Items + ERC of Building Component’s = Total ERC (net figure rateable items only) to which contract size adjustment should be applied The 2021 Generic Contractors Test Spreadsheet has this facility built into the programme - it is recommended you undertake all contractors test valuations using this spreadsheet. (Details on the application of contract size adjustments can be found in the RCG 2021 Guidance notes). Where RV is calculated using the comparative method (rental method) the contract size adjustment should be made as follows: Select - SCAT code box "P and M as an addition” within the 2021 Generic Contractors Test Spreadsheet facility. Or Where the spreadsheet is not used take the: Reciprocal of statutory de-capitalisation rate (i.e. 5% reciprocal = 20) multiply by rateable value of the buildings (before any overall end allowances are made and after making a notional deduction for the land value) and add to the ERC of P&M. Use resultant figure to calculate contract size adjustment. (Guidance Notes - Section 6) | Photo 1 – Fixed head (Foreground) Floating Head (Background). | Duplicate photo needs deleting | 1 | TRUE
5587 | 215W52 | 7349 | 215W52 | Tanks | Large vertical | Fuel depots / commercial tank farms | Floating head | 500m³ | Tanks - Large Vertical Cylindrical Single units or Fuel Depots / Commercial Tank Farms - Fixed Head Tanks found on Commercial Tank farms and Fuel Depots together with Individual Tanks, this type are generally an all steel construction (usually mild steel) with butt-welded shells and tap welded bottoms and roofs. The majority of these tanks are fixed head however floating head tanks in this range can be found usually in sizes over 15,000 cu. m. For Floating Head costs see relevant scale. These tanks are usually erected on site built over a purpose built Bitsand foundation (formed under the tank base plate). The Bitsand cone is usually formed on an over-site concrete base (e.g. 150 mm). Deeper or piled foundations should be costed separately. These type of tanks are intended for processed product storage and normally do not exceed 20,000 cu. m in volume although occasionally 25,000 cu. m tanks can be found in petrol storage depots. These types of tanks can be found on refineries and petro-chemical works where finished process products are stored. Fixed roofs are conical and self-supporting made of thin steel plates welded at the edges. There is a current practice to form a floating membrane inside the fixed head tank, this addition saves up to 95% emissions and is popular where petroleum products are being stored, usually in oil depots. The tanks are purpose designed usually by a project team headed by the tank farm operator and built to their specification in conjunction with the tank manufacturers. The design life is a minimum of 25 years providing the tank is subject to a regular maintenance programme and the products stored are restricted to those specified when the tank was designed. This fact should be remembered when considering age only allowances. Most bulk storage tanks are built with a cone up centre however some tanks have a sump in the centre of the tank. In the usual cone up situation the foundations to the tank should be established by reference to plans and sections and costed. Allowances :- These tanks are built to the tank farm operator specification. Cost Information and Design. The tank farm operator, from experience, knows what products will be stored in the tank and how corrosive or otherwise the stored products are. The tank manufacturers build the tanks giving some 25 years life trouble free, in reality such tanks with the correct product stored and maintained regularly should have a life of over 35 years without major refurbishments. Tanks found on Commercial Tank farms and Fuel Depots together with Individual tanks, this type are generally an all steel construction (usually mild steel) with butt-welded shells and tap welded bottoms and roofs. The majority of these tanks are fixed head however floating head tanks in this range can be found usually in sizes over 15,000 cu. m. For costs of floating head tanks see floating head scale. These tanks are usually erected on site built over a purpose built Bitsand foundation (formed under the tank base plate). The Bitsand cone is usually formed on an over-site concrete base (e.g. 150 mm). Deeper or piled foundations should be costed separately. Tanks found on Commercial Tank farms and Fuel Depots together with Individual Tanks, this type are generally an all steel construction (usually mild steel) with butt-welded shells and tap welded bottoms and roofs. The majority of these tanks are fixed head however floating head tanks in this range can be found usually in sizes over 15,000 cu. m. For costs of floating head tanks see floating head scale. These tanks are usually erected on site built over a purpose built Bitsand foundation (formed under the tank base plate). The Bitsand cone is usually formed on an over-site concrete base (e.g. 150 mm). Deeper or piled foundations should be costed separately. | Considered Not Applicable at time of Publication | (BEAMS Note 1) The ERC for this item should be added to the total of the ERC of the other P&M items on the site and the Buildings ERC (where applicable) to enable the correct contract size adjustment to be made. ERC of P&M Items + ERC of Building Component’s = Total ERC (net figure rateable items only) to which contract size adjustment should be applied The 2023 Generic Contractors Test Spreadsheet has this facility built into the programme - it is recommended you undertake all contractors test valuations using this spreadsheet. (Details on the application of contract size adjustments can be found in the RCG 2023 Guidance notes). Where RV is calculated using the comparative method (rental method) the contract size adjustment should be made as follows: Select - SCAT code box ""P and M as an addition” within the 2023 Generic Contractors Test Spreadsheet facility. Or Where the spreadsheet is not used take the: Reciprocal of statutory de-capitalisation rate (i.e. 5% reciprocal = 20) multiply by rateable value of the buildings (before any overall end allowances are made and after making a notional deduction for the land value) and add to the ERC of P&M. Use resultant figure to calculate contract size adjustment. (Guidance Notes - Section 6) | Deeper or piled foundations should be costed separately Costs include for External painting Additions for Foundations :- (See:- Cost Guide bit-sand bases - Section through typical bit-sand foundation). General The Cost figures are for tanks (mild steel) having 8mm thick bottom plates. The scales are suitable to tanks having bottom plate thicknesses of between 6mm and 10mm. | 1. Dia. of tank. 2. Height of tank. 3. Material tank is made out of and whether welded or bolted plates. 4. Painting. 5. Any other known features - internally lined et cetera. 6. Fixed or Floating Head. 7. Age. | Class 4, Table 4 Class 2 (d) Draining ; (e) Supplying Water ; (f) Protection from hazards. List of accessories 1 and 2 (v) | If under Class 2, whole if Class 2 provisos applies - other than. If under Class 4 Heating coils, rock wool insulation, paddles. Whole if Class 4 (d) | Foundations, catwalks, bunds, structural staircases, piles, fire protection equipment, high-level walkways. | It is assumed that the item forms part of an average size industrial, commercial or office complex. Where it would be normal to find more than one item in such a hereditament the ERC stated has been adjusted to reflect any number / quantity, discount. These figures are NOT one off figures. | General The Cost figures are for tanks (mild steel) having 8mm thick bottom plates. The scales are suitable to tanks having bottom plate thicknesses of between 6mm and 10mm. Tanks with bottom plates of 12.4mm thickness may have an addition of up to 40% to account for extra costs. The costs can be used as stage 1 costs for riveted tanks. For small tanks the addition for this type of foundations will be some 12% whereas for larger tanks a 9% addition is required. A 10% addition for foundations is therefore proposed to ALL BULK STORAGE TANKS where individual costings are not possible. In some cases the chemically inert fill layer may consist of concrete up to 100mm deep. The 10% addition is still applicable in these cases. For piled and thicker raft foundations under the tank further addition will be required and these should be calculated with reference to the relevant section in the Cost Guide or after discussion with BEAMS. | Photo 1 – Fixed head (Foreground) Floating Head (Background). | Duplicate photo needs deleting | 20135 |  | m3 | Per cubic metre | 3 - INDUSTRIAL | David Grace | Rob Hughes | 298.6021 | Option 3 | 324.4209 | 8.647% | 457.6583 | 458.6812 | 53.61% | 41.38% | 458.6597 | 53.6% | Indexed | Ryan Hobbs | VOA_GPN_GOV_UK\7246041 | 2020-12-22 | Low | - | Medium | Costs are based on provisional 2021 agreement with agents (email chain saved in Evidence tab). Since CG2023 is currently working from the same TPI start point (322) as CG2021 I have taken the rate without adjustment, and will bulk index closer to publication date. The 215A and 215W series are interchangeable and historically this has led to the codes in the valuer's "Scale" spreadsheet (see evidence tab) not always using the code that appears in the CG. I offered Rob Hughes to correct / rationalise this in CG2023 but he declined as they would have to update all their valuations. Therefore designation (fixed / floating head) and capacity (m3) is more important than actual code. | - | Costs need to be indexed by different indices to general TPI. Some thought will be required to make sure this happens correctly. | NA | Steel | 1.56 | (BEAMS Note 1) The ERC for this item should be added to the total of the ERC of the other P&M items on the site and the Buildings ERC (where applicable) to enable the correct contract size adjustment to be made. ERC of P&M Items + ERC of Building Component’s = Total ERC (net figure rateable items only) to which contract size adjustment should be applied The 2021 Generic Contractors Test Spreadsheet has this facility built into the programme - it is recommended you undertake all contractors test valuations using this spreadsheet. (Details on the application of contract size adjustments can be found in the RCG 2021 Guidance notes). Where RV is calculated using the comparative method (rental method) the contract size adjustment should be made as follows: Select - SCAT code box "P and M as an addition” within the 2021 Generic Contractors Test Spreadsheet facility. Or Where the spreadsheet is not used take the: Reciprocal of statutory de-capitalisation rate (i.e. 5% reciprocal = 20) multiply by rateable value of the buildings (before any overall end allowances are made and after making a notional deduction for the land value) and add to the ERC of P&M. Use resultant figure to calculate contract size adjustment. (Guidance Notes - Section 6) | Photo 1 – Fixed head (Foreground) Floating Head (Background). | Duplicate photo needs deleting | 1 | TRUE
5588 | 215W53 | 7352 | 215W53 | Tanks | Large vertical | Fuel depots / commercial tank farms | Floating head | 750m³ | Tanks - Large Vertical Cylindrical Single units or Fuel Depots / Commercial Tank Farms - Fixed Head Tanks found on Commercial Tank farms and Fuel Depots together with Individual Tanks, this type are generally an all steel construction (usually mild steel) with butt-welded shells and tap welded bottoms and roofs. The majority of these tanks are fixed head however floating head tanks in this range can be found usually in sizes over 15,000 cu. m. For Floating Head costs see relevant scale. These tanks are usually erected on site built over a purpose built Bitsand foundation (formed under the tank base plate). The Bitsand cone is usually formed on an over-site concrete base (e.g. 150 mm). Deeper or piled foundations should be costed separately. These type of tanks are intended for processed product storage and normally do not exceed 20,000 cu. m in volume although occasionally 25,000 cu. m tanks can be found in petrol storage depots. These types of tanks can be found on refineries and petro-chemical works where finished process products are stored. Fixed roofs are conical and self-supporting made of thin steel plates welded at the edges. There is a current practice to form a floating membrane inside the fixed head tank, this addition saves up to 95% emissions and is popular where petroleum products are being stored, usually in oil depots. The tanks are purpose designed usually by a project team headed by the tank farm operator and built to their specification in conjunction with the tank manufacturers. The design life is a minimum of 25 years providing the tank is subject to a regular maintenance programme and the products stored are restricted to those specified when the tank was designed. This fact should be remembered when considering age only allowances. Most bulk storage tanks are built with a cone up centre however some tanks have a sump in the centre of the tank. In the usual cone up situation the foundations to the tank should be established by reference to plans and sections and costed. Allowances :- These tanks are built to the tank farm operator specification. Cost Information and Design. The tank farm operator, from experience, knows what products will be stored in the tank and how corrosive or otherwise the stored products are. The tank manufacturers build the tanks giving some 25 years life trouble free, in reality such tanks with the correct product stored and maintained regularly should have a life of over 35 years without major refurbishments. Tanks found on Commercial Tank farms and Fuel Depots together with Individual tanks, this type are generally an all steel construction (usually mild steel) with butt-welded shells and tap welded bottoms and roofs. The majority of these tanks are fixed head however floating head tanks in this range can be found usually in sizes over 15,000 cu. m. For costs of floating head tanks see floating head scale. These tanks are usually erected on site built over a purpose built Bitsand foundation (formed under the tank base plate). The Bitsand cone is usually formed on an over-site concrete base (e.g. 150 mm). Deeper or piled foundations should be costed separately. Tanks found on Commercial Tank farms and Fuel Depots together with Individual Tanks, this type are generally an all steel construction (usually mild steel) with butt-welded shells and tap welded bottoms and roofs. The majority of these tanks are fixed head however floating head tanks in this range can be found usually in sizes over 15,000 cu. m. For costs of floating head tanks see floating head scale. These tanks are usually erected on site built over a purpose built Bitsand foundation (formed under the tank base plate). The Bitsand cone is usually formed on an over-site concrete base (e.g. 150 mm). Deeper or piled foundations should be costed separately. | Considered Not Applicable at time of Publication | (BEAMS Note 1) The ERC for this item should be added to the total of the ERC of the other P&M items on the site and the Buildings ERC (where applicable) to enable the correct contract size adjustment to be made. ERC of P&M Items + ERC of Building Component’s = Total ERC (net figure rateable items only) to which contract size adjustment should be applied The 2023 Generic Contractors Test Spreadsheet has this facility built into the programme - it is recommended you undertake all contractors test valuations using this spreadsheet. (Details on the application of contract size adjustments can be found in the RCG 2023 Guidance notes). Where RV is calculated using the comparative method (rental method) the contract size adjustment should be made as follows: Select - SCAT code box ""P and M as an addition” within the 2023 Generic Contractors Test Spreadsheet facility. Or Where the spreadsheet is not used take the: Reciprocal of statutory de-capitalisation rate (i.e. 5% reciprocal = 20) multiply by rateable value of the buildings (before any overall end allowances are made and after making a notional deduction for the land value) and add to the ERC of P&M. Use resultant figure to calculate contract size adjustment. (Guidance Notes - Section 6) | Deeper or piled foundations should be costed separately Costs include for External painting Additions for Foundations :- (See:- Cost Guide bit-sand bases - Section through typical bit-sand foundation). General The Cost figures are for tanks (mild steel) having 8mm thick bottom plates. The scales are suitable to tanks having bottom plate thicknesses of between 6mm and 10mm. | 1. Dia. of tank. 2. Height of tank. 3. Material tank is made out of and whether welded or bolted plates. 4. Painting. 5. Any other known features - internally lined et cetera. 6. Fixed or Floating Head. 7. Age. | Class 4, Table 4 Class 2 (d) Draining ; (e) Supplying Water ; (f) Protection from hazards. List of accessories 1 and 2 (v) | If under Class 2, whole if Class 2 provisos applies - other than. If under Class 4 Heating coils, rock wool insulation, paddles. Whole if Class 4 (d) | Foundations, catwalks, bunds, structural staircases, piles, fire protection equipment, high-level walkways. | It is assumed that the item forms part of an average size industrial, commercial or office complex. Where it would be normal to find more than one item in such a hereditament the ERC stated has been adjusted to reflect any number / quantity, discount. These figures are NOT one off figures. | General The Cost figures are for tanks (mild steel) having 8mm thick bottom plates. The scales are suitable to tanks having bottom plate thicknesses of between 6mm and 10mm. Tanks with bottom plates of 12.4mm thickness may have an addition of up to 40% to account for extra costs. The costs can be used as stage 1 costs for riveted tanks. For small tanks the addition for this type of foundations will be some 12% whereas for larger tanks a 9% addition is required. A 10% addition for foundations is therefore proposed to ALL BULK STORAGE TANKS where individual costings are not possible. In some cases the chemically inert fill layer may consist of concrete up to 100mm deep. The 10% addition is still applicable in these cases. For piled and thicker raft foundations under the tank further addition will be required and these should be calculated with reference to the relevant section in the Cost Guide or after discussion with BEAMS. | Photo 1 – Fixed head (Foreground) Floating Head (Background). | Duplicate photo needs deleting | 20135 |  | m3 | Per cubic metre | 3 - INDUSTRIAL | David Grace | Rob Hughes | 248.9064 | Option 3 | 270.4282 | 8.647% | 372.9862 | 373.8198 | 50.18% | 38.23% | 373.6694 | 50.12% | Indexed | Ryan Hobbs | VOA_GPN_GOV_UK\7246041 | 2020-12-22 | Low | - | Medium | Costs are based on provisional 2021 agreement with agents (email chain saved in Evidence tab). Since CG2023 is currently working from the same TPI start point (322) as CG2021 I have taken the rate without adjustment, and will bulk index closer to publication date. The 215A and 215W series are interchangeable and historically this has led to the codes in the valuer's "Scale" spreadsheet (see evidence tab) not always using the code that appears in the CG. I offered Rob Hughes to correct / rationalise this in CG2023 but he declined as they would have to update all their valuations. Therefore designation (fixed / floating head) and capacity (m3) is more important than actual code. | - | Costs need to be indexed by different indices to general TPI. Some thought will be required to make sure this happens correctly. | NA | Steel | 1.56 | (BEAMS Note 1) The ERC for this item should be added to the total of the ERC of the other P&M items on the site and the Buildings ERC (where applicable) to enable the correct contract size adjustment to be made. ERC of P&M Items + ERC of Building Component’s = Total ERC (net figure rateable items only) to which contract size adjustment should be applied The 2021 Generic Contractors Test Spreadsheet has this facility built into the programme - it is recommended you undertake all contractors test valuations using this spreadsheet. (Details on the application of contract size adjustments can be found in the RCG 2021 Guidance notes). Where RV is calculated using the comparative method (rental method) the contract size adjustment should be made as follows: Select - SCAT code box "P and M as an addition” within the 2021 Generic Contractors Test Spreadsheet facility. Or Where the spreadsheet is not used take the: Reciprocal of statutory de-capitalisation rate (i.e. 5% reciprocal = 20) multiply by rateable value of the buildings (before any overall end allowances are made and after making a notional deduction for the land value) and add to the ERC of P&M. Use resultant figure to calculate contract size adjustment. (Guidance Notes - Section 6) | Photo 1 – Fixed head (Foreground) Floating Head (Background). | Duplicate photo needs deleting | 1 | TRUE
5589 | 215W54 | 7355 | 215W54 | Tanks | Large vertical | Fuel depots / commercial tank farms | Floating head | 1000m³ | Tanks - Large Vertical Cylindrical Single units or Fuel Depots / Commercial Tank Farms - Fixed Head Tanks found on Commercial Tank farms and Fuel Depots together with Individual Tanks, this type are generally an all steel construction (usually mild steel) with butt-welded shells and tap welded bottoms and roofs. The majority of these tanks are fixed head however floating head tanks in this range can be found usually in sizes over 15,000 cu. m. For Floating Head costs see relevant scale. These tanks are usually erected on site built over a purpose built Bitsand foundation (formed under the tank base plate). The Bitsand cone is usually formed on an over-site concrete base (e.g. 150 mm). Deeper or piled foundations should be costed separately. These type of tanks are intended for processed product storage and normally do not exceed 20,000 cu. m in volume although occasionally 25,000 cu. m tanks can be found in petrol storage depots. These types of tanks can be found on refineries and petro-chemical works where finished process products are stored. Fixed roofs are conical and self-supporting made of thin steel plates welded at the edges. There is a current practice to form a floating membrane inside the fixed head tank, this addition saves up to 95% emissions and is popular where petroleum products are being stored, usually in oil depots. The tanks are purpose designed usually by a project team headed by the tank farm operator and built to their specification in conjunction with the tank manufacturers. The design life is a minimum of 25 years providing the tank is subject to a regular maintenance programme and the products stored are restricted to those specified when the tank was designed. This fact should be remembered when considering age only allowances. Most bulk storage tanks are built with a cone up centre however some tanks have a sump in the centre of the tank. In the usual cone up situation the foundations to the tank should be established by reference to plans and sections and costed. Allowances :- These tanks are built to the tank farm operator specification. Cost Information and Design. The tank farm operator, from experience, knows what products will be stored in the tank and how corrosive or otherwise the stored products are. The tank manufacturers build the tanks giving some 25 years life trouble free, in reality such tanks with the correct product stored and maintained regularly should have a life of over 35 years without major refurbishments. Tanks found on Commercial Tank farms and Fuel Depots together with Individual tanks, this type are generally an all steel construction (usually mild steel) with butt-welded shells and tap welded bottoms and roofs. The majority of these tanks are fixed head however floating head tanks in this range can be found usually in sizes over 15,000 cu. m. For costs of floating head tanks see floating head scale. These tanks are usually erected on site built over a purpose built Bitsand foundation (formed under the tank base plate). The Bitsand cone is usually formed on an over-site concrete base (e.g. 150 mm). Deeper or piled foundations should be costed separately. Tanks found on Commercial Tank farms and Fuel Depots together with Individual Tanks, this type are generally an all steel construction (usually mild steel) with butt-welded shells and tap welded bottoms and roofs. The majority of these tanks are fixed head however floating head tanks in this range can be found usually in sizes over 15,000 cu. m. For costs of floating head tanks see floating head scale. These tanks are usually erected on site built over a purpose built Bitsand foundation (formed under the tank base plate). The Bitsand cone is usually formed on an over-site concrete base (e.g. 150 mm). Deeper or piled foundations should be costed separately. | Considered Not Applicable at time of Publication | (BEAMS Note 1) The ERC for this item should be added to the total of the ERC of the other P&M items on the site and the Buildings ERC (where applicable) to enable the correct contract size adjustment to be made. ERC of P&M Items + ERC of Building Component’s = Total ERC (net figure rateable items only) to which contract size adjustment should be applied The 2023 Generic Contractors Test Spreadsheet has this facility built into the programme - it is recommended you undertake all contractors test valuations using this spreadsheet. (Details on the application of contract size adjustments can be found in the RCG 2023 Guidance notes). Where RV is calculated using the comparative method (rental method) the contract size adjustment should be made as follows: Select - SCAT code box ""P and M as an addition” within the 2023 Generic Contractors Test Spreadsheet facility. Or Where the spreadsheet is not used take the: Reciprocal of statutory de-capitalisation rate (i.e. 5% reciprocal = 20) multiply by rateable value of the buildings (before any overall end allowances are made and after making a notional deduction for the land value) and add to the ERC of P&M. Use resultant figure to calculate contract size adjustment. (Guidance Notes - Section 6) | Deeper or piled foundations should be costed separately Costs include for External painting Additions for Foundations :- (See:- Cost Guide bit-sand bases - Section through typical bit-sand foundation). General The Cost figures are for tanks (mild steel) having 8mm thick bottom plates. The scales are suitable to tanks having bottom plate thicknesses of between 6mm and 10mm. | 1. Dia. of tank. 2. Height of tank. 3. Material tank is made out of and whether welded or bolted plates. 4. Painting. 5. Any other known features - internally lined et cetera. 6. Fixed or Floating Head. 7. Age. | Class 4, Table 4 Class 2 (d) Draining ; (e) Supplying Water ; (f) Protection from hazards. List of accessories 1 and 2 (v) | If under Class 2, whole if Class 2 provisos applies - other than. If under Class 4 Heating coils, rock wool insulation, paddles. Whole if Class 4 (d) | Foundations, catwalks, bunds, structural staircases, piles, fire protection equipment, high-level walkways. | It is assumed that the item forms part of an average size industrial, commercial or office complex. Where it would be normal to find more than one item in such a hereditament the ERC stated has been adjusted to reflect any number / quantity, discount. These figures are NOT one off figures. | General The Cost figures are for tanks (mild steel) having 8mm thick bottom plates. The scales are suitable to tanks having bottom plate thicknesses of between 6mm and 10mm. Tanks with bottom plates of 12.4mm thickness may have an addition of up to 40% to account for extra costs. The costs can be used as stage 1 costs for riveted tanks. For small tanks the addition for this type of foundations will be some 12% whereas for larger tanks a 9% addition is required. A 10% addition for foundations is therefore proposed to ALL BULK STORAGE TANKS where individual costings are not possible. In some cases the chemically inert fill layer may consist of concrete up to 100mm deep. The 10% addition is still applicable in these cases. For piled and thicker raft foundations under the tank further addition will be required and these should be calculated with reference to the relevant section in the Cost Guide or after discussion with BEAMS. | Photo 1 – Fixed head (Foreground) Floating Head (Background). | Duplicate photo needs deleting | 20135 |  | m3 | Per cubic metre | 3 - INDUSTRIAL | David Grace | Rob Hughes | 223.7589 | Option 3 | 243.1064 | 8.647% | 331.186 | 331.9262 | 48.34% | 36.54% | 331.6576 | 48.22% | Indexed | Ryan Hobbs | VOA_GPN_GOV_UK\7246041 | 2020-12-22 | Low | - | Medium | Costs are based on provisional 2021 agreement with agents (email chain saved in Evidence tab). Since CG2023 is currently working from the same TPI start point (322) as CG2021 I have taken the rate without adjustment, and will bulk index closer to publication date. The 215A and 215W series are interchangeable and historically this has led to the codes in the valuer's "Scale" spreadsheet (see evidence tab) not always using the code that appears in the CG. I offered Rob Hughes to correct / rationalise this in CG2023 but he declined as they would have to update all their valuations. Therefore designation (fixed / floating head) and capacity (m3) is more important than actual code. | - | Costs need to be indexed by different indices to general TPI. Some thought will be required to make sure this happens correctly. | NA | Steel | 1.56 | (BEAMS Note 1) The ERC for this item should be added to the total of the ERC of the other P&M items on the site and the Buildings ERC (where applicable) to enable the correct contract size adjustment to be made. ERC of P&M Items + ERC of Building Component’s = Total ERC (net figure rateable items only) to which contract size adjustment should be applied The 2021 Generic Contractors Test Spreadsheet has this facility built into the programme - it is recommended you undertake all contractors test valuations using this spreadsheet. (Details on the application of contract size adjustments can be found in the RCG 2021 Guidance notes). Where RV is calculated using the comparative method (rental method) the contract size adjustment should be made as follows: Select - SCAT code box "P and M as an addition” within the 2021 Generic Contractors Test Spreadsheet facility. Or Where the spreadsheet is not used take the: Reciprocal of statutory de-capitalisation rate (i.e. 5% reciprocal = 20) multiply by rateable value of the buildings (before any overall end allowances are made and after making a notional deduction for the land value) and add to the ERC of P&M. Use resultant figure to calculate contract size adjustment. (Guidance Notes - Section 6) | Photo 1 – Fixed head (Foreground) Floating Head (Background). | Duplicate photo needs deleting | 1 | TRUE
5590 | 215W55 | 7357 | 215W55 | Tanks | Large vertical | Fuel depots / commercial tank farms | Floating head | 1250m³ | Tanks - Large Vertical Cylindrical Single units or Fuel Depots / Commercial Tank Farms - Fixed Head Tanks found on Commercial Tank farms and Fuel Depots together with Individual Tanks, this type are generally an all steel construction (usually mild steel) with butt-welded shells and tap welded bottoms and roofs. The majority of these tanks are fixed head however floating head tanks in this range can be found usually in sizes over 15,000 cu. m. For Floating Head costs see relevant scale. These tanks are usually erected on site built over a purpose built Bitsand foundation (formed under the tank base plate). The Bitsand cone is usually formed on an over-site concrete base (e.g. 150 mm). Deeper or piled foundations should be costed separately. These type of tanks are intended for processed product storage and normally do not exceed 20,000 cu. m in volume although occasionally 25,000 cu. m tanks can be found in petrol storage depots. These types of tanks can be found on refineries and petro-chemical works where finished process products are stored. Fixed roofs are conical and self-supporting made of thin steel plates welded at the edges. There is a current practice to form a floating membrane inside the fixed head tank, this addition saves up to 95% emissions and is popular where petroleum products are being stored, usually in oil depots. The tanks are purpose designed usually by a project team headed by the tank farm operator and built to their specification in conjunction with the tank manufacturers. The design life is a minimum of 25 years providing the tank is subject to a regular maintenance programme and the products stored are restricted to those specified when the tank was designed. This fact should be remembered when considering age only allowances. Most bulk storage tanks are built with a cone up centre however some tanks have a sump in the centre of the tank. In the usual cone up situation the foundations to the tank should be established by reference to plans and sections and costed. Allowances :- These tanks are built to the tank farm operator specification. Cost Information and Design. The tank farm operator, from experience, knows what products will be stored in the tank and how corrosive or otherwise the stored products are. The tank manufacturers build the tanks giving some 25 years life trouble free, in reality such tanks with the correct product stored and maintained regularly should have a life of over 35 years without major refurbishments. Tanks found on Commercial Tank farms and Fuel Depots together with Individual tanks, this type are generally an all steel construction (usually mild steel) with butt-welded shells and tap welded bottoms and roofs. The majority of these tanks are fixed head however floating head tanks in this range can be found usually in sizes over 15,000 cu. m. For costs of floating head tanks see floating head scale. These tanks are usually erected on site built over a purpose built Bitsand foundation (formed under the tank base plate). The Bitsand cone is usually formed on an over-site concrete base (e.g. 150 mm). Deeper or piled foundations should be costed separately. Tanks found on Commercial Tank farms and Fuel Depots together with Individual Tanks, this type are generally an all steel construction (usually mild steel) with butt-welded shells and tap welded bottoms and roofs. The majority of these tanks are fixed head however floating head tanks in this range can be found usually in sizes over 15,000 cu. m. For costs of floating head tanks see floating head scale. These tanks are usually erected on site built over a purpose built Bitsand foundation (formed under the tank base plate). The Bitsand cone is usually formed on an over-site concrete base (e.g. 150 mm). Deeper or piled foundations should be costed separately. | Considered Not Applicable at time of Publication | (BEAMS Note 1) The ERC for this item should be added to the total of the ERC of the other P&M items on the site and the Buildings ERC (where applicable) to enable the correct contract size adjustment to be made. ERC of P&M Items + ERC of Building Component’s = Total ERC (net figure rateable items only) to which contract size adjustment should be applied The 2023 Generic Contractors Test Spreadsheet has this facility built into the programme - it is recommended you undertake all contractors test valuations using this spreadsheet. (Details on the application of contract size adjustments can be found in the RCG 2023 Guidance notes). Where RV is calculated using the comparative method (rental method) the contract size adjustment should be made as follows: Select - SCAT code box ""P and M as an addition” within the 2023 Generic Contractors Test Spreadsheet facility. Or Where the spreadsheet is not used take the: Reciprocal of statutory de-capitalisation rate (i.e. 5% reciprocal = 20) multiply by rateable value of the buildings (before any overall end allowances are made and after making a notional deduction for the land value) and add to the ERC of P&M. Use resultant figure to calculate contract size adjustment. (Guidance Notes - Section 6) | Deeper or piled foundations should be costed separately Costs include for External painting Additions for Foundations :- (See:- Cost Guide bit-sand bases - Section through typical bit-sand foundation). General The Cost figures are for tanks (mild steel) having 8mm thick bottom plates. The scales are suitable to tanks having bottom plate thicknesses of between 6mm and 10mm. | 1. Dia. of tank. 2. Height of tank. 3. Material tank is made out of and whether welded or bolted plates. 4. Painting. 5. Any other known features - internally lined et cetera. 6. Fixed or Floating Head. 7. Age. | Class 4, Table 4 Class 2 (d) Draining ; (e) Supplying Water ; (f) Protection from hazards. List of accessories 1 and 2 (v) | If under Class 2, whole if Class 2 provisos applies - other than. If under Class 4 Heating coils, rock wool insulation, paddles. Whole if Class 4 (d) | Foundations, catwalks, bunds, structural staircases, piles, fire protection equipment, high-level walkways. | It is assumed that the item forms part of an average size industrial, commercial or office complex. Where it would be normal to find more than one item in such a hereditament the ERC stated has been adjusted to reflect any number / quantity, discount. These figures are NOT one off figures. | General The Cost figures are for tanks (mild steel) having 8mm thick bottom plates. The scales are suitable to tanks having bottom plate thicknesses of between 6mm and 10mm. Tanks with bottom plates of 12.4mm thickness may have an addition of up to 40% to account for extra costs. The costs can be used as stage 1 costs for riveted tanks. For small tanks the addition for this type of foundations will be some 12% whereas for larger tanks a 9% addition is required. A 10% addition for foundations is therefore proposed to ALL BULK STORAGE TANKS where individual costings are not possible. In some cases the chemically inert fill layer may consist of concrete up to 100mm deep. The 10% addition is still applicable in these cases. For piled and thicker raft foundations under the tank further addition will be required and these should be calculated with reference to the relevant section in the Cost Guide or after discussion with BEAMS. | Photo 1 – Fixed head (Foreground) Floating Head (Background). | Duplicate photo needs deleting | 20135 |  | m3 | Per cubic metre | 3 - INDUSTRIAL | David Grace | Rob Hughes | 196.0062 | Option 3 | 212.9539 | 8.647% | 287.2422 | 287.8842 | 46.88% | 35.19% | 287.9379 | 46.9% | Indexed | Ryan Hobbs | VOA_GPN_GOV_UK\7246041 | 2020-12-22 | Low | - | Medium | Costs are based on provisional 2021 agreement with agents (email chain saved in Evidence tab). Since CG2023 is currently working from the same TPI start point (322) as CG2021 I have taken the rate without adjustment, and will bulk index closer to publication date. The 215A and 215W series are interchangeable and historically this has led to the codes in the valuer's "Scale" spreadsheet (see evidence tab) not always using the code that appears in the CG. I offered Rob Hughes to correct / rationalise this in CG2023 but he declined as they would have to update all their valuations. Therefore designation (fixed / floating head) and capacity (m3) is more important than actual code. | - | Costs need to be indexed by different indices to general TPI. Some thought will be required to make sure this happens correctly. | NA | Steel | 1.56 | (BEAMS Note 1) The ERC for this item should be added to the total of the ERC of the other P&M items on the site and the Buildings ERC (where applicable) to enable the correct contract size adjustment to be made. ERC of P&M Items + ERC of Building Component’s = Total ERC (net figure rateable items only) to which contract size adjustment should be applied The 2021 Generic Contractors Test Spreadsheet has this facility built into the programme - it is recommended you undertake all contractors test valuations using this spreadsheet. (Details on the application of contract size adjustments can be found in the RCG 2021 Guidance notes). Where RV is calculated using the comparative method (rental method) the contract size adjustment should be made as follows: Select - SCAT code box "P and M as an addition” within the 2021 Generic Contractors Test Spreadsheet facility. Or Where the spreadsheet is not used take the: Reciprocal of statutory de-capitalisation rate (i.e. 5% reciprocal = 20) multiply by rateable value of the buildings (before any overall end allowances are made and after making a notional deduction for the land value) and add to the ERC of P&M. Use resultant figure to calculate contract size adjustment. (Guidance Notes - Section 6) | Photo 1 – Fixed head (Foreground) Floating Head (Background). | Duplicate photo needs deleting | 1 | TRUE
5591 | 215W56 | 7360 | 215W56 | Tanks | Large vertical | Fuel depots / commercial tank farms | Floating head | 1500m³ | Tanks - Large Vertical Cylindrical Single units or Fuel Depots / Commercial Tank Farms - Fixed Head Tanks found on Commercial Tank farms and Fuel Depots together with Individual Tanks, this type are generally an all steel construction (usually mild steel) with butt-welded shells and tap welded bottoms and roofs. The majority of these tanks are fixed head however floating head tanks in this range can be found usually in sizes over 15,000 cu. m. For Floating Head costs see relevant scale. These tanks are usually erected on site built over a purpose built Bitsand foundation (formed under the tank base plate). The Bitsand cone is usually formed on an over-site concrete base (e.g. 150 mm). Deeper or piled foundations should be costed separately. These type of tanks are intended for processed product storage and normally do not exceed 20,000 cu. m in volume although occasionally 25,000 cu. m tanks can be found in petrol storage depots. These types of tanks can be found on refineries and petro-chemical works where finished process products are stored. Fixed roofs are conical and self-supporting made of thin steel plates welded at the edges. There is a current practice to form a floating membrane inside the fixed head tank, this addition saves up to 95% emissions and is popular where petroleum products are being stored, usually in oil depots. The tanks are purpose designed usually by a project team headed by the tank farm operator and built to their specification in conjunction with the tank manufacturers. The design life is a minimum of 25 years providing the tank is subject to a regular maintenance programme and the products stored are restricted to those specified when the tank was designed. This fact should be remembered when considering age only allowances. Most bulk storage tanks are built with a cone up centre however some tanks have a sump in the centre of the tank. In the usual cone up situation the foundations to the tank should be established by reference to plans and sections and costed. Allowances :- These tanks are built to the tank farm operator specification. Cost Information and Design. The tank farm operator, from experience, knows what products will be stored in the tank and how corrosive or otherwise the stored products are. The tank manufacturers build the tanks giving some 25 years life trouble free, in reality such tanks with the correct product stored and maintained regularly should have a life of over 35 years without major refurbishments. Tanks found on Commercial Tank farms and Fuel Depots together with Individual tanks, this type are generally an all steel construction (usually mild steel) with butt-welded shells and tap welded bottoms and roofs. The majority of these tanks are fixed head however floating head tanks in this range can be found usually in sizes over 15,000 cu. m. For costs of floating head tanks see floating head scale. These tanks are usually erected on site built over a purpose built Bitsand foundation (formed under the tank base plate). The Bitsand cone is usually formed on an over-site concrete base (e.g. 150 mm). Deeper or piled foundations should be costed separately. Tanks found on Commercial Tank farms and Fuel Depots together with Individual Tanks, this type are generally an all steel construction (usually mild steel) with butt-welded shells and tap welded bottoms and roofs. The majority of these tanks are fixed head however floating head tanks in this range can be found usually in sizes over 15,000 cu. m. For costs of floating head tanks see floating head scale. These tanks are usually erected on site built over a purpose built Bitsand foundation (formed under the tank base plate). The Bitsand cone is usually formed on an over-site concrete base (e.g. 150 mm). Deeper or piled foundations should be costed separately. | Considered Not Applicable at time of Publication | (BEAMS Note 1) The ERC for this item should be added to the total of the ERC of the other P&M items on the site and the Buildings ERC (where applicable) to enable the correct contract size adjustment to be made. ERC of P&M Items + ERC of Building Component’s = Total ERC (net figure rateable items only) to which contract size adjustment should be applied The 2023 Generic Contractors Test Spreadsheet has this facility built into the programme - it is recommended you undertake all contractors test valuations using this spreadsheet. (Details on the application of contract size adjustments can be found in the RCG 2023 Guidance notes). Where RV is calculated using the comparative method (rental method) the contract size adjustment should be made as follows: Select - SCAT code box ""P and M as an addition” within the 2023 Generic Contractors Test Spreadsheet facility. Or Where the spreadsheet is not used take the: Reciprocal of statutory de-capitalisation rate (i.e. 5% reciprocal = 20) multiply by rateable value of the buildings (before any overall end allowances are made and after making a notional deduction for the land value) and add to the ERC of P&M. Use resultant figure to calculate contract size adjustment. (Guidance Notes - Section 6) | Deeper or piled foundations should be costed separately Costs include for External painting Additions for Foundations :- (See:- Cost Guide bit-sand bases - Section through typical bit-sand foundation). General The Cost figures are for tanks (mild steel) having 8mm thick bottom plates. The scales are suitable to tanks having bottom plate thicknesses of between 6mm and 10mm. | 1. Dia. of tank. 2. Height of tank. 3. Material tank is made out of and whether welded or bolted plates. 4. Painting. 5. Any other known features - internally lined et cetera. 6. Fixed or Floating Head. 7. Age. | Class 4, Table 4 Class 2 (d) Draining ; (e) Supplying Water ; (f) Protection from hazards. List of accessories 1 and 2 (v) | If under Class 2, whole if Class 2 provisos applies - other than. If under Class 4 Heating coils, rock wool insulation, paddles. Whole if Class 4 (d) | Foundations, catwalks, bunds, structural staircases, piles, fire protection equipment, high-level walkways. | It is assumed that the item forms part of an average size industrial, commercial or office complex. Where it would be normal to find more than one item in such a hereditament the ERC stated has been adjusted to reflect any number / quantity, discount. These figures are NOT one off figures. | General The Cost figures are for tanks (mild steel) having 8mm thick bottom plates. The scales are suitable to tanks having bottom plate thicknesses of between 6mm and 10mm. Tanks with bottom plates of 12.4mm thickness may have an addition of up to 40% to account for extra costs. The costs can be used as stage 1 costs for riveted tanks. For small tanks the addition for this type of foundations will be some 12% whereas for larger tanks a 9% addition is required. A 10% addition for foundations is therefore proposed to ALL BULK STORAGE TANKS where individual costings are not possible. In some cases the chemically inert fill layer may consist of concrete up to 100mm deep. The 10% addition is still applicable in these cases. For piled and thicker raft foundations under the tank further addition will be required and these should be calculated with reference to the relevant section in the Cost Guide or after discussion with BEAMS. | Photo 1 – Fixed head (Foreground) Floating Head (Background). | Duplicate photo needs deleting | 20135 |  | m3 | Per cubic metre | 3 - INDUSTRIAL | David Grace | Rob Hughes | 175.9836 | Option 3 | 191.2001 | 8.647% | 258.3036 | 258.8809 | 47.11% | 35.4% | 258.5587 | 46.92% | Indexed | Ryan Hobbs | VOA_GPN_GOV_UK\7246041 | 2020-12-22 | Low | - | Medium | Costs are based on provisional 2021 agreement with agents (email chain saved in Evidence tab). Since CG2023 is currently working from the same TPI start point (322) as CG2021 I have taken the rate without adjustment, and will bulk index closer to publication date. The 215A and 215W series are interchangeable and historically this has led to the codes in the valuer's "Scale" spreadsheet (see evidence tab) not always using the code that appears in the CG. I offered Rob Hughes to correct / rationalise this in CG2023 but he declined as they would have to update all their valuations. Therefore designation (fixed / floating head) and capacity (m3) is more important than actual code. | - | Costs need to be indexed by different indices to general TPI. Some thought will be required to make sure this happens correctly. | NA | Steel | 1.56 | (BEAMS Note 1) The ERC for this item should be added to the total of the ERC of the other P&M items on the site and the Buildings ERC (where applicable) to enable the correct contract size adjustment to be made. ERC of P&M Items + ERC of Building Component’s = Total ERC (net figure rateable items only) to which contract size adjustment should be applied The 2021 Generic Contractors Test Spreadsheet has this facility built into the programme - it is recommended you undertake all contractors test valuations using this spreadsheet. (Details on the application of contract size adjustments can be found in the RCG 2021 Guidance notes). Where RV is calculated using the comparative method (rental method) the contract size adjustment should be made as follows: Select - SCAT code box "P and M as an addition” within the 2021 Generic Contractors Test Spreadsheet facility. Or Where the spreadsheet is not used take the: Reciprocal of statutory de-capitalisation rate (i.e. 5% reciprocal = 20) multiply by rateable value of the buildings (before any overall end allowances are made and after making a notional deduction for the land value) and add to the ERC of P&M. Use resultant figure to calculate contract size adjustment. (Guidance Notes - Section 6) | Photo 1 – Fixed head (Foreground) Floating Head (Background). | Duplicate photo needs deleting | 1 | TRUE
5592 | 215W57 | 7363 | 215W57 | Tanks | Large vertical | Fuel depots / commercial tank farms | Floating head | 1750m³ | Tanks - Large Vertical Cylindrical Single units or Fuel Depots / Commercial Tank Farms - Fixed Head Tanks found on Commercial Tank farms and Fuel Depots together with Individual Tanks, this type are generally an all steel construction (usually mild steel) with butt-welded shells and tap welded bottoms and roofs. The majority of these tanks are fixed head however floating head tanks in this range can be found usually in sizes over 15,000 cu. m. For Floating Head costs see relevant scale. These tanks are usually erected on site built over a purpose built Bitsand foundation (formed under the tank base plate). The Bitsand cone is usually formed on an over-site concrete base (e.g. 150 mm). Deeper or piled foundations should be costed separately. These type of tanks are intended for processed product storage and normally do not exceed 20,000 cu. m in volume although occasionally 25,000 cu. m tanks can be found in petrol storage depots. These types of tanks can be found on refineries and petro-chemical works where finished process products are stored. Fixed roofs are conical and self-supporting made of thin steel plates welded at the edges. There is a current practice to form a floating membrane inside the fixed head tank, this addition saves up to 95% emissions and is popular where petroleum products are being stored, usually in oil depots. The tanks are purpose designed usually by a project team headed by the tank farm operator and built to their specification in conjunction with the tank manufacturers. The design life is a minimum of 25 years providing the tank is subject to a regular maintenance programme and the products stored are restricted to those specified when the tank was designed. This fact should be remembered when considering age only allowances. Most bulk storage tanks are built with a cone up centre however some tanks have a sump in the centre of the tank. In the usual cone up situation the foundations to the tank should be established by reference to plans and sections and costed. Allowances :- These tanks are built to the tank farm operator specification. Cost Information and Design. The tank farm operator, from experience, knows what products will be stored in the tank and how corrosive or otherwise the stored products are. The tank manufacturers build the tanks giving some 25 years life trouble free, in reality such tanks with the correct product stored and maintained regularly should have a life of over 35 years without major refurbishments. Tanks found on Commercial Tank farms and Fuel Depots together with Individual tanks, this type are generally an all steel construction (usually mild steel) with butt-welded shells and tap welded bottoms and roofs. The majority of these tanks are fixed head however floating head tanks in this range can be found usually in sizes over 15,000 cu. m. For costs of floating head tanks see floating head scale. These tanks are usually erected on site built over a purpose built Bitsand foundation (formed under the tank base plate). The Bitsand cone is usually formed on an over-site concrete base (e.g. 150 mm). Deeper or piled foundations should be costed separately. Tanks found on Commercial Tank farms and Fuel Depots together with Individual Tanks, this type are generally an all steel construction (usually mild steel) with butt-welded shells and tap welded bottoms and roofs. The majority of these tanks are fixed head however floating head tanks in this range can be found usually in sizes over 15,000 cu. m. For costs of floating head tanks see floating head scale. These tanks are usually erected on site built over a purpose built Bitsand foundation (formed under the tank base plate). The Bitsand cone is usually formed on an over-site concrete base (e.g. 150 mm). Deeper or piled foundations should be costed separately. | Considered Not Applicable at time of Publication | (BEAMS Note 1) The ERC for this item should be added to the total of the ERC of the other P&M items on the site and the Buildings ERC (where applicable) to enable the correct contract size adjustment to be made. ERC of P&M Items + ERC of Building Component’s = Total ERC (net figure rateable items only) to which contract size adjustment should be applied The 2023 Generic Contractors Test Spreadsheet has this facility built into the programme - it is recommended you undertake all contractors test valuations using this spreadsheet. (Details on the application of contract size adjustments can be found in the RCG 2023 Guidance notes). Where RV is calculated using the comparative method (rental method) the contract size adjustment should be made as follows: Select - SCAT code box ""P and M as an addition” within the 2023 Generic Contractors Test Spreadsheet facility. Or Where the spreadsheet is not used take the: Reciprocal of statutory de-capitalisation rate (i.e. 5% reciprocal = 20) multiply by rateable value of the buildings (before any overall end allowances are made and after making a notional deduction for the land value) and add to the ERC of P&M. Use resultant figure to calculate contract size adjustment. (Guidance Notes - Section 6) | Deeper or piled foundations should be costed separately Costs include for External painting Additions for Foundations :- (See:- Cost Guide bit-sand bases - Section through typical bit-sand foundation). General The Cost figures are for tanks (mild steel) having 8mm thick bottom plates. The scales are suitable to tanks having bottom plate thicknesses of between 6mm and 10mm. | 1. Dia. of tank. 2. Height of tank. 3. Material tank is made out of and whether welded or bolted plates. 4. Painting. 5. Any other known features - internally lined et cetera. 6. Fixed or Floating Head. 7. Age. | Class 4, Table 4 Class 2 (d) Draining ; (e) Supplying Water ; (f) Protection from hazards. List of accessories 1 and 2 (v) | If under Class 2, whole if Class 2 provisos applies - other than. If under Class 4 Heating coils, rock wool insulation, paddles. Whole if Class 4 (d) | Foundations, catwalks, bunds, structural staircases, piles, fire protection equipment, high-level walkways. | It is assumed that the item forms part of an average size industrial, commercial or office complex. Where it would be normal to find more than one item in such a hereditament the ERC stated has been adjusted to reflect any number / quantity, discount. These figures are NOT one off figures. | General The Cost figures are for tanks (mild steel) having 8mm thick bottom plates. The scales are suitable to tanks having bottom plate thicknesses of between 6mm and 10mm. Tanks with bottom plates of 12.4mm thickness may have an addition of up to 40% to account for extra costs. The costs can be used as stage 1 costs for riveted tanks. For small tanks the addition for this type of foundations will be some 12% whereas for larger tanks a 9% addition is required. A 10% addition for foundations is therefore proposed to ALL BULK STORAGE TANKS where individual costings are not possible. In some cases the chemically inert fill layer may consist of concrete up to 100mm deep. The 10% addition is still applicable in these cases. For piled and thicker raft foundations under the tank further addition will be required and these should be calculated with reference to the relevant section in the Cost Guide or after discussion with BEAMS. | Photo 1 – Fixed head (Foreground) Floating Head (Background). | Duplicate photo needs deleting | 20135 |  | m3 | Per cubic metre | 3 - INDUSTRIAL | David Grace | Rob Hughes | 166.3453 | Option 3 | 180.7285 | 8.647% | 242.2266 | 242.768 | 45.94% | 34.33% | 243.2602 | 46.24% | Indexed | Ryan Hobbs | VOA_GPN_GOV_UK\7246041 | 2020-12-22 | Low | - | Medium | Costs are based on provisional 2021 agreement with agents (email chain saved in Evidence tab). Since CG2023 is currently working from the same TPI start point (322) as CG2021 I have taken the rate without adjustment, and will bulk index closer to publication date. The 215A and 215W series are interchangeable and historically this has led to the codes in the valuer's "Scale" spreadsheet (see evidence tab) not always using the code that appears in the CG. I offered Rob Hughes to correct / rationalise this in CG2023 but he declined as they would have to update all their valuations. Therefore designation (fixed / floating head) and capacity (m3) is more important than actual code. | - | Costs need to be indexed by different indices to general TPI. Some thought will be required to make sure this happens correctly. | NA | Steel | 1.56 | (BEAMS Note 1) The ERC for this item should be added to the total of the ERC of the other P&M items on the site and the Buildings ERC (where applicable) to enable the correct contract size adjustment to be made. ERC of P&M Items + ERC of Building Component’s = Total ERC (net figure rateable items only) to which contract size adjustment should be applied The 2021 Generic Contractors Test Spreadsheet has this facility built into the programme - it is recommended you undertake all contractors test valuations using this spreadsheet. (Details on the application of contract size adjustments can be found in the RCG 2021 Guidance notes). Where RV is calculated using the comparative method (rental method) the contract size adjustment should be made as follows: Select - SCAT code box "P and M as an addition” within the 2021 Generic Contractors Test Spreadsheet facility. Or Where the spreadsheet is not used take the: Reciprocal of statutory de-capitalisation rate (i.e. 5% reciprocal = 20) multiply by rateable value of the buildings (before any overall end allowances are made and after making a notional deduction for the land value) and add to the ERC of P&M. Use resultant figure to calculate contract size adjustment. (Guidance Notes - Section 6) | Photo 1 – Fixed head (Foreground) Floating Head (Background). | Duplicate photo needs deleting | 1 | FALSE
5593 | 215W58 | 7369 | 215W58 | Tanks | Large vertical | Fuel depots / commercial tank farms | Floating head | 2000m³ | Tanks - Large Vertical Cylindrical Single units or Fuel Depots / Commercial Tank Farms - Fixed Head Tanks found on Commercial Tank farms and Fuel Depots together with Individual Tanks, this type are generally an all steel construction (usually mild steel) with butt-welded shells and tap welded bottoms and roofs. The majority of these tanks are fixed head however floating head tanks in this range can be found usually in sizes over 15,000 cu. m. For Floating Head costs see relevant scale. These tanks are usually erected on site built over a purpose built Bitsand foundation (formed under the tank base plate). The Bitsand cone is usually formed on an over-site concrete base (e.g. 150 mm). Deeper or piled foundations should be costed separately. These type of tanks are intended for processed product storage and normally do not exceed 20,000 cu. m in volume although occasionally 25,000 cu. m tanks can be found in petrol storage depots. These types of tanks can be found on refineries and petro-chemical works where finished process products are stored. Fixed roofs are conical and self-supporting made of thin steel plates welded at the edges. There is a current practice to form a floating membrane inside the fixed head tank, this addition saves up to 95% emissions and is popular where petroleum products are being stored, usually in oil depots. The tanks are purpose designed usually by a project team headed by the tank farm operator and built to their specification in conjunction with the tank manufacturers. The design life is a minimum of 25 years providing the tank is subject to a regular maintenance programme and the products stored are restricted to those specified when the tank was designed. This fact should be remembered when considering age only allowances. Most bulk storage tanks are built with a cone up centre however some tanks have a sump in the centre of the tank. In the usual cone up situation the foundations to the tank should be established by reference to plans and sections and costed. Allowances :- These tanks are built to the tank farm operator specification. Cost Information and Design. The tank farm operator, from experience, knows what products will be stored in the tank and how corrosive or otherwise the stored products are. The tank manufacturers build the tanks giving some 25 years life trouble free, in reality such tanks with the correct product stored and maintained regularly should have a life of over 35 years without major refurbishments. Tanks found on Commercial Tank farms and Fuel Depots together with Individual tanks, this type are generally an all steel construction (usually mild steel) with butt-welded shells and tap welded bottoms and roofs. The majority of these tanks are fixed head however floating head tanks in this range can be found usually in sizes over 15,000 cu. m. For costs of floating head tanks see floating head scale. These tanks are usually erected on site built over a purpose built Bitsand foundation (formed under the tank base plate). The Bitsand cone is usually formed on an over-site concrete base (e.g. 150 mm). Deeper or piled foundations should be costed separately. Tanks found on Commercial Tank farms and Fuel Depots together with Individual Tanks, this type are generally an all steel construction (usually mild steel) with butt-welded shells and tap welded bottoms and roofs. The majority of these tanks are fixed head however floating head tanks in this range can be found usually in sizes over 15,000 cu. m. For costs of floating head tanks see floating head scale. These tanks are usually erected on site built over a purpose built Bitsand foundation (formed under the tank base plate). The Bitsand cone is usually formed on an over-site concrete base (e.g. 150 mm). Deeper or piled foundations should be costed separately. | Considered Not Applicable at time of Publication | (BEAMS Note 1) The ERC for this item should be added to the total of the ERC of the other P&M items on the site and the Buildings ERC (where applicable) to enable the correct contract size adjustment to be made. ERC of P&M Items + ERC of Building Component’s = Total ERC (net figure rateable items only) to which contract size adjustment should be applied The 2023 Generic Contractors Test Spreadsheet has this facility built into the programme - it is recommended you undertake all contractors test valuations using this spreadsheet. (Details on the application of contract size adjustments can be found in the RCG 2023 Guidance notes). Where RV is calculated using the comparative method (rental method) the contract size adjustment should be made as follows: Select - SCAT code box ""P and M as an addition” within the 2023 Generic Contractors Test Spreadsheet facility. Or Where the spreadsheet is not used take the: Reciprocal of statutory de-capitalisation rate (i.e. 5% reciprocal = 20) multiply by rateable value of the buildings (before any overall end allowances are made and after making a notional deduction for the land value) and add to the ERC of P&M. Use resultant figure to calculate contract size adjustment. (Guidance Notes - Section 6) | Deeper or piled foundations should be costed separately Costs include for External painting Additions for Foundations :- (See:- Cost Guide bit-sand bases - Section through typical bit-sand foundation). General The Cost figures are for tanks (mild steel) having 8mm thick bottom plates. The scales are suitable to tanks having bottom plate thicknesses of between 6mm and 10mm. | 1. Dia. of tank. 2. Height of tank. 3. Material tank is made out of and whether welded or bolted plates. 4. Painting. 5. Any other known features - internally lined et cetera. 6. Fixed or Floating Head. 7. Age. | Class 4, Table 4 Class 2 (d) Draining ; (e) Supplying Water ; (f) Protection from hazards. List of accessories 1 and 2 (v) | If under Class 2, whole if Class 2 provisos applies - other than. If under Class 4 Heating coils, rock wool insulation, paddles. Whole if Class 4 (d) | Foundations, catwalks, bunds, structural staircases, piles, fire protection equipment, high-level walkways. | It is assumed that the item forms part of an average size industrial, commercial or office complex. Where it would be normal to find more than one item in such a hereditament the ERC stated has been adjusted to reflect any number / quantity, discount. These figures are NOT one off figures. | General The Cost figures are for tanks (mild steel) having 8mm thick bottom plates. The scales are suitable to tanks having bottom plate thicknesses of between 6mm and 10mm. Tanks with bottom plates of 12.4mm thickness may have an addition of up to 40% to account for extra costs. The costs can be used as stage 1 costs for riveted tanks. For small tanks the addition for this type of foundations will be some 12% whereas for larger tanks a 9% addition is required. A 10% addition for foundations is therefore proposed to ALL BULK STORAGE TANKS where individual costings are not possible. In some cases the chemically inert fill layer may consist of concrete up to 100mm deep. The 10% addition is still applicable in these cases. For piled and thicker raft foundations under the tank further addition will be required and these should be calculated with reference to the relevant section in the Cost Guide or after discussion with BEAMS. | Photo 1 – Fixed head (Foreground) Floating Head (Background). | Duplicate photo needs deleting | 20135 |  | m3 | Per cubic metre | 3 - INDUSTRIAL | David Grace | Rob Hughes | 157.3309 | Option 3 | 170.9346 | 8.647% | 229.3651 | 229.8777 | 46.11% | 34.48% | 229.6091 | 45.94% | Indexed | Ryan Hobbs | VOA_GPN_GOV_UK\7246041 | 2020-12-22 | Low | - | Medium | Costs are based on provisional 2021 agreement with agents (email chain saved in Evidence tab). Since CG2023 is currently working from the same TPI start point (322) as CG2021 I have taken the rate without adjustment, and will bulk index closer to publication date. The 215A and 215W series are interchangeable and historically this has led to the codes in the valuer's "Scale" spreadsheet (see evidence tab) not always using the code that appears in the CG. I offered Rob Hughes to correct / rationalise this in CG2023 but he declined as they would have to update all their valuations. Therefore designation (fixed / floating head) and capacity (m3) is more important than actual code. | - | Costs need to be indexed by different indices to general TPI. Some thought will be required to make sure this happens correctly. | NA | Steel | 1.56 | (BEAMS Note 1) The ERC for this item should be added to the total of the ERC of the other P&M items on the site and the Buildings ERC (where applicable) to enable the correct contract size adjustment to be made. ERC of P&M Items + ERC of Building Component’s = Total ERC (net figure rateable items only) to which contract size adjustment should be applied The 2021 Generic Contractors Test Spreadsheet has this facility built into the programme - it is recommended you undertake all contractors test valuations using this spreadsheet. (Details on the application of contract size adjustments can be found in the RCG 2021 Guidance notes). Where RV is calculated using the comparative method (rental method) the contract size adjustment should be made as follows: Select - SCAT code box "P and M as an addition” within the 2021 Generic Contractors Test Spreadsheet facility. Or Where the spreadsheet is not used take the: Reciprocal of statutory de-capitalisation rate (i.e. 5% reciprocal = 20) multiply by rateable value of the buildings (before any overall end allowances are made and after making a notional deduction for the land value) and add to the ERC of P&M. Use resultant figure to calculate contract size adjustment. (Guidance Notes - Section 6) | Photo 1 – Fixed head (Foreground) Floating Head (Background). | Duplicate photo needs deleting | 1 | TRUE
5594 | 215W59 | 7372 | 215W59 | Tanks | Large vertical | Fuel depots / commercial tank farms | Floating head | 2250m³ | Tanks - Large Vertical Cylindrical Single units or Fuel Depots / Commercial Tank Farms - Fixed Head Tanks found on Commercial Tank farms and Fuel Depots together with Individual Tanks, this type are generally an all steel construction (usually mild steel) with butt-welded shells and tap welded bottoms and roofs. The majority of these tanks are fixed head however floating head tanks in this range can be found usually in sizes over 15,000 cu. m. For Floating Head costs see relevant scale. These tanks are usually erected on site built over a purpose built Bitsand foundation (formed under the tank base plate). The Bitsand cone is usually formed on an over-site concrete base (e.g. 150 mm). Deeper or piled foundations should be costed separately. These type of tanks are intended for processed product storage and normally do not exceed 20,000 cu. m in volume although occasionally 25,000 cu. m tanks can be found in petrol storage depots. These types of tanks can be found on refineries and petro-chemical works where finished process products are stored. Fixed roofs are conical and self-supporting made of thin steel plates welded at the edges. There is a current practice to form a floating membrane inside the fixed head tank, this addition saves up to 95% emissions and is popular where petroleum products are being stored, usually in oil depots. The tanks are purpose designed usually by a project team headed by the tank farm operator and built to their specification in conjunction with the tank manufacturers. The design life is a minimum of 25 years providing the tank is subject to a regular maintenance programme and the products stored are restricted to those specified when the tank was designed. This fact should be remembered when considering age only allowances. Most bulk storage tanks are built with a cone up centre however some tanks have a sump in the centre of the tank. In the usual cone up situation the foundations to the tank should be established by reference to plans and sections and costed. Allowances :- These tanks are built to the tank farm operator specification. Cost Information and Design. The tank farm operator, from experience, knows what products will be stored in the tank and how corrosive or otherwise the stored products are. The tank manufacturers build the tanks giving some 25 years life trouble free, in reality such tanks with the correct product stored and maintained regularly should have a life of over 35 years without major refurbishments. Tanks found on Commercial Tank farms and Fuel Depots together with Individual tanks, this type are generally an all steel construction (usually mild steel) with butt-welded shells and tap welded bottoms and roofs. The majority of these tanks are fixed head however floating head tanks in this range can be found usually in sizes over 15,000 cu. m. For costs of floating head tanks see floating head scale. These tanks are usually erected on site built over a purpose built Bitsand foundation (formed under the tank base plate). The Bitsand cone is usually formed on an over-site concrete base (e.g. 150 mm). Deeper or piled foundations should be costed separately. Tanks found on Commercial Tank farms and Fuel Depots together with Individual Tanks, this type are generally an all steel construction (usually mild steel) with butt-welded shells and tap welded bottoms and roofs. The majority of these tanks are fixed head however floating head tanks in this range can be found usually in sizes over 15,000 cu. m. For costs of floating head tanks see floating head scale. These tanks are usually erected on site built over a purpose built Bitsand foundation (formed under the tank base plate). The Bitsand cone is usually formed on an over-site concrete base (e.g. 150 mm). Deeper or piled foundations should be costed separately. | Considered Not Applicable at time of Publication | (BEAMS Note 1) The ERC for this item should be added to the total of the ERC of the other P&M items on the site and the Buildings ERC (where applicable) to enable the correct contract size adjustment to be made. ERC of P&M Items + ERC of Building Component’s = Total ERC (net figure rateable items only) to which contract size adjustment should be applied The 2023 Generic Contractors Test Spreadsheet has this facility built into the programme - it is recommended you undertake all contractors test valuations using this spreadsheet. (Details on the application of contract size adjustments can be found in the RCG 2023 Guidance notes). Where RV is calculated using the comparative method (rental method) the contract size adjustment should be made as follows: Select - SCAT code box ""P and M as an addition” within the 2023 Generic Contractors Test Spreadsheet facility. Or Where the spreadsheet is not used take the: Reciprocal of statutory de-capitalisation rate (i.e. 5% reciprocal = 20) multiply by rateable value of the buildings (before any overall end allowances are made and after making a notional deduction for the land value) and add to the ERC of P&M. Use resultant figure to calculate contract size adjustment. (Guidance Notes - Section 6) | Deeper or piled foundations should be costed separately Costs include for External painting Additions for Foundations :- (See:- Cost Guide bit-sand bases - Section through typical bit-sand foundation). General The Cost figures are for tanks (mild steel) having 8mm thick bottom plates. The scales are suitable to tanks having bottom plate thicknesses of between 6mm and 10mm. | 1. Dia. of tank. 2. Height of tank. 3. Material tank is made out of and whether welded or bolted plates. 4. Painting. 5. Any other known features - internally lined et cetera. 6. Fixed or Floating Head. 7. Age. | Class 4, Table 4 Class 2 (d) Draining ; (e) Supplying Water ; (f) Protection from hazards. List of accessories 1 and 2 (v) | If under Class 2, whole if Class 2 provisos applies - other than. If under Class 4 Heating coils, rock wool insulation, paddles. Whole if Class 4 (d) | Foundations, catwalks, bunds, structural staircases, piles, fire protection equipment, high-level walkways. | It is assumed that the item forms part of an average size industrial, commercial or office complex. Where it would be normal to find more than one item in such a hereditament the ERC stated has been adjusted to reflect any number / quantity, discount. These figures are NOT one off figures. | General The Cost figures are for tanks (mild steel) having 8mm thick bottom plates. The scales are suitable to tanks having bottom plate thicknesses of between 6mm and 10mm. Tanks with bottom plates of 12.4mm thickness may have an addition of up to 40% to account for extra costs. The costs can be used as stage 1 costs for riveted tanks. For small tanks the addition for this type of foundations will be some 12% whereas for larger tanks a 9% addition is required. A 10% addition for foundations is therefore proposed to ALL BULK STORAGE TANKS where individual costings are not possible. In some cases the chemically inert fill layer may consist of concrete up to 100mm deep. The 10% addition is still applicable in these cases. For piled and thicker raft foundations under the tank further addition will be required and these should be calculated with reference to the relevant section in the Cost Guide or after discussion with BEAMS. | Photo 1 – Fixed head (Foreground) Floating Head (Background). | Duplicate photo needs deleting | 20135 |  | m3 | Per cubic metre | 3 - INDUSTRIAL | David Grace | Rob Hughes | 148.769 | Option 3 | 161.6324 | 8.647% | 215.4317 | 215.9131 | 45.13% | 33.58% | 215.8165 | 45.07% | Indexed | Ryan Hobbs | VOA_GPN_GOV_UK\7246041 | 2020-12-22 | Low | - | Medium | Costs are based on provisional 2021 agreement with agents (email chain saved in Evidence tab). Since CG2023 is currently working from the same TPI start point (322) as CG2021 I have taken the rate without adjustment, and will bulk index closer to publication date. The 215A and 215W series are interchangeable and historically this has led to the codes in the valuer's "Scale" spreadsheet (see evidence tab) not always using the code that appears in the CG. I offered Rob Hughes to correct / rationalise this in CG2023 but he declined as they would have to update all their valuations. Therefore designation (fixed / floating head) and capacity (m3) is more important than actual code. | - | Costs need to be indexed by different indices to general TPI. Some thought will be required to make sure this happens correctly. | NA | Steel | 1.56 | (BEAMS Note 1) The ERC for this item should be added to the total of the ERC of the other P&M items on the site and the Buildings ERC (where applicable) to enable the correct contract size adjustment to be made. ERC of P&M Items + ERC of Building Component’s = Total ERC (net figure rateable items only) to which contract size adjustment should be applied The 2021 Generic Contractors Test Spreadsheet has this facility built into the programme - it is recommended you undertake all contractors test valuations using this spreadsheet. (Details on the application of contract size adjustments can be found in the RCG 2021 Guidance notes). Where RV is calculated using the comparative method (rental method) the contract size adjustment should be made as follows: Select - SCAT code box "P and M as an addition” within the 2021 Generic Contractors Test Spreadsheet facility. Or Where the spreadsheet is not used take the: Reciprocal of statutory de-capitalisation rate (i.e. 5% reciprocal = 20) multiply by rateable value of the buildings (before any overall end allowances are made and after making a notional deduction for the land value) and add to the ERC of P&M. Use resultant figure to calculate contract size adjustment. (Guidance Notes - Section 6) | Photo 1 – Fixed head (Foreground) Floating Head (Background). | Duplicate photo needs deleting | 1 | TRUE
5595 | 215W60 | 7375 | 215W60 | Tanks | Large vertical | Fuel depots / commercial tank farms | Floating head | 2500m³ | Tanks - Large Vertical Cylindrical Single units or Fuel Depots / Commercial Tank Farms - Fixed Head Tanks found on Commercial Tank farms and Fuel Depots together with Individual Tanks, this type are generally an all steel construction (usually mild steel) with butt-welded shells and tap welded bottoms and roofs. The majority of these tanks are fixed head however floating head tanks in this range can be found usually in sizes over 15,000 cu. m. For Floating Head costs see relevant scale. These tanks are usually erected on site built over a purpose built Bitsand foundation (formed under the tank base plate). The Bitsand cone is usually formed on an over-site concrete base (e.g. 150 mm). Deeper or piled foundations should be costed separately. These type of tanks are intended for processed product storage and normally do not exceed 20,000 cu. m in volume although occasionally 25,000 cu. m tanks can be found in petrol storage depots. These types of tanks can be found on refineries and petro-chemical works where finished process products are stored. Fixed roofs are conical and self-supporting made of thin steel plates welded at the edges. There is a current practice to form a floating membrane inside the fixed head tank, this addition saves up to 95% emissions and is popular where petroleum products are being stored, usually in oil depots. The tanks are purpose designed usually by a project team headed by the tank farm operator and built to their specification in conjunction with the tank manufacturers. The design life is a minimum of 25 years providing the tank is subject to a regular maintenance programme and the products stored are restricted to those specified when the tank was designed. This fact should be remembered when considering age only allowances. Most bulk storage tanks are built with a cone up centre however some tanks have a sump in the centre of the tank. In the usual cone up situation the foundations to the tank should be established by reference to plans and sections and costed. Allowances :- These tanks are built to the tank farm operator specification. Cost Information and Design. The tank farm operator, from experience, knows what products will be stored in the tank and how corrosive or otherwise the stored products are. The tank manufacturers build the tanks giving some 25 years life trouble free, in reality such tanks with the correct product stored and maintained regularly should have a life of over 35 years without major refurbishments. Tanks found on Commercial Tank farms and Fuel Depots together with Individual tanks, this type are generally an all steel construction (usually mild steel) with butt-welded shells and tap welded bottoms and roofs. The majority of these tanks are fixed head however floating head tanks in this range can be found usually in sizes over 15,000 cu. m. For costs of floating head tanks see floating head scale. These tanks are usually erected on site built over a purpose built Bitsand foundation (formed under the tank base plate). The Bitsand cone is usually formed on an over-site concrete base (e.g. 150 mm). Deeper or piled foundations should be costed separately. Tanks found on Commercial Tank farms and Fuel Depots together with Individual Tanks, this type are generally an all steel construction (usually mild steel) with butt-welded shells and tap welded bottoms and roofs. The majority of these tanks are fixed head however floating head tanks in this range can be found usually in sizes over 15,000 cu. m. For costs of floating head tanks see floating head scale. These tanks are usually erected on site built over a purpose built Bitsand foundation (formed under the tank base plate). The Bitsand cone is usually formed on an over-site concrete base (e.g. 150 mm). Deeper or piled foundations should be costed separately. | Considered Not Applicable at time of Publication | (BEAMS Note 1) The ERC for this item should be added to the total of the ERC of the other P&M items on the site and the Buildings ERC (where applicable) to enable the correct contract size adjustment to be made. ERC of P&M Items + ERC of Building Component’s = Total ERC (net figure rateable items only) to which contract size adjustment should be applied The 2023 Generic Contractors Test Spreadsheet has this facility built into the programme - it is recommended you undertake all contractors test valuations using this spreadsheet. (Details on the application of contract size adjustments can be found in the RCG 2023 Guidance notes). Where RV is calculated using the comparative method (rental method) the contract size adjustment should be made as follows: Select - SCAT code box ""P and M as an addition” within the 2023 Generic Contractors Test Spreadsheet facility. Or Where the spreadsheet is not used take the: Reciprocal of statutory de-capitalisation rate (i.e. 5% reciprocal = 20) multiply by rateable value of the buildings (before any overall end allowances are made and after making a notional deduction for the land value) and add to the ERC of P&M. Use resultant figure to calculate contract size adjustment. (Guidance Notes - Section 6) | Deeper or piled foundations should be costed separately Costs include for External painting Additions for Foundations :- (See:- Cost Guide bit-sand bases - Section through typical bit-sand foundation). General The Cost figures are for tanks (mild steel) having 8mm thick bottom plates. The scales are suitable to tanks having bottom plate thicknesses of between 6mm and 10mm. | 1. Dia. of tank. 2. Height of tank. 3. Material tank is made out of and whether welded or bolted plates. 4. Painting. 5. Any other known features - internally lined et cetera. 6. Fixed or Floating Head. 7. Age. | Class 4, Table 4 Class 2 (d) Draining ; (e) Supplying Water ; (f) Protection from hazards. List of accessories 1 and 2 (v) | If under Class 2, whole if Class 2 provisos applies - other than. If under Class 4 Heating coils, rock wool insulation, paddles. Whole if Class 4 (d) | Foundations, catwalks, bunds, structural staircases, piles, fire protection equipment, high-level walkways. | It is assumed that the item forms part of an average size industrial, commercial or office complex. Where it would be normal to find more than one item in such a hereditament the ERC stated has been adjusted to reflect any number / quantity, discount. These figures are NOT one off figures. | General The Cost figures are for tanks (mild steel) having 8mm thick bottom plates. The scales are suitable to tanks having bottom plate thicknesses of between 6mm and 10mm. Tanks with bottom plates of 12.4mm thickness may have an addition of up to 40% to account for extra costs. The costs can be used as stage 1 costs for riveted tanks. For small tanks the addition for this type of foundations will be some 12% whereas for larger tanks a 9% addition is required. A 10% addition for foundations is therefore proposed to ALL BULK STORAGE TANKS where individual costings are not possible. In some cases the chemically inert fill layer may consist of concrete up to 100mm deep. The 10% addition is still applicable in these cases. For piled and thicker raft foundations under the tank further addition will be required and these should be calculated with reference to the relevant section in the Cost Guide or after discussion with BEAMS. | Photo 1 – Fixed head (Foreground) Floating Head (Background). | Duplicate photo needs deleting | 20135 |  | m3 | Per cubic metre | 3 - INDUSTRIAL | David Grace | Rob Hughes | 141.4302 | Option 3 | 153.6591 | 8.647% | 203.6419 | 204.097 | 44.31% | 32.82% | 204.4622 | 44.57% | Indexed | Ryan Hobbs | VOA_GPN_GOV_UK\7246041 | 2020-12-22 | Low | - | Medium | Costs are based on provisional 2021 agreement with agents (email chain saved in Evidence tab). Since CG2023 is currently working from the same TPI start point (322) as CG2021 I have taken the rate without adjustment, and will bulk index closer to publication date. The 215A and 215W series are interchangeable and historically this has led to the codes in the valuer's "Scale" spreadsheet (see evidence tab) not always using the code that appears in the CG. I offered Rob Hughes to correct / rationalise this in CG2023 but he declined as they would have to update all their valuations. Therefore designation (fixed / floating head) and capacity (m3) is more important than actual code. | - | Costs need to be indexed by different indices to general TPI. Some thought will be required to make sure this happens correctly. | NA | Steel | 1.56 | (BEAMS Note 1) The ERC for this item should be added to the total of the ERC of the other P&M items on the site and the Buildings ERC (where applicable) to enable the correct contract size adjustment to be made. ERC of P&M Items + ERC of Building Component’s = Total ERC (net figure rateable items only) to which contract size adjustment should be applied The 2021 Generic Contractors Test Spreadsheet has this facility built into the programme - it is recommended you undertake all contractors test valuations using this spreadsheet. (Details on the application of contract size adjustments can be found in the RCG 2021 Guidance notes). Where RV is calculated using the comparative method (rental method) the contract size adjustment should be made as follows: Select - SCAT code box "P and M as an addition” within the 2021 Generic Contractors Test Spreadsheet facility. Or Where the spreadsheet is not used take the: Reciprocal of statutory de-capitalisation rate (i.e. 5% reciprocal = 20) multiply by rateable value of the buildings (before any overall end allowances are made and after making a notional deduction for the land value) and add to the ERC of P&M. Use resultant figure to calculate contract size adjustment. (Guidance Notes - Section 6) | Photo 1 – Fixed head (Foreground) Floating Head (Background). | Duplicate photo needs deleting | 1 | TRUE
5596 | 215W61 | 7378 | 215W61 | Tanks | Large vertical | Fuel depots / commercial tank farms | Floating head | 2750m³ | Tanks - Large Vertical Cylindrical Single units or Fuel Depots / Commercial Tank Farms - Fixed Head Tanks found on Commercial Tank farms and Fuel Depots together with Individual Tanks, this type are generally an all steel construction (usually mild steel) with butt-welded shells and tap welded bottoms and roofs. The majority of these tanks are fixed head however floating head tanks in this range can be found usually in sizes over 15,000 cu. m. For Floating Head costs see relevant scale. These tanks are usually erected on site built over a purpose built Bitsand foundation (formed under the tank base plate). The Bitsand cone is usually formed on an over-site concrete base (e.g. 150 mm). Deeper or piled foundations should be costed separately. These type of tanks are intended for processed product storage and normally do not exceed 20,000 cu. m in volume although occasionally 25,000 cu. m tanks can be found in petrol storage depots. These types of tanks can be found on refineries and petro-chemical works where finished process products are stored. Fixed roofs are conical and self-supporting made of thin steel plates welded at the edges. There is a current practice to form a floating membrane inside the fixed head tank, this addition saves up to 95% emissions and is popular where petroleum products are being stored, usually in oil depots. The tanks are purpose designed usually by a project team headed by the tank farm operator and built to their specification in conjunction with the tank manufacturers. The design life is a minimum of 25 years providing the tank is subject to a regular maintenance programme and the products stored are restricted to those specified when the tank was designed. This fact should be remembered when considering age only allowances. Most bulk storage tanks are built with a cone up centre however some tanks have a sump in the centre of the tank. In the usual cone up situation the foundations to the tank should be established by reference to plans and sections and costed. Allowances :- These tanks are built to the tank farm operator specification. Cost Information and Design. The tank farm operator, from experience, knows what products will be stored in the tank and how corrosive or otherwise the stored products are. The tank manufacturers build the tanks giving some 25 years life trouble free, in reality such tanks with the correct product stored and maintained regularly should have a life of over 35 years without major refurbishments. Tanks found on Commercial Tank farms and Fuel Depots together with Individual tanks, this type are generally an all steel construction (usually mild steel) with butt-welded shells and tap welded bottoms and roofs. The majority of these tanks are fixed head however floating head tanks in this range can be found usually in sizes over 15,000 cu. m. For costs of floating head tanks see floating head scale. These tanks are usually erected on site built over a purpose built Bitsand foundation (formed under the tank base plate). The Bitsand cone is usually formed on an over-site concrete base (e.g. 150 mm). Deeper or piled foundations should be costed separately. Tanks found on Commercial Tank farms and Fuel Depots together with Individual Tanks, this type are generally an all steel construction (usually mild steel) with butt-welded shells and tap welded bottoms and roofs. The majority of these tanks are fixed head however floating head tanks in this range can be found usually in sizes over 15,000 cu. m. For costs of floating head tanks see floating head scale. These tanks are usually erected on site built over a purpose built Bitsand foundation (formed under the tank base plate). The Bitsand cone is usually formed on an over-site concrete base (e.g. 150 mm). Deeper or piled foundations should be costed separately. | Considered Not Applicable at time of Publication | (BEAMS Note 1) The ERC for this item should be added to the total of the ERC of the other P&M items on the site and the Buildings ERC (where applicable) to enable the correct contract size adjustment to be made. ERC of P&M Items + ERC of Building Component’s = Total ERC (net figure rateable items only) to which contract size adjustment should be applied The 2023 Generic Contractors Test Spreadsheet has this facility built into the programme - it is recommended you undertake all contractors test valuations using this spreadsheet. (Details on the application of contract size adjustments can be found in the RCG 2023 Guidance notes). Where RV is calculated using the comparative method (rental method) the contract size adjustment should be made as follows: Select - SCAT code box ""P and M as an addition” within the 2023 Generic Contractors Test Spreadsheet facility. Or Where the spreadsheet is not used take the: Reciprocal of statutory de-capitalisation rate (i.e. 5% reciprocal = 20) multiply by rateable value of the buildings (before any overall end allowances are made and after making a notional deduction for the land value) and add to the ERC of P&M. Use resultant figure to calculate contract size adjustment. (Guidance Notes - Section 6) | Deeper or piled foundations should be costed separately Costs include for External painting Additions for Foundations :- (See:- Cost Guide bit-sand bases - Section through typical bit-sand foundation). General The Cost figures are for tanks (mild steel) having 8mm thick bottom plates. The scales are suitable to tanks having bottom plate thicknesses of between 6mm and 10mm. | 1. Dia. of tank. 2. Height of tank. 3. Material tank is made out of and whether welded or bolted plates. 4. Painting. 5. Any other known features - internally lined et cetera. 6. Fixed or Floating Head. 7. Age. | Class 4, Table 4 Class 2 (d) Draining ; (e) Supplying Water ; (f) Protection from hazards. List of accessories 1 and 2 (v) | If under Class 2, whole if Class 2 provisos applies - other than. If under Class 4 Heating coils, rock wool insulation, paddles. Whole if Class 4 (d) | Foundations, catwalks, bunds, structural staircases, piles, fire protection equipment, high-level walkways. | It is assumed that the item forms part of an average size industrial, commercial or office complex. Where it would be normal to find more than one item in such a hereditament the ERC stated has been adjusted to reflect any number / quantity, discount. These figures are NOT one off figures. | General The Cost figures are for tanks (mild steel) having 8mm thick bottom plates. The scales are suitable to tanks having bottom plate thicknesses of between 6mm and 10mm. Tanks with bottom plates of 12.4mm thickness may have an addition of up to 40% to account for extra costs. The costs can be used as stage 1 costs for riveted tanks. For small tanks the addition for this type of foundations will be some 12% whereas for larger tanks a 9% addition is required. A 10% addition for foundations is therefore proposed to ALL BULK STORAGE TANKS where individual costings are not possible. In some cases the chemically inert fill layer may consist of concrete up to 100mm deep. The 10% addition is still applicable in these cases. For piled and thicker raft foundations under the tank further addition will be required and these should be calculated with reference to the relevant section in the Cost Guide or after discussion with BEAMS. | Photo 1 – Fixed head (Foreground) Floating Head (Background). | Duplicate photo needs deleting | 20135 |  | m3 | Per cubic metre | 3 - INDUSTRIAL | David Grace | Rob Hughes | 135.1556 | Option 3 | 146.8419 | 8.647% | 195.0675 | 195.5034 | 44.65% | 33.14% | 195.2993 | 44.5% | Indexed | Ryan Hobbs | VOA_GPN_GOV_UK\7246041 | 2022-07-29 | Low | - | Medium | Costs are based on provisional 2021 agreement with agents (email chain saved in Evidence tab). Since CG2023 is currently working from the same TPI start point (322) as CG2021 I have taken the rate without adjustment, and will bulk index closer to publication date. The 215A and 215W series are interchangeable and historically this has led to the codes in the valuer's "Scale" spreadsheet (see evidence tab) not always using the code that appears in the CG. I offered Rob Hughes to correct / rationalise this in CG2023 but he declined as they would have to update all their valuations. Therefore designation (fixed / floating head) and capacity (m3) is more important than actual code. | - | Costs need to be indexed by different indices to general TPI. Some thought will be required to make sure this happens correctly. | NA | Steel | 1.56 | (BEAMS Note 1) The ERC for this item should be added to the total of the ERC of the other P&M items on the site and the Buildings ERC (where applicable) to enable the correct contract size adjustment to be made. ERC of P&M Items + ERC of Building Component’s = Total ERC (net figure rateable items only) to which contract size adjustment should be applied The 2021 Generic Contractors Test Spreadsheet has this facility built into the programme - it is recommended you undertake all contractors test valuations using this spreadsheet. (Details on the application of contract size adjustments can be found in the RCG 2021 Guidance notes). Where RV is calculated using the comparative method (rental method) the contract size adjustment should be made as follows: Select - SCAT code box "P and M as an addition” within the 2021 Generic Contractors Test Spreadsheet facility. Or Where the spreadsheet is not used take the: Reciprocal of statutory de-capitalisation rate (i.e. 5% reciprocal = 20) multiply by rateable value of the buildings (before any overall end allowances are made and after making a notional deduction for the land value) and add to the ERC of P&M. Use resultant figure to calculate contract size adjustment. (Guidance Notes - Section 6) | Photo 1 – Fixed head (Foreground) Floating Head (Background). | Duplicate photo needs deleting | 1 | TRUE
5597 | 215W62 | 7379 | 215W62 | Tanks | Large vertical | Fuel depots / commercial tank farms | Floating head | 3000m³ | Tanks - Large Vertical Cylindrical Single units or Fuel Depots / Commercial Tank Farms - Fixed Head Tanks found on Commercial Tank farms and Fuel Depots together with Individual Tanks, this type are generally an all steel construction (usually mild steel) with butt-welded shells and tap welded bottoms and roofs. The majority of these tanks are fixed head however floating head tanks in this range can be found usually in sizes over 15,000 cu. m. For Floating Head costs see relevant scale. These tanks are usually erected on site built over a purpose built Bitsand foundation (formed under the tank base plate). The Bitsand cone is usually formed on an over-site concrete base (e.g. 150 mm). Deeper or piled foundations should be costed separately. These type of tanks are intended for processed product storage and normally do not exceed 20,000 cu. m in volume although occasionally 25,000 cu. m tanks can be found in petrol storage depots. These types of tanks can be found on refineries and petro-chemical works where finished process products are stored. Fixed roofs are conical and self-supporting made of thin steel plates welded at the edges. There is a current practice to form a floating membrane inside the fixed head tank, this addition saves up to 95% emissions and is popular where petroleum products are being stored, usually in oil depots. The tanks are purpose designed usually by a project team headed by the tank farm operator and built to their specification in conjunction with the tank manufacturers. The design life is a minimum of 25 years providing the tank is subject to a regular maintenance programme and the products stored are restricted to those specified when the tank was designed. This fact should be remembered when considering age only allowances. Most bulk storage tanks are built with a cone up centre however some tanks have a sump in the centre of the tank. In the usual cone up situation the foundations to the tank should be established by reference to plans and sections and costed. Allowances :- These tanks are built to the tank farm operator specification. Cost Information and Design. The tank farm operator, from experience, knows what products will be stored in the tank and how corrosive or otherwise the stored products are. The tank manufacturers build the tanks giving some 25 years life trouble free, in reality such tanks with the correct product stored and maintained regularly should have a life of over 35 years without major refurbishments. Tanks found on Commercial Tank farms and Fuel Depots together with Individual tanks, this type are generally an all steel construction (usually mild steel) with butt-welded shells and tap welded bottoms and roofs. The majority of these tanks are fixed head however floating head tanks in this range can be found usually in sizes over 15,000 cu. m. For costs of floating head tanks see floating head scale. These tanks are usually erected on site built over a purpose built Bitsand foundation (formed under the tank base plate). The Bitsand cone is usually formed on an over-site concrete base (e.g. 150 mm). Deeper or piled foundations should be costed separately. Tanks found on Commercial Tank farms and Fuel Depots together with Individual Tanks, this type are generally an all steel construction (usually mild steel) with butt-welded shells and tap welded bottoms and roofs. The majority of these tanks are fixed head however floating head tanks in this range can be found usually in sizes over 15,000 cu. m. For costs of floating head tanks see floating head scale. These tanks are usually erected on site built over a purpose built Bitsand foundation (formed under the tank base plate). The Bitsand cone is usually formed on an over-site concrete base (e.g. 150 mm). Deeper or piled foundations should be costed separately. | Considered Not Applicable at time of Publication | (BEAMS Note 1) The ERC for this item should be added to the total of the ERC of the other P&M items on the site and the Buildings ERC (where applicable) to enable the correct contract size adjustment to be made. ERC of P&M Items + ERC of Building Component’s = Total ERC (net figure rateable items only) to which contract size adjustment should be applied The 2023 Generic Contractors Test Spreadsheet has this facility built into the programme - it is recommended you undertake all contractors test valuations using this spreadsheet. (Details on the application of contract size adjustments can be found in the RCG 2023 Guidance notes). Where RV is calculated using the comparative method (rental method) the contract size adjustment should be made as follows: Select - SCAT code box ""P and M as an addition” within the 2023 Generic Contractors Test Spreadsheet facility. Or Where the spreadsheet is not used take the: Reciprocal of statutory de-capitalisation rate (i.e. 5% reciprocal = 20) multiply by rateable value of the buildings (before any overall end allowances are made and after making a notional deduction for the land value) and add to the ERC of P&M. Use resultant figure to calculate contract size adjustment. (Guidance Notes - Section 6) | Deeper or piled foundations should be costed separately Costs include for External painting Additions for Foundations :- (See:- Cost Guide bit-sand bases - Section through typical bit-sand foundation). General The Cost figures are for tanks (mild steel) having 8mm thick bottom plates. The scales are suitable to tanks having bottom plate thicknesses of between 6mm and 10mm. | 1. Dia. of tank. 2. Height of tank. 3. Material tank is made out of and whether welded or bolted plates. 4. Painting. 5. Any other known features - internally lined et cetera. 6. Fixed or Floating Head. 7. Age. | Class 4, Table 4 Class 2 (d) Draining ; (e) Supplying Water ; (f) Protection from hazards. List of accessories 1 and 2 (v) | If under Class 2, whole if Class 2 provisos applies - other than. If under Class 4 Heating coils, rock wool insulation, paddles. Whole if Class 4 (d) | Foundations, catwalks, bunds, structural staircases, piles, fire protection equipment, high-level walkways. | It is assumed that the item forms part of an average size industrial, commercial or office complex. Where it would be normal to find more than one item in such a hereditament the ERC stated has been adjusted to reflect any number / quantity, discount. These figures are NOT one off figures. | General The Cost figures are for tanks (mild steel) having 8mm thick bottom plates. The scales are suitable to tanks having bottom plate thicknesses of between 6mm and 10mm. Tanks with bottom plates of 12.4mm thickness may have an addition of up to 40% to account for extra costs. The costs can be used as stage 1 costs for riveted tanks. For small tanks the addition for this type of foundations will be some 12% whereas for larger tanks a 9% addition is required. A 10% addition for foundations is therefore proposed to ALL BULK STORAGE TANKS where individual costings are not possible. In some cases the chemically inert fill layer may consist of concrete up to 100mm deep. The 10% addition is still applicable in these cases. For piled and thicker raft foundations under the tank further addition will be required and these should be calculated with reference to the relevant section in the Cost Guide or after discussion with BEAMS. | Photo 1 – Fixed head (Foreground) Floating Head (Background). | Duplicate photo needs deleting | 20135 |  | m3 | Per cubic metre | 3 - INDUSTRIAL | David Grace | Rob Hughes | 129.1989 | Option 3 | 140.3702 | 8.647% | 185.4213 | 185.8357 | 43.84% | 32.39% | 185.3308 | 43.45% | Indexed | Ryan Hobbs | VOA_GPN_GOV_UK\7246041 | 2022-07-29 | Low | - | Medium | Costs are based on provisional 2021 agreement with agents (email chain saved in Evidence tab). Since CG2023 is currently working from the same TPI start point (322) as CG2021 I have taken the rate without adjustment, and will bulk index closer to publication date. The 215A and 215W series are interchangeable and historically this has led to the codes in the valuer's "Scale" spreadsheet (see evidence tab) not always using the code that appears in the CG. I offered Rob Hughes to correct / rationalise this in CG2023 but he declined as they would have to update all their valuations. Therefore designation (fixed / floating head) and capacity (m3) is more important than actual code. | - | Costs need to be indexed by different indices to general TPI. Some thought will be required to make sure this happens correctly. | NA | Steel | 1.56 | (BEAMS Note 1) The ERC for this item should be added to the total of the ERC of the other P&M items on the site and the Buildings ERC (where applicable) to enable the correct contract size adjustment to be made. ERC of P&M Items + ERC of Building Component’s = Total ERC (net figure rateable items only) to which contract size adjustment should be applied The 2021 Generic Contractors Test Spreadsheet has this facility built into the programme - it is recommended you undertake all contractors test valuations using this spreadsheet. (Details on the application of contract size adjustments can be found in the RCG 2021 Guidance notes). Where RV is calculated using the comparative method (rental method) the contract size adjustment should be made as follows: Select - SCAT code box "P and M as an addition” within the 2021 Generic Contractors Test Spreadsheet facility. Or Where the spreadsheet is not used take the: Reciprocal of statutory de-capitalisation rate (i.e. 5% reciprocal = 20) multiply by rateable value of the buildings (before any overall end allowances are made and after making a notional deduction for the land value) and add to the ERC of P&M. Use resultant figure to calculate contract size adjustment. (Guidance Notes - Section 6) | Photo 1 – Fixed head (Foreground) Floating Head (Background). | Duplicate photo needs deleting | 1 | TRUE
5598 | 215W63 | 7380 | 215W63 | Tanks | Large vertical | Fuel depots / commercial tank farms | Floating head | 3500m³ | Tanks - Large Vertical Cylindrical Single units or Fuel Depots / Commercial Tank Farms - Fixed Head Tanks found on Commercial Tank farms and Fuel Depots together with Individual Tanks, this type are generally an all steel construction (usually mild steel) with butt-welded shells and tap welded bottoms and roofs. The majority of these tanks are fixed head however floating head tanks in this range can be found usually in sizes over 15,000 cu. m. For Floating Head costs see relevant scale. These tanks are usually erected on site built over a purpose built Bitsand foundation (formed under the tank base plate). The Bitsand cone is usually formed on an over-site concrete base (e.g. 150 mm). Deeper or piled foundations should be costed separately. These type of tanks are intended for processed product storage and normally do not exceed 20,000 cu. m in volume although occasionally 25,000 cu. m tanks can be found in petrol storage depots. These types of tanks can be found on refineries and petro-chemical works where finished process products are stored. Fixed roofs are conical and self-supporting made of thin steel plates welded at the edges. There is a current practice to form a floating membrane inside the fixed head tank, this addition saves up to 95% emissions and is popular where petroleum products are being stored, usually in oil depots. The tanks are purpose designed usually by a project team headed by the tank farm operator and built to their specification in conjunction with the tank manufacturers. The design life is a minimum of 25 years providing the tank is subject to a regular maintenance programme and the products stored are restricted to those specified when the tank was designed. This fact should be remembered when considering age only allowances. Most bulk storage tanks are built with a cone up centre however some tanks have a sump in the centre of the tank. In the usual cone up situation the foundations to the tank should be established by reference to plans and sections and costed. Allowances :- These tanks are built to the tank farm operator specification. Cost Information and Design. The tank farm operator, from experience, knows what products will be stored in the tank and how corrosive or otherwise the stored products are. The tank manufacturers build the tanks giving some 25 years life trouble free, in reality such tanks with the correct product stored and maintained regularly should have a life of over 35 years without major refurbishments. Tanks found on Commercial Tank farms and Fuel Depots together with Individual tanks, this type are generally an all steel construction (usually mild steel) with butt-welded shells and tap welded bottoms and roofs. The majority of these tanks are fixed head however floating head tanks in this range can be found usually in sizes over 15,000 cu. m. For costs of floating head tanks see floating head scale. These tanks are usually erected on site built over a purpose built Bitsand foundation (formed under the tank base plate). The Bitsand cone is usually formed on an over-site concrete base (e.g. 150 mm). Deeper or piled foundations should be costed separately. Tanks found on Commercial Tank farms and Fuel Depots together with Individual Tanks, this type are generally an all steel construction (usually mild steel) with butt-welded shells and tap welded bottoms and roofs. The majority of these tanks are fixed head however floating head tanks in this range can be found usually in sizes over 15,000 cu. m. For costs of floating head tanks see floating head scale. These tanks are usually erected on site built over a purpose built Bitsand foundation (formed under the tank base plate). The Bitsand cone is usually formed on an over-site concrete base (e.g. 150 mm). Deeper or piled foundations should be costed separately. | Considered Not Applicable at time of Publication | (BEAMS Note 1) The ERC for this item should be added to the total of the ERC of the other P&M items on the site and the Buildings ERC (where applicable) to enable the correct contract size adjustment to be made. ERC of P&M Items + ERC of Building Component’s = Total ERC (net figure rateable items only) to which contract size adjustment should be applied The 2023 Generic Contractors Test Spreadsheet has this facility built into the programme - it is recommended you undertake all contractors test valuations using this spreadsheet. (Details on the application of contract size adjustments can be found in the RCG 2023 Guidance notes). Where RV is calculated using the comparative method (rental method) the contract size adjustment should be made as follows: Select - SCAT code box ""P and M as an addition” within the 2023 Generic Contractors Test Spreadsheet facility. Or Where the spreadsheet is not used take the: Reciprocal of statutory de-capitalisation rate (i.e. 5% reciprocal = 20) multiply by rateable value of the buildings (before any overall end allowances are made and after making a notional deduction for the land value) and add to the ERC of P&M. Use resultant figure to calculate contract size adjustment. (Guidance Notes - Section 6) | Deeper or piled foundations should be costed separately Costs include for External painting Additions for Foundations :- (See:- Cost Guide bit-sand bases - Section through typical bit-sand foundation). General The Cost figures are for tanks (mild steel) having 8mm thick bottom plates. The scales are suitable to tanks having bottom plate thicknesses of between 6mm and 10mm. | 1. Dia. of tank. 2. Height of tank. 3. Material tank is made out of and whether welded or bolted plates. 4. Painting. 5. Any other known features - internally lined et cetera. 6. Fixed or Floating Head. 7. Age. | Class 4, Table 4 Class 2 (d) Draining ; (e) Supplying Water ; (f) Protection from hazards. List of accessories 1 and 2 (v) | If under Class 2, whole if Class 2 provisos applies - other than. If under Class 4 Heating coils, rock wool insulation, paddles. Whole if Class 4 (d) | Foundations, catwalks, bunds, structural staircases, piles, fire protection equipment, high-level walkways. | It is assumed that the item forms part of an average size industrial, commercial or office complex. Where it would be normal to find more than one item in such a hereditament the ERC stated has been adjusted to reflect any number / quantity, discount. These figures are NOT one off figures. | General The Cost figures are for tanks (mild steel) having 8mm thick bottom plates. The scales are suitable to tanks having bottom plate thicknesses of between 6mm and 10mm. Tanks with bottom plates of 12.4mm thickness may have an addition of up to 40% to account for extra costs. The costs can be used as stage 1 costs for riveted tanks. For small tanks the addition for this type of foundations will be some 12% whereas for larger tanks a 9% addition is required. A 10% addition for foundations is therefore proposed to ALL BULK STORAGE TANKS where individual costings are not possible. In some cases the chemically inert fill layer may consist of concrete up to 100mm deep. The 10% addition is still applicable in these cases. For piled and thicker raft foundations under the tank further addition will be required and these should be calculated with reference to the relevant section in the Cost Guide or after discussion with BEAMS. | Photo 1 – Fixed head (Foreground) Floating Head (Background). | Duplicate photo needs deleting | 20135 |  | m3 | Per cubic metre | 3 - INDUSTRIAL | David Grace | Rob Hughes | 124.759 | Option 3 | 135.5463 | 8.647% | 176.8469 | 177.2421 | 42.07% | 30.76% | 176.9199 | 41.81% | Indexed | Ryan Hobbs | VOA_GPN_GOV_UK\7246041 | 2020-12-22 | Low | - | Medium | Costs are based on provisional 2021 agreement with agents (email chain saved in Evidence tab). Since CG2023 is currently working from the same TPI start point (322) as CG2021 I have taken the rate without adjustment, and will bulk index closer to publication date. The 215A and 215W series are interchangeable and historically this has led to the codes in the valuer's "Scale" spreadsheet (see evidence tab) not always using the code that appears in the CG. I offered Rob Hughes to correct / rationalise this in CG2023 but he declined as they would have to update all their valuations. Therefore designation (fixed / floating head) and capacity (m3) is more important than actual code. | - | Costs need to be indexed by different indices to general TPI. Some thought will be required to make sure this happens correctly. | NA | Steel | 1.56 | (BEAMS Note 1) The ERC for this item should be added to the total of the ERC of the other P&M items on the site and the Buildings ERC (where applicable) to enable the correct contract size adjustment to be made. ERC of P&M Items + ERC of Building Component’s = Total ERC (net figure rateable items only) to which contract size adjustment should be applied The 2021 Generic Contractors Test Spreadsheet has this facility built into the programme - it is recommended you undertake all contractors test valuations using this spreadsheet. (Details on the application of contract size adjustments can be found in the RCG 2021 Guidance notes). Where RV is calculated using the comparative method (rental method) the contract size adjustment should be made as follows: Select - SCAT code box "P and M as an addition” within the 2021 Generic Contractors Test Spreadsheet facility. Or Where the spreadsheet is not used take the: Reciprocal of statutory de-capitalisation rate (i.e. 5% reciprocal = 20) multiply by rateable value of the buildings (before any overall end allowances are made and after making a notional deduction for the land value) and add to the ERC of P&M. Use resultant figure to calculate contract size adjustment. (Guidance Notes - Section 6) | Photo 1 – Fixed head (Foreground) Floating Head (Background). | Duplicate photo needs deleting | 1 | TRUE
5599 | 215W64 | 7382 | 215W64 | Tanks | Large vertical | Fuel depots / commercial tank farms | Floating head | 4000m³ | Tanks - Large Vertical Cylindrical Single units or Fuel Depots / Commercial Tank Farms - Fixed Head Tanks found on Commercial Tank farms and Fuel Depots together with Individual Tanks, this type are generally an all steel construction (usually mild steel) with butt-welded shells and tap welded bottoms and roofs. The majority of these tanks are fixed head however floating head tanks in this range can be found usually in sizes over 15,000 cu. m. For Floating Head costs see relevant scale. These tanks are usually erected on site built over a purpose built Bitsand foundation (formed under the tank base plate). The Bitsand cone is usually formed on an over-site concrete base (e.g. 150 mm). Deeper or piled foundations should be costed separately. These type of tanks are intended for processed product storage and normally do not exceed 20,000 cu. m in volume although occasionally 25,000 cu. m tanks can be found in petrol storage depots. These types of tanks can be found on refineries and petro-chemical works where finished process products are stored. Fixed roofs are conical and self-supporting made of thin steel plates welded at the edges. There is a current practice to form a floating membrane inside the fixed head tank, this addition saves up to 95% emissions and is popular where petroleum products are being stored, usually in oil depots. The tanks are purpose designed usually by a project team headed by the tank farm operator and built to their specification in conjunction with the tank manufacturers. The design life is a minimum of 25 years providing the tank is subject to a regular maintenance programme and the products stored are restricted to those specified when the tank was designed. This fact should be remembered when considering age only allowances. Most bulk storage tanks are built with a cone up centre however some tanks have a sump in the centre of the tank. In the usual cone up situation the foundations to the tank should be established by reference to plans and sections and costed. Allowances :- These tanks are built to the tank farm operator specification. Cost Information and Design. The tank farm operator, from experience, knows what products will be stored in the tank and how corrosive or otherwise the stored products are. The tank manufacturers build the tanks giving some 25 years life trouble free, in reality such tanks with the correct product stored and maintained regularly should have a life of over 35 years without major refurbishments. Tanks found on Commercial Tank farms and Fuel Depots together with Individual tanks, this type are generally an all steel construction (usually mild steel) with butt-welded shells and tap welded bottoms and roofs. The majority of these tanks are fixed head however floating head tanks in this range can be found usually in sizes over 15,000 cu. m. For costs of floating head tanks see floating head scale. These tanks are usually erected on site built over a purpose built Bitsand foundation (formed under the tank base plate). The Bitsand cone is usually formed on an over-site concrete base (e.g. 150 mm). Deeper or piled foundations should be costed separately. Tanks found on Commercial Tank farms and Fuel Depots together with Individual Tanks, this type are generally an all steel construction (usually mild steel) with butt-welded shells and tap welded bottoms and roofs. The majority of these tanks are fixed head however floating head tanks in this range can be found usually in sizes over 15,000 cu. m. For costs of floating head tanks see floating head scale. These tanks are usually erected on site built over a purpose built Bitsand foundation (formed under the tank base plate). The Bitsand cone is usually formed on an over-site concrete base (e.g. 150 mm). Deeper or piled foundations should be costed separately. | Considered Not Applicable at time of Publication | (BEAMS Note 1) The ERC for this item should be added to the total of the ERC of the other P&M items on the site and the Buildings ERC (where applicable) to enable the correct contract size adjustment to be made. ERC of P&M Items + ERC of Building Component’s = Total ERC (net figure rateable items only) to which contract size adjustment should be applied The 2023 Generic Contractors Test Spreadsheet has this facility built into the programme - it is recommended you undertake all contractors test valuations using this spreadsheet. (Details on the application of contract size adjustments can be found in the RCG 2023 Guidance notes). Where RV is calculated using the comparative method (rental method) the contract size adjustment should be made as follows: Select - SCAT code box ""P and M as an addition” within the 2023 Generic Contractors Test Spreadsheet facility. Or Where the spreadsheet is not used take the: Reciprocal of statutory de-capitalisation rate (i.e. 5% reciprocal = 20) multiply by rateable value of the buildings (before any overall end allowances are made and after making a notional deduction for the land value) and add to the ERC of P&M. Use resultant figure to calculate contract size adjustment. (Guidance Notes - Section 6) | Deeper or piled foundations should be costed separately Costs include for External painting Additions for Foundations :- (See:- Cost Guide bit-sand bases - Section through typical bit-sand foundation). General The Cost figures are for tanks (mild steel) having 8mm thick bottom plates. The scales are suitable to tanks having bottom plate thicknesses of between 6mm and 10mm. | 1. Dia. of tank. 2. Height of tank. 3. Material tank is made out of and whether welded or bolted plates. 4. Painting. 5. Any other known features - internally lined et cetera. 6. Fixed or Floating Head. 7. Age. | Class 4, Table 4 Class 2 (d) Draining ; (e) Supplying Water ; (f) Protection from hazards. List of accessories 1 and 2 (v) | If under Class 2, whole if Class 2 provisos applies - other than. If under Class 4 Heating coils, rock wool insulation, paddles. Whole if Class 4 (d) | Foundations, catwalks, bunds, structural staircases, piles, fire protection equipment, high-level walkways. | It is assumed that the item forms part of an average size industrial, commercial or office complex. Where it would be normal to find more than one item in such a hereditament the ERC stated has been adjusted to reflect any number / quantity, discount. These figures are NOT one off figures. | General The Cost figures are for tanks (mild steel) having 8mm thick bottom plates. The scales are suitable to tanks having bottom plate thicknesses of between 6mm and 10mm. Tanks with bottom plates of 12.4mm thickness may have an addition of up to 40% to account for extra costs. The costs can be used as stage 1 costs for riveted tanks. For small tanks the addition for this type of foundations will be some 12% whereas for larger tanks a 9% addition is required. A 10% addition for foundations is therefore proposed to ALL BULK STORAGE TANKS where individual costings are not possible. In some cases the chemically inert fill layer may consist of concrete up to 100mm deep. The 10% addition is still applicable in these cases. For piled and thicker raft foundations under the tank further addition will be required and these should be calculated with reference to the relevant section in the Cost Guide or after discussion with BEAMS. | Photo 1 – Fixed head (Foreground) Floating Head (Background). | Duplicate photo needs deleting | 20135 |  | m3 | Per cubic metre | 3 - INDUSTRIAL | David Grace | Rob Hughes | 123.2301 | Option 3 | 133.8852 | 8.647% | 171.4879 | 171.8712 | 39.47% | 28.37% | 172.3914 | 39.89% | Indexed | Ryan Hobbs | VOA_GPN_GOV_UK\7246041 | 2020-12-22 | Low | - | Medium | Costs are based on provisional 2021 agreement with agents (email chain saved in Evidence tab). Since CG2023 is currently working from the same TPI start point (322) as CG2021 I have taken the rate without adjustment, and will bulk index closer to publication date. The 215A and 215W series are interchangeable and historically this has led to the codes in the valuer's "Scale" spreadsheet (see evidence tab) not always using the code that appears in the CG. I offered Rob Hughes to correct / rationalise this in CG2023 but he declined as they would have to update all their valuations. Therefore designation (fixed / floating head) and capacity (m3) is more important than actual code. | - | Costs need to be indexed by different indices to general TPI. Some thought will be required to make sure this happens correctly. | NA | Steel | 1.56 | (BEAMS Note 1) The ERC for this item should be added to the total of the ERC of the other P&M items on the site and the Buildings ERC (where applicable) to enable the correct contract size adjustment to be made. ERC of P&M Items + ERC of Building Component’s = Total ERC (net figure rateable items only) to which contract size adjustment should be applied The 2021 Generic Contractors Test Spreadsheet has this facility built into the programme - it is recommended you undertake all contractors test valuations using this spreadsheet. (Details on the application of contract size adjustments can be found in the RCG 2021 Guidance notes). Where RV is calculated using the comparative method (rental method) the contract size adjustment should be made as follows: Select - SCAT code box "P and M as an addition” within the 2021 Generic Contractors Test Spreadsheet facility. Or Where the spreadsheet is not used take the: Reciprocal of statutory de-capitalisation rate (i.e. 5% reciprocal = 20) multiply by rateable value of the buildings (before any overall end allowances are made and after making a notional deduction for the land value) and add to the ERC of P&M. Use resultant figure to calculate contract size adjustment. (Guidance Notes - Section 6) | Photo 1 – Fixed head (Foreground) Floating Head (Background). | Duplicate photo needs deleting | 1 | FALSE
5600 | 215W65 | 7388 | 215W65 | Tanks | Large vertical | Fuel depots / commercial tank farms | Floating head | 5000m³ | Tanks - Large Vertical Cylindrical Single units or Fuel Depots / Commercial Tank Farms - Fixed Head Tanks found on Commercial Tank farms and Fuel Depots together with Individual Tanks, this type are generally an all steel construction (usually mild steel) with butt-welded shells and tap welded bottoms and roofs. The majority of these tanks are fixed head however floating head tanks in this range can be found usually in sizes over 15,000 cu. m. For Floating Head costs see relevant scale. These tanks are usually erected on site built over a purpose built Bitsand foundation (formed under the tank base plate). The Bitsand cone is usually formed on an over-site concrete base (e.g. 150 mm). Deeper or piled foundations should be costed separately. These type of tanks are intended for processed product storage and normally do not exceed 20,000 cu. m in volume although occasionally 25,000 cu. m tanks can be found in petrol storage depots. These types of tanks can be found on refineries and petro-chemical works where finished process products are stored. Fixed roofs are conical and self-supporting made of thin steel plates welded at the edges. There is a current practice to form a floating membrane inside the fixed head tank, this addition saves up to 95% emissions and is popular where petroleum products are being stored, usually in oil depots. The tanks are purpose designed usually by a project team headed by the tank farm operator and built to their specification in conjunction with the tank manufacturers. The design life is a minimum of 25 years providing the tank is subject to a regular maintenance programme and the products stored are restricted to those specified when the tank was designed. This fact should be remembered when considering age only allowances. Most bulk storage tanks are built with a cone up centre however some tanks have a sump in the centre of the tank. In the usual cone up situation the foundations to the tank should be established by reference to plans and sections and costed. Allowances :- These tanks are built to the tank farm operator specification. Cost Information and Design. The tank farm operator, from experience, knows what products will be stored in the tank and how corrosive or otherwise the stored products are. The tank manufacturers build the tanks giving some 25 years life trouble free, in reality such tanks with the correct product stored and maintained regularly should have a life of over 35 years without major refurbishments. Tanks found on Commercial Tank farms and Fuel Depots together with Individual tanks, this type are generally an all steel construction (usually mild steel) with butt-welded shells and tap welded bottoms and roofs. The majority of these tanks are fixed head however floating head tanks in this range can be found usually in sizes over 15,000 cu. m. For costs of floating head tanks see floating head scale. These tanks are usually erected on site built over a purpose built Bitsand foundation (formed under the tank base plate). The Bitsand cone is usually formed on an over-site concrete base (e.g. 150 mm). Deeper or piled foundations should be costed separately. Tanks found on Commercial Tank farms and Fuel Depots together with Individual Tanks, this type are generally an all steel construction (usually mild steel) with butt-welded shells and tap welded bottoms and roofs. The majority of these tanks are fixed head however floating head tanks in this range can be found usually in sizes over 15,000 cu. m. For costs of floating head tanks see floating head scale. These tanks are usually erected on site built over a purpose built Bitsand foundation (formed under the tank base plate). The Bitsand cone is usually formed on an over-site concrete base (e.g. 150 mm). Deeper or piled foundations should be costed separately. | Considered Not Applicable at time of Publication | (BEAMS Note 1) The ERC for this item should be added to the total of the ERC of the other P&M items on the site and the Buildings ERC (where applicable) to enable the correct contract size adjustment to be made. ERC of P&M Items + ERC of Building Component’s = Total ERC (net figure rateable items only) to which contract size adjustment should be applied The 2023 Generic Contractors Test Spreadsheet has this facility built into the programme - it is recommended you undertake all contractors test valuations using this spreadsheet. (Details on the application of contract size adjustments can be found in the RCG 2023 Guidance notes). Where RV is calculated using the comparative method (rental method) the contract size adjustment should be made as follows: Select - SCAT code box ""P and M as an addition” within the 2023 Generic Contractors Test Spreadsheet facility. Or Where the spreadsheet is not used take the: Reciprocal of statutory de-capitalisation rate (i.e. 5% reciprocal = 20) multiply by rateable value of the buildings (before any overall end allowances are made and after making a notional deduction for the land value) and add to the ERC of P&M. Use resultant figure to calculate contract size adjustment. (Guidance Notes - Section 6) | Deeper or piled foundations should be costed separately Costs include for External painting Additions for Foundations :- (See:- Cost Guide bit-sand bases - Section through typical bit-sand foundation). General The Cost figures are for tanks (mild steel) having 8mm thick bottom plates. The scales are suitable to tanks having bottom plate thicknesses of between 6mm and 10mm. | 1. Dia. of tank. 2. Height of tank. 3. Material tank is made out of and whether welded or bolted plates. 4. Painting. 5. Any other known features - internally lined et cetera. 6. Fixed or Floating Head. 7. Age. | Class 4, Table 4 Class 2 (d) Draining ; (e) Supplying Water ; (f) Protection from hazards. List of accessories 1 and 2 (v) | If under Class 2, whole if Class 2 provisos applies - other than. If under Class 4 Heating coils, rock wool insulation, paddles. Whole if Class 4 (d) | Foundations, catwalks, bunds, structural staircases, piles, fire protection equipment, high-level walkways. | It is assumed that the item forms part of an average size industrial, commercial or office complex. Where it would be normal to find more than one item in such a hereditament the ERC stated has been adjusted to reflect any number / quantity, discount. These figures are NOT one off figures. | General The Cost figures are for tanks (mild steel) having 8mm thick bottom plates. The scales are suitable to tanks having bottom plate thicknesses of between 6mm and 10mm. Tanks with bottom plates of 12.4mm thickness may have an addition of up to 40% to account for extra costs. The costs can be used as stage 1 costs for riveted tanks. For small tanks the addition for this type of foundations will be some 12% whereas for larger tanks a 9% addition is required. A 10% addition for foundations is therefore proposed to ALL BULK STORAGE TANKS where individual costings are not possible. In some cases the chemically inert fill layer may consist of concrete up to 100mm deep. The 10% addition is still applicable in these cases. For piled and thicker raft foundations under the tank further addition will be required and these should be calculated with reference to the relevant section in the Cost Guide or after discussion with BEAMS. | Photo 1 – Fixed head (Foreground) Floating Head (Background). | Duplicate photo needs deleting | 20135 |  | m3 | Per cubic metre | 3 - INDUSTRIAL | David Grace | Rob Hughes | 116.8087 | Option 3 | 126.9086 | 8.647% | 162.9135 | 163.2776 | 39.78% | 28.66% | 162.8383 | 39.41% | Indexed | Ryan Hobbs | VOA_GPN_GOV_UK\7246041 | 2020-12-22 | Low | - | Medium | Costs are based on provisional 2021 agreement with agents (email chain saved in Evidence tab). Since CG2023 is currently working from the same TPI start point (322) as CG2021 I have taken the rate without adjustment, and will bulk index closer to publication date. The 215A and 215W series are interchangeable and historically this has led to the codes in the valuer's "Scale" spreadsheet (see evidence tab) not always using the code that appears in the CG. I offered Rob Hughes to correct / rationalise this in CG2023 but he declined as they would have to update all their valuations. Therefore designation (fixed / floating head) and capacity (m3) is more important than actual code. | - | Costs need to be indexed by different indices to general TPI. Some thought will be required to make sure this happens correctly. | NA | Steel | 1.56 | (BEAMS Note 1) The ERC for this item should be added to the total of the ERC of the other P&M items on the site and the Buildings ERC (where applicable) to enable the correct contract size adjustment to be made. ERC of P&M Items + ERC of Building Component’s = Total ERC (net figure rateable items only) to which contract size adjustment should be applied The 2021 Generic Contractors Test Spreadsheet has this facility built into the programme - it is recommended you undertake all contractors test valuations using this spreadsheet. (Details on the application of contract size adjustments can be found in the RCG 2021 Guidance notes). Where RV is calculated using the comparative method (rental method) the contract size adjustment should be made as follows: Select - SCAT code box "P and M as an addition” within the 2021 Generic Contractors Test Spreadsheet facility. Or Where the spreadsheet is not used take the: Reciprocal of statutory de-capitalisation rate (i.e. 5% reciprocal = 20) multiply by rateable value of the buildings (before any overall end allowances are made and after making a notional deduction for the land value) and add to the ERC of P&M. Use resultant figure to calculate contract size adjustment. (Guidance Notes - Section 6) | Photo 1 – Fixed head (Foreground) Floating Head (Background). | Duplicate photo needs deleting | 1 | FALSE
5601 | 215W66 | 7390 | 215W66 | Tanks | Large vertical | Fuel depots / commercial tank farms | Floating head | 6000m³ | Tanks - Large Vertical Cylindrical Single units or Fuel Depots / Commercial Tank Farms - Fixed Head Tanks found on Commercial Tank farms and Fuel Depots together with Individual Tanks, this type are generally an all steel construction (usually mild steel) with butt-welded shells and tap welded bottoms and roofs. The majority of these tanks are fixed head however floating head tanks in this range can be found usually in sizes over 15,000 cu. m. For Floating Head costs see relevant scale. These tanks are usually erected on site built over a purpose built Bitsand foundation (formed under the tank base plate). The Bitsand cone is usually formed on an over-site concrete base (e.g. 150 mm). Deeper or piled foundations should be costed separately. These type of tanks are intended for processed product storage and normally do not exceed 20,000 cu. m in volume although occasionally 25,000 cu. m tanks can be found in petrol storage depots. These types of tanks can be found on refineries and petro-chemical works where finished process products are stored. Fixed roofs are conical and self-supporting made of thin steel plates welded at the edges. There is a current practice to form a floating membrane inside the fixed head tank, this addition saves up to 95% emissions and is popular where petroleum products are being stored, usually in oil depots. The tanks are purpose designed usually by a project team headed by the tank farm operator and built to their specification in conjunction with the tank manufacturers. The design life is a minimum of 25 years providing the tank is subject to a regular maintenance programme and the products stored are restricted to those specified when the tank was designed. This fact should be remembered when considering age only allowances. Most bulk storage tanks are built with a cone up centre however some tanks have a sump in the centre of the tank. In the usual cone up situation the foundations to the tank should be established by reference to plans and sections and costed. Allowances :- These tanks are built to the tank farm operator specification. Cost Information and Design. The tank farm operator, from experience, knows what products will be stored in the tank and how corrosive or otherwise the stored products are. The tank manufacturers build the tanks giving some 25 years life trouble free, in reality such tanks with the correct product stored and maintained regularly should have a life of over 35 years without major refurbishments. Tanks found on Commercial Tank farms and Fuel Depots together with Individual tanks, this type are generally an all steel construction (usually mild steel) with butt-welded shells and tap welded bottoms and roofs. The majority of these tanks are fixed head however floating head tanks in this range can be found usually in sizes over 15,000 cu. m. For costs of floating head tanks see floating head scale. These tanks are usually erected on site built over a purpose built Bitsand foundation (formed under the tank base plate). The Bitsand cone is usually formed on an over-site concrete base (e.g. 150 mm). Deeper or piled foundations should be costed separately. Tanks found on Commercial Tank farms and Fuel Depots together with Individual Tanks, this type are generally an all steel construction (usually mild steel) with butt-welded shells and tap welded bottoms and roofs. The majority of these tanks are fixed head however floating head tanks in this range can be found usually in sizes over 15,000 cu. m. For costs of floating head tanks see floating head scale. These tanks are usually erected on site built over a purpose built Bitsand foundation (formed under the tank base plate). The Bitsand cone is usually formed on an over-site concrete base (e.g. 150 mm). Deeper or piled foundations should be costed separately. | Considered Not Applicable at time of Publication | (BEAMS Note 1) The ERC for this item should be added to the total of the ERC of the other P&M items on the site and the Buildings ERC (where applicable) to enable the correct contract size adjustment to be made. ERC of P&M Items + ERC of Building Component’s = Total ERC (net figure rateable items only) to which contract size adjustment should be applied The 2023 Generic Contractors Test Spreadsheet has this facility built into the programme - it is recommended you undertake all contractors test valuations using this spreadsheet. (Details on the application of contract size adjustments can be found in the RCG 2023 Guidance notes). Where RV is calculated using the comparative method (rental method) the contract size adjustment should be made as follows: Select - SCAT code box ""P and M as an addition” within the 2023 Generic Contractors Test Spreadsheet facility. Or Where the spreadsheet is not used take the: Reciprocal of statutory de-capitalisation rate (i.e. 5% reciprocal = 20) multiply by rateable value of the buildings (before any overall end allowances are made and after making a notional deduction for the land value) and add to the ERC of P&M. Use resultant figure to calculate contract size adjustment. (Guidance Notes - Section 6) | Deeper or piled foundations should be costed separately Costs include for External painting Additions for Foundations :- (See:- Cost Guide bit-sand bases - Section through typical bit-sand foundation). General The Cost figures are for tanks (mild steel) having 8mm thick bottom plates. The scales are suitable to tanks having bottom plate thicknesses of between 6mm and 10mm. | 1. Dia. of tank. 2. Height of tank. 3. Material tank is made out of and whether welded or bolted plates. 4. Painting. 5. Any other known features - internally lined et cetera. 6. Fixed or Floating Head. 7. Age. | Class 4, Table 4 Class 2 (d) Draining ; (e) Supplying Water ; (f) Protection from hazards. List of accessories 1 and 2 (v) | If under Class 2, whole if Class 2 provisos applies - other than. If under Class 4 Heating coils, rock wool insulation, paddles. Whole if Class 4 (d) | Foundations, catwalks, bunds, structural staircases, piles, fire protection equipment, high-level walkways. | It is assumed that the item forms part of an average size industrial, commercial or office complex. Where it would be normal to find more than one item in such a hereditament the ERC stated has been adjusted to reflect any number / quantity, discount. These figures are NOT one off figures. | General The Cost figures are for tanks (mild steel) having 8mm thick bottom plates. The scales are suitable to tanks having bottom plate thicknesses of between 6mm and 10mm. Tanks with bottom plates of 12.4mm thickness may have an addition of up to 40% to account for extra costs. The costs can be used as stage 1 costs for riveted tanks. For small tanks the addition for this type of foundations will be some 12% whereas for larger tanks a 9% addition is required. A 10% addition for foundations is therefore proposed to ALL BULK STORAGE TANKS where individual costings are not possible. In some cases the chemically inert fill layer may consist of concrete up to 100mm deep. The 10% addition is still applicable in these cases. For piled and thicker raft foundations under the tank further addition will be required and these should be calculated with reference to the relevant section in the Cost Guide or after discussion with BEAMS. | Photo 1 – Fixed head (Foreground) Floating Head (Background). | Duplicate photo needs deleting | 20135 |  | m3 | Per cubic metre | 3 - INDUSTRIAL | David Grace | Rob Hughes | 111.3046 | Option 3 | 120.9286 | 8.647% | 151.1237 | 151.4615 | 36.08% | 25.25% | 151.354 | 35.98% | Indexed | Ryan Hobbs | VOA_GPN_GOV_UK\7246041 | 2020-12-22 | Low | - | Medium | Costs are based on provisional 2021 agreement with agents (email chain saved in Evidence tab). Since CG2023 is currently working from the same TPI start point (322) as CG2021 I have taken the rate without adjustment, and will bulk index closer to publication date. The 215A and 215W series are interchangeable and historically this has led to the codes in the valuer's "Scale" spreadsheet (see evidence tab) not always using the code that appears in the CG. I offered Rob Hughes to correct / rationalise this in CG2023 but he declined as they would have to update all their valuations. Therefore designation (fixed / floating head) and capacity (m3) is more important than actual code. | - | Costs need to be indexed by different indices to general TPI. Some thought will be required to make sure this happens correctly. | NA | Steel | 1.56 | (BEAMS Note 1) The ERC for this item should be added to the total of the ERC of the other P&M items on the site and the Buildings ERC (where applicable) to enable the correct contract size adjustment to be made. ERC of P&M Items + ERC of Building Component’s = Total ERC (net figure rateable items only) to which contract size adjustment should be applied The 2021 Generic Contractors Test Spreadsheet has this facility built into the programme - it is recommended you undertake all contractors test valuations using this spreadsheet. (Details on the application of contract size adjustments can be found in the RCG 2021 Guidance notes). Where RV is calculated using the comparative method (rental method) the contract size adjustment should be made as follows: Select - SCAT code box "P and M as an addition” within the 2021 Generic Contractors Test Spreadsheet facility. Or Where the spreadsheet is not used take the: Reciprocal of statutory de-capitalisation rate (i.e. 5% reciprocal = 20) multiply by rateable value of the buildings (before any overall end allowances are made and after making a notional deduction for the land value) and add to the ERC of P&M. Use resultant figure to calculate contract size adjustment. (Guidance Notes - Section 6) | Photo 1 – Fixed head (Foreground) Floating Head (Background). | Duplicate photo needs deleting | 1 | TRUE
5602 | 215W67 | 7392 | 215W67 | Tanks | Large vertical | Fuel depots / commercial tank farms | Floating head | 7000m³ | Tanks - Large Vertical Cylindrical Single units or Fuel Depots / Commercial Tank Farms - Fixed Head Tanks found on Commercial Tank farms and Fuel Depots together with Individual Tanks, this type are generally an all steel construction (usually mild steel) with butt-welded shells and tap welded bottoms and roofs. The majority of these tanks are fixed head however floating head tanks in this range can be found usually in sizes over 15,000 cu. m. For Floating Head costs see relevant scale. These tanks are usually erected on site built over a purpose built Bitsand foundation (formed under the tank base plate). The Bitsand cone is usually formed on an over-site concrete base (e.g. 150 mm). Deeper or piled foundations should be costed separately. These type of tanks are intended for processed product storage and normally do not exceed 20,000 cu. m in volume although occasionally 25,000 cu. m tanks can be found in petrol storage depots. These types of tanks can be found on refineries and petro-chemical works where finished process products are stored. Fixed roofs are conical and self-supporting made of thin steel plates welded at the edges. There is a current practice to form a floating membrane inside the fixed head tank, this addition saves up to 95% emissions and is popular where petroleum products are being stored, usually in oil depots. The tanks are purpose designed usually by a project team headed by the tank farm operator and built to their specification in conjunction with the tank manufacturers. The design life is a minimum of 25 years providing the tank is subject to a regular maintenance programme and the products stored are restricted to those specified when the tank was designed. This fact should be remembered when considering age only allowances. Most bulk storage tanks are built with a cone up centre however some tanks have a sump in the centre of the tank. In the usual cone up situation the foundations to the tank should be established by reference to plans and sections and costed. Allowances :- These tanks are built to the tank farm operator specification. Cost Information and Design. The tank farm operator, from experience, knows what products will be stored in the tank and how corrosive or otherwise the stored products are. The tank manufacturers build the tanks giving some 25 years life trouble free, in reality such tanks with the correct product stored and maintained regularly should have a life of over 35 years without major refurbishments. Tanks found on Commercial Tank farms and Fuel Depots together with Individual tanks, this type are generally an all steel construction (usually mild steel) with butt-welded shells and tap welded bottoms and roofs. The majority of these tanks are fixed head however floating head tanks in this range can be found usually in sizes over 15,000 cu. m. For costs of floating head tanks see floating head scale. These tanks are usually erected on site built over a purpose built Bitsand foundation (formed under the tank base plate). The Bitsand cone is usually formed on an over-site concrete base (e.g. 150 mm). Deeper or piled foundations should be costed separately. Tanks found on Commercial Tank farms and Fuel Depots together with Individual Tanks, this type are generally an all steel construction (usually mild steel) with butt-welded shells and tap welded bottoms and roofs. The majority of these tanks are fixed head however floating head tanks in this range can be found usually in sizes over 15,000 cu. m. For costs of floating head tanks see floating head scale. These tanks are usually erected on site built over a purpose built Bitsand foundation (formed under the tank base plate). The Bitsand cone is usually formed on an over-site concrete base (e.g. 150 mm). Deeper or piled foundations should be costed separately. | Considered Not Applicable at time of Publication | (BEAMS Note 1) The ERC for this item should be added to the total of the ERC of the other P&M items on the site and the Buildings ERC (where applicable) to enable the correct contract size adjustment to be made. ERC of P&M Items + ERC of Building Component’s = Total ERC (net figure rateable items only) to which contract size adjustment should be applied The 2023 Generic Contractors Test Spreadsheet has this facility built into the programme - it is recommended you undertake all contractors test valuations using this spreadsheet. (Details on the application of contract size adjustments can be found in the RCG 2023 Guidance notes). Where RV is calculated using the comparative method (rental method) the contract size adjustment should be made as follows: Select - SCAT code box ""P and M as an addition” within the 2023 Generic Contractors Test Spreadsheet facility. Or Where the spreadsheet is not used take the: Reciprocal of statutory de-capitalisation rate (i.e. 5% reciprocal = 20) multiply by rateable value of the buildings (before any overall end allowances are made and after making a notional deduction for the land value) and add to the ERC of P&M. Use resultant figure to calculate contract size adjustment. (Guidance Notes - Section 6) | Deeper or piled foundations should be costed separately Costs include for External painting Additions for Foundations :- (See:- Cost Guide bit-sand bases - Section through typical bit-sand foundation). General The Cost figures are for tanks (mild steel) having 8mm thick bottom plates. The scales are suitable to tanks having bottom plate thicknesses of between 6mm and 10mm. | 1. Dia. of tank. 2. Height of tank. 3. Material tank is made out of and whether welded or bolted plates. 4. Painting. 5. Any other known features - internally lined et cetera. 6. Fixed or Floating Head. 7. Age. | Class 4, Table 4 Class 2 (d) Draining ; (e) Supplying Water ; (f) Protection from hazards. List of accessories 1 and 2 (v) | If under Class 2, whole if Class 2 provisos applies - other than. If under Class 4 Heating coils, rock wool insulation, paddles. Whole if Class 4 (d) | Foundations, catwalks, bunds, structural staircases, piles, fire protection equipment, high-level walkways. | It is assumed that the item forms part of an average size industrial, commercial or office complex. Where it would be normal to find more than one item in such a hereditament the ERC stated has been adjusted to reflect any number / quantity, discount. These figures are NOT one off figures. | General The Cost figures are for tanks (mild steel) having 8mm thick bottom plates. The scales are suitable to tanks having bottom plate thicknesses of between 6mm and 10mm. Tanks with bottom plates of 12.4mm thickness may have an addition of up to 40% to account for extra costs. The costs can be used as stage 1 costs for riveted tanks. For small tanks the addition for this type of foundations will be some 12% whereas for larger tanks a 9% addition is required. A 10% addition for foundations is therefore proposed to ALL BULK STORAGE TANKS where individual costings are not possible. In some cases the chemically inert fill layer may consist of concrete up to 100mm deep. The 10% addition is still applicable in these cases. For piled and thicker raft foundations under the tank further addition will be required and these should be calculated with reference to the relevant section in the Cost Guide or after discussion with BEAMS. | Photo 1 – Fixed head (Foreground) Floating Head (Background). | Duplicate photo needs deleting | 20135 |  | m3 | Per cubic metre | 3 - INDUSTRIAL | David Grace | Rob Hughes | 105.1767 | Option 3 | 114.2709 | 8.647% | 138.2621 | 138.5711 | 31.75% | 21.27% | 138.3026 | 31.5% | Indexed | Ryan Hobbs | VOA_GPN_GOV_UK\7246041 | 2022-07-29 | Low | - | Medium | Costs are based on provisional 2021 agreement with agents (email chain saved in Evidence tab). Since CG2023 is currently working from the same TPI start point (322) as CG2021 I have taken the rate without adjustment, and will bulk index closer to publication date. The 215A and 215W series are interchangeable and historically this has led to the codes in the valuer's "Scale" spreadsheet (see evidence tab) not always using the code that appears in the CG. I offered Rob Hughes to correct / rationalise this in CG2023 but he declined as they would have to update all their valuations. Therefore designation (fixed / floating head) and capacity (m3) is more important than actual code. | - | Costs need to be indexed by different indices to general TPI. Some thought will be required to make sure this happens correctly. | NA | Steel | 1.56 | (BEAMS Note 1) The ERC for this item should be added to the total of the ERC of the other P&M items on the site and the Buildings ERC (where applicable) to enable the correct contract size adjustment to be made. ERC of P&M Items + ERC of Building Component’s = Total ERC (net figure rateable items only) to which contract size adjustment should be applied The 2021 Generic Contractors Test Spreadsheet has this facility built into the programme - it is recommended you undertake all contractors test valuations using this spreadsheet. (Details on the application of contract size adjustments can be found in the RCG 2021 Guidance notes). Where RV is calculated using the comparative method (rental method) the contract size adjustment should be made as follows: Select - SCAT code box "P and M as an addition” within the 2021 Generic Contractors Test Spreadsheet facility. Or Where the spreadsheet is not used take the: Reciprocal of statutory de-capitalisation rate (i.e. 5% reciprocal = 20) multiply by rateable value of the buildings (before any overall end allowances are made and after making a notional deduction for the land value) and add to the ERC of P&M. Use resultant figure to calculate contract size adjustment. (Guidance Notes - Section 6) | Photo 1 – Fixed head (Foreground) Floating Head (Background). | Duplicate photo needs deleting | 1 | TRUE
5603 | 215W68 | 7393 | 215W68 | Tanks | Large vertical | Fuel depots / commercial tank farms | Floating head | 8000m³ | Tanks - Large Vertical Cylindrical Single units or Fuel Depots / Commercial Tank Farms - Fixed Head Tanks found on Commercial Tank farms and Fuel Depots together with Individual Tanks, this type are generally an all steel construction (usually mild steel) with butt-welded shells and tap welded bottoms and roofs. The majority of these tanks are fixed head however floating head tanks in this range can be found usually in sizes over 15,000 cu. m. For Floating Head costs see relevant scale. These tanks are usually erected on site built over a purpose built Bitsand foundation (formed under the tank base plate). The Bitsand cone is usually formed on an over-site concrete base (e.g. 150 mm). Deeper or piled foundations should be costed separately. These type of tanks are intended for processed product storage and normally do not exceed 20,000 cu. m in volume although occasionally 25,000 cu. m tanks can be found in petrol storage depots. These types of tanks can be found on refineries and petro-chemical works where finished process products are stored. Fixed roofs are conical and self-supporting made of thin steel plates welded at the edges. There is a current practice to form a floating membrane inside the fixed head tank, this addition saves up to 95% emissions and is popular where petroleum products are being stored, usually in oil depots. The tanks are purpose designed usually by a project team headed by the tank farm operator and built to their specification in conjunction with the tank manufacturers. The design life is a minimum of 25 years providing the tank is subject to a regular maintenance programme and the products stored are restricted to those specified when the tank was designed. This fact should be remembered when considering age only allowances. Most bulk storage tanks are built with a cone up centre however some tanks have a sump in the centre of the tank. In the usual cone up situation the foundations to the tank should be established by reference to plans and sections and costed. Allowances :- These tanks are built to the tank farm operator specification. Cost Information and Design. The tank farm operator, from experience, knows what products will be stored in the tank and how corrosive or otherwise the stored products are. The tank manufacturers build the tanks giving some 25 years life trouble free, in reality such tanks with the correct product stored and maintained regularly should have a life of over 35 years without major refurbishments. Tanks found on Commercial Tank farms and Fuel Depots together with Individual tanks, this type are generally an all steel construction (usually mild steel) with butt-welded shells and tap welded bottoms and roofs. The majority of these tanks are fixed head however floating head tanks in this range can be found usually in sizes over 15,000 cu. m. For costs of floating head tanks see floating head scale. These tanks are usually erected on site built over a purpose built Bitsand foundation (formed under the tank base plate). The Bitsand cone is usually formed on an over-site concrete base (e.g. 150 mm). Deeper or piled foundations should be costed separately. Tanks found on Commercial Tank farms and Fuel Depots together with Individual Tanks, this type are generally an all steel construction (usually mild steel) with butt-welded shells and tap welded bottoms and roofs. The majority of these tanks are fixed head however floating head tanks in this range can be found usually in sizes over 15,000 cu. m. For costs of floating head tanks see floating head scale. These tanks are usually erected on site built over a purpose built Bitsand foundation (formed under the tank base plate). The Bitsand cone is usually formed on an over-site concrete base (e.g. 150 mm). Deeper or piled foundations should be costed separately. | Considered Not Applicable at time of Publication | (BEAMS Note 1) The ERC for this item should be added to the total of the ERC of the other P&M items on the site and the Buildings ERC (where applicable) to enable the correct contract size adjustment to be made. ERC of P&M Items + ERC of Building Component’s = Total ERC (net figure rateable items only) to which contract size adjustment should be applied The 2023 Generic Contractors Test Spreadsheet has this facility built into the programme - it is recommended you undertake all contractors test valuations using this spreadsheet. (Details on the application of contract size adjustments can be found in the RCG 2023 Guidance notes). Where RV is calculated using the comparative method (rental method) the contract size adjustment should be made as follows: Select - SCAT code box ""P and M as an addition” within the 2023 Generic Contractors Test Spreadsheet facility. Or Where the spreadsheet is not used take the: Reciprocal of statutory de-capitalisation rate (i.e. 5% reciprocal = 20) multiply by rateable value of the buildings (before any overall end allowances are made and after making a notional deduction for the land value) and add to the ERC of P&M. Use resultant figure to calculate contract size adjustment. (Guidance Notes - Section 6) | Deeper or piled foundations should be costed separately Costs include for External painting Additions for Foundations :- (See:- Cost Guide bit-sand bases - Section through typical bit-sand foundation). General The Cost figures are for tanks (mild steel) having 8mm thick bottom plates. The scales are suitable to tanks having bottom plate thicknesses of between 6mm and 10mm. | 1. Dia. of tank. 2. Height of tank. 3. Material tank is made out of and whether welded or bolted plates. 4. Painting. 5. Any other known features - internally lined et cetera. 6. Fixed or Floating Head. 7. Age. | Class 4, Table 4 Class 2 (d) Draining ; (e) Supplying Water ; (f) Protection from hazards. List of accessories 1 and 2 (v) | If under Class 2, whole if Class 2 provisos applies - other than. If under Class 4 Heating coils, rock wool insulation, paddles. Whole if Class 4 (d) | Foundations, catwalks, bunds, structural staircases, piles, fire protection equipment, high-level walkways. | It is assumed that the item forms part of an average size industrial, commercial or office complex. Where it would be normal to find more than one item in such a hereditament the ERC stated has been adjusted to reflect any number / quantity, discount. These figures are NOT one off figures. | General The Cost figures are for tanks (mild steel) having 8mm thick bottom plates. The scales are suitable to tanks having bottom plate thicknesses of between 6mm and 10mm. Tanks with bottom plates of 12.4mm thickness may have an addition of up to 40% to account for extra costs. The costs can be used as stage 1 costs for riveted tanks. For small tanks the addition for this type of foundations will be some 12% whereas for larger tanks a 9% addition is required. A 10% addition for foundations is therefore proposed to ALL BULK STORAGE TANKS where individual costings are not possible. In some cases the chemically inert fill layer may consist of concrete up to 100mm deep. The 10% addition is still applicable in these cases. For piled and thicker raft foundations under the tank further addition will be required and these should be calculated with reference to the relevant section in the Cost Guide or after discussion with BEAMS. | Photo 1 – Fixed head (Foreground) Floating Head (Background). | Duplicate photo needs deleting | 20135 |  | m3 | Per cubic metre | 3 - INDUSTRIAL | David Grace | Rob Hughes | 102.0577 | Option 3 | 110.8822 | 8.647% | 128.6159 | 128.9034 | 26.3% | 16.25% | 128.9034 | 26.3% | Indexed | Ryan Hobbs | VOA_GPN_GOV_UK\7246041 | 2020-12-22 | Low | - | Medium | Costs are based on provisional 2021 agreement with agents (email chain saved in Evidence tab). Since CG2023 is currently working from the same TPI start point (322) as CG2021 I have taken the rate without adjustment, and will bulk index closer to publication date. The 215A and 215W series are interchangeable and historically this has led to the codes in the valuer's "Scale" spreadsheet (see evidence tab) not always using the code that appears in the CG. I offered Rob Hughes to correct / rationalise this in CG2023 but he declined as they would have to update all their valuations. Therefore designation (fixed / floating head) and capacity (m3) is more important than actual code. | - | Costs need to be indexed by different indices to general TPI. Some thought will be required to make sure this happens correctly. | NA | Steel | 1.56 | (BEAMS Note 1) The ERC for this item should be added to the total of the ERC of the other P&M items on the site and the Buildings ERC (where applicable) to enable the correct contract size adjustment to be made. ERC of P&M Items + ERC of Building Component’s = Total ERC (net figure rateable items only) to which contract size adjustment should be applied The 2021 Generic Contractors Test Spreadsheet has this facility built into the programme - it is recommended you undertake all contractors test valuations using this spreadsheet. (Details on the application of contract size adjustments can be found in the RCG 2021 Guidance notes). Where RV is calculated using the comparative method (rental method) the contract size adjustment should be made as follows: Select - SCAT code box "P and M as an addition” within the 2021 Generic Contractors Test Spreadsheet facility. Or Where the spreadsheet is not used take the: Reciprocal of statutory de-capitalisation rate (i.e. 5% reciprocal = 20) multiply by rateable value of the buildings (before any overall end allowances are made and after making a notional deduction for the land value) and add to the ERC of P&M. Use resultant figure to calculate contract size adjustment. (Guidance Notes - Section 6) | Photo 1 – Fixed head (Foreground) Floating Head (Background). | Duplicate photo needs deleting | 1 | TRUE
5604 | 215W69 | 7395 | 215W69 | Tanks | Large vertical | Fuel depots / commercial tank farms | Floating head | 9000m³ | Tanks - Large Vertical Cylindrical Single units or Fuel Depots / Commercial Tank Farms - Fixed Head Tanks found on Commercial Tank farms and Fuel Depots together with Individual Tanks, this type are generally an all steel construction (usually mild steel) with butt-welded shells and tap welded bottoms and roofs. The majority of these tanks are fixed head however floating head tanks in this range can be found usually in sizes over 15,000 cu. m. For Floating Head costs see relevant scale. These tanks are usually erected on site built over a purpose built Bitsand foundation (formed under the tank base plate). The Bitsand cone is usually formed on an over-site concrete base (e.g. 150 mm). Deeper or piled foundations should be costed separately. These type of tanks are intended for processed product storage and normally do not exceed 20,000 cu. m in volume although occasionally 25,000 cu. m tanks can be found in petrol storage depots. These types of tanks can be found on refineries and petro-chemical works where finished process products are stored. Fixed roofs are conical and self-supporting made of thin steel plates welded at the edges. There is a current practice to form a floating membrane inside the fixed head tank, this addition saves up to 95% emissions and is popular where petroleum products are being stored, usually in oil depots. The tanks are purpose designed usually by a project team headed by the tank farm operator and built to their specification in conjunction with the tank manufacturers. The design life is a minimum of 25 years providing the tank is subject to a regular maintenance programme and the products stored are restricted to those specified when the tank was designed. This fact should be remembered when considering age only allowances. Most bulk storage tanks are built with a cone up centre however some tanks have a sump in the centre of the tank. In the usual cone up situation the foundations to the tank should be established by reference to plans and sections and costed. Allowances :- These tanks are built to the tank farm operator specification. Cost Information and Design. The tank farm operator, from experience, knows what products will be stored in the tank and how corrosive or otherwise the stored products are. The tank manufacturers build the tanks giving some 25 years life trouble free, in reality such tanks with the correct product stored and maintained regularly should have a life of over 35 years without major refurbishments. Tanks found on Commercial Tank farms and Fuel Depots together with Individual tanks, this type are generally an all steel construction (usually mild steel) with butt-welded shells and tap welded bottoms and roofs. The majority of these tanks are fixed head however floating head tanks in this range can be found usually in sizes over 15,000 cu. m. For costs of floating head tanks see floating head scale. These tanks are usually erected on site built over a purpose built Bitsand foundation (formed under the tank base plate). The Bitsand cone is usually formed on an over-site concrete base (e.g. 150 mm). Deeper or piled foundations should be costed separately. Tanks found on Commercial Tank farms and Fuel Depots together with Individual Tanks, this type are generally an all steel construction (usually mild steel) with butt-welded shells and tap welded bottoms and roofs. The majority of these tanks are fixed head however floating head tanks in this range can be found usually in sizes over 15,000 cu. m. For costs of floating head tanks see floating head scale. These tanks are usually erected on site built over a purpose built Bitsand foundation (formed under the tank base plate). The Bitsand cone is usually formed on an over-site concrete base (e.g. 150 mm). Deeper or piled foundations should be costed separately. | Considered Not Applicable at time of Publication | (BEAMS Note 1) The ERC for this item should be added to the total of the ERC of the other P&M items on the site and the Buildings ERC (where applicable) to enable the correct contract size adjustment to be made. ERC of P&M Items + ERC of Building Component’s = Total ERC (net figure rateable items only) to which contract size adjustment should be applied The 2023 Generic Contractors Test Spreadsheet has this facility built into the programme - it is recommended you undertake all contractors test valuations using this spreadsheet. (Details on the application of contract size adjustments can be found in the RCG 2023 Guidance notes). Where RV is calculated using the comparative method (rental method) the contract size adjustment should be made as follows: Select - SCAT code box ""P and M as an addition” within the 2023 Generic Contractors Test Spreadsheet facility. Or Where the spreadsheet is not used take the: Reciprocal of statutory de-capitalisation rate (i.e. 5% reciprocal = 20) multiply by rateable value of the buildings (before any overall end allowances are made and after making a notional deduction for the land value) and add to the ERC of P&M. Use resultant figure to calculate contract size adjustment. (Guidance Notes - Section 6) | Deeper or piled foundations should be costed separately Costs include for External painting Additions for Foundations :- (See:- Cost Guide bit-sand bases - Section through typical bit-sand foundation). General The Cost figures are for tanks (mild steel) having 8mm thick bottom plates. The scales are suitable to tanks having bottom plate thicknesses of between 6mm and 10mm. | 1. Dia. of tank. 2. Height of tank. 3. Material tank is made out of and whether welded or bolted plates. 4. Painting. 5. Any other known features - internally lined et cetera. 6. Fixed or Floating Head. 7. Age. | Class 4, Table 4 Class 2 (d) Draining ; (e) Supplying Water ; (f) Protection from hazards. List of accessories 1 and 2 (v) | If under Class 2, whole if Class 2 provisos applies - other than. If under Class 4 Heating coils, rock wool insulation, paddles. Whole if Class 4 (d) | Foundations, catwalks, bunds, structural staircases, piles, fire protection equipment, high-level walkways. | It is assumed that the item forms part of an average size industrial, commercial or office complex. Where it would be normal to find more than one item in such a hereditament the ERC stated has been adjusted to reflect any number / quantity, discount. These figures are NOT one off figures. | General The Cost figures are for tanks (mild steel) having 8mm thick bottom plates. The scales are suitable to tanks having bottom plate thicknesses of between 6mm and 10mm. Tanks with bottom plates of 12.4mm thickness may have an addition of up to 40% to account for extra costs. The costs can be used as stage 1 costs for riveted tanks. For small tanks the addition for this type of foundations will be some 12% whereas for larger tanks a 9% addition is required. A 10% addition for foundations is therefore proposed to ALL BULK STORAGE TANKS where individual costings are not possible. In some cases the chemically inert fill layer may consist of concrete up to 100mm deep. The 10% addition is still applicable in these cases. For piled and thicker raft foundations under the tank further addition will be required and these should be calculated with reference to the relevant section in the Cost Guide or after discussion with BEAMS. | Photo 1 – Fixed head (Foreground) Floating Head (Background). | Duplicate photo needs deleting | 20135 |  | m3 | Per cubic metre | 3 - INDUSTRIAL | David Grace | Rob Hughes | 95.4162 | Option 3 | 103.6664 | 8.647% | 117.768 | 118.0312 | 23.7% | 13.86% | 118.6448 | 24.34% | Indexed | Ryan Hobbs | VOA_GPN_GOV_UK\7246041 | 2020-12-22 | Low | - | Medium | Costs are based on provisional 2021 agreement with agents (email chain saved in Evidence tab). Since CG2023 is currently working from the same TPI start point (322) as CG2021 I have taken the rate without adjustment, and will bulk index closer to publication date. The 215A and 215W series are interchangeable and historically this has led to the codes in the valuer's "Scale" spreadsheet (see evidence tab) not always using the code that appears in the CG. I offered Rob Hughes to correct / rationalise this in CG2023 but he declined as they would have to update all their valuations. Therefore designation (fixed / floating head) and capacity (m3) is more important than actual code. | - | Costs need to be indexed by different indices to general TPI. Some thought will be required to make sure this happens correctly. | NA | Steel | 1.56 | (BEAMS Note 1) The ERC for this item should be added to the total of the ERC of the other P&M items on the site and the Buildings ERC (where applicable) to enable the correct contract size adjustment to be made. ERC of P&M Items + ERC of Building Component’s = Total ERC (net figure rateable items only) to which contract size adjustment should be applied The 2021 Generic Contractors Test Spreadsheet has this facility built into the programme - it is recommended you undertake all contractors test valuations using this spreadsheet. (Details on the application of contract size adjustments can be found in the RCG 2021 Guidance notes). Where RV is calculated using the comparative method (rental method) the contract size adjustment should be made as follows: Select - SCAT code box "P and M as an addition” within the 2021 Generic Contractors Test Spreadsheet facility. Or Where the spreadsheet is not used take the: Reciprocal of statutory de-capitalisation rate (i.e. 5% reciprocal = 20) multiply by rateable value of the buildings (before any overall end allowances are made and after making a notional deduction for the land value) and add to the ERC of P&M. Use resultant figure to calculate contract size adjustment. (Guidance Notes - Section 6) | Photo 1 – Fixed head (Foreground) Floating Head (Background). | Duplicate photo needs deleting | 1 | TRUE
5605 | 215W70 | 7398 | 215W70 | Tanks | Large vertical | Fuel depots / commercial tank farms | Floating head | 10000m³ | Tanks - Large Vertical Cylindrical Single units or Fuel Depots / Commercial Tank Farms - Fixed Head Tanks found on Commercial Tank farms and Fuel Depots together with Individual Tanks, this type are generally an all steel construction (usually mild steel) with butt-welded shells and tap welded bottoms and roofs. The majority of these tanks are fixed head however floating head tanks in this range can be found usually in sizes over 15,000 cu. m. For Floating Head costs see relevant scale. These tanks are usually erected on site built over a purpose built Bitsand foundation (formed under the tank base plate). The Bitsand cone is usually formed on an over-site concrete base (e.g. 150 mm). Deeper or piled foundations should be costed separately. These type of tanks are intended for processed product storage and normally do not exceed 20,000 cu. m in volume although occasionally 25,000 cu. m tanks can be found in petrol storage depots. These types of tanks can be found on refineries and petro-chemical works where finished process products are stored. Fixed roofs are conical and self-supporting made of thin steel plates welded at the edges. There is a current practice to form a floating membrane inside the fixed head tank, this addition saves up to 95% emissions and is popular where petroleum products are being stored, usually in oil depots. The tanks are purpose designed usually by a project team headed by the tank farm operator and built to their specification in conjunction with the tank manufacturers. The design life is a minimum of 25 years providing the tank is subject to a regular maintenance programme and the products stored are restricted to those specified when the tank was designed. This fact should be remembered when considering age only allowances. Most bulk storage tanks are built with a cone up centre however some tanks have a sump in the centre of the tank. In the usual cone up situation the foundations to the tank should be established by reference to plans and sections and costed. Allowances :- These tanks are built to the tank farm operator specification. Cost Information and Design. The tank farm operator, from experience, knows what products will be stored in the tank and how corrosive or otherwise the stored products are. The tank manufacturers build the tanks giving some 25 years life trouble free, in reality such tanks with the correct product stored and maintained regularly should have a life of over 35 years without major refurbishments. Tanks found on Commercial Tank farms and Fuel Depots together with Individual tanks, this type are generally an all steel construction (usually mild steel) with butt-welded shells and tap welded bottoms and roofs. The majority of these tanks are fixed head however floating head tanks in this range can be found usually in sizes over 15,000 cu. m. For costs of floating head tanks see floating head scale. These tanks are usually erected on site built over a purpose built Bitsand foundation (formed under the tank base plate). The Bitsand cone is usually formed on an over-site concrete base (e.g. 150 mm). Deeper or piled foundations should be costed separately. Tanks found on Commercial Tank farms and Fuel Depots together with Individual Tanks, this type are generally an all steel construction (usually mild steel) with butt-welded shells and tap welded bottoms and roofs. The majority of these tanks are fixed head however floating head tanks in this range can be found usually in sizes over 15,000 cu. m. For costs of floating head tanks see floating head scale. These tanks are usually erected on site built over a purpose built Bitsand foundation (formed under the tank base plate). The Bitsand cone is usually formed on an over-site concrete base (e.g. 150 mm). Deeper or piled foundations should be costed separately. | Considered Not Applicable at time of Publication | (BEAMS Note 1) The ERC for this item should be added to the total of the ERC of the other P&M items on the site and the Buildings ERC (where applicable) to enable the correct contract size adjustment to be made. ERC of P&M Items + ERC of Building Component’s = Total ERC (net figure rateable items only) to which contract size adjustment should be applied The 2023 Generic Contractors Test Spreadsheet has this facility built into the programme - it is recommended you undertake all contractors test valuations using this spreadsheet. (Details on the application of contract size adjustments can be found in the RCG 2023 Guidance notes). Where RV is calculated using the comparative method (rental method) the contract size adjustment should be made as follows: Select - SCAT code box ""P and M as an addition” within the 2023 Generic Contractors Test Spreadsheet facility. Or Where the spreadsheet is not used take the: Reciprocal of statutory de-capitalisation rate (i.e. 5% reciprocal = 20) multiply by rateable value of the buildings (before any overall end allowances are made and after making a notional deduction for the land value) and add to the ERC of P&M. Use resultant figure to calculate contract size adjustment. (Guidance Notes - Section 6) | Deeper or piled foundations should be costed separately Costs include for External painting Additions for Foundations :- (See:- Cost Guide bit-sand bases - Section through typical bit-sand foundation). General The Cost figures are for tanks (mild steel) having 8mm thick bottom plates. The scales are suitable to tanks having bottom plate thicknesses of between 6mm and 10mm. | 1. Dia. of tank. 2. Height of tank. 3. Material tank is made out of and whether welded or bolted plates. 4. Painting. 5. Any other known features - internally lined et cetera. 6. Fixed or Floating Head. 7. Age. | Class 4, Table 4 Class 2 (d) Draining ; (e) Supplying Water ; (f) Protection from hazards. List of accessories 1 and 2 (v) | If under Class 2, whole if Class 2 provisos applies - other than. If under Class 4 Heating coils, rock wool insulation, paddles. Whole if Class 4 (d) | Foundations, catwalks, bunds, structural staircases, piles, fire protection equipment, high-level walkways. | It is assumed that the item forms part of an average size industrial, commercial or office complex. Where it would be normal to find more than one item in such a hereditament the ERC stated has been adjusted to reflect any number / quantity, discount. These figures are NOT one off figures. | General The Cost figures are for tanks (mild steel) having 8mm thick bottom plates. The scales are suitable to tanks having bottom plate thicknesses of between 6mm and 10mm. Tanks with bottom plates of 12.4mm thickness may have an addition of up to 40% to account for extra costs. The costs can be used as stage 1 costs for riveted tanks. For small tanks the addition for this type of foundations will be some 12% whereas for larger tanks a 9% addition is required. A 10% addition for foundations is therefore proposed to ALL BULK STORAGE TANKS where individual costings are not possible. In some cases the chemically inert fill layer may consist of concrete up to 100mm deep. The 10% addition is still applicable in these cases. For piled and thicker raft foundations under the tank further addition will be required and these should be calculated with reference to the relevant section in the Cost Guide or after discussion with BEAMS. | Photo 1 – Fixed head (Foreground) Floating Head (Background). | Duplicate photo needs deleting | 20135 |  | m3 | Per cubic metre | 3 - INDUSTRIAL | David Grace | Rob Hughes | 93.3613 | Option 3 | 101.4338 | 8.647% | 115.2292 | 115.4867 | 23.7% | 13.85% | 116.1205 | 24.38% | Indexed | Ryan Hobbs | VOA_GPN_GOV_UK\7246041 | 2022-07-29 | Low | - | Medium | Costs are based on provisional 2021 agreement with agents (email chain saved in Evidence tab). Since CG2023 is currently working from the same TPI start point (322) as CG2021 I have taken the rate without adjustment, and will bulk index closer to publication date. The 215A and 215W series are interchangeable and historically this has led to the codes in the valuer's "Scale" spreadsheet (see evidence tab) not always using the code that appears in the CG. I offered Rob Hughes to correct / rationalise this in CG2023 but he declined as they would have to update all their valuations. Therefore designation (fixed / floating head) and capacity (m3) is more important than actual code. | - | Costs need to be indexed by different indices to general TPI. Some thought will be required to make sure this happens correctly. | NA | Steel | 1.56 | (BEAMS Note 1) The ERC for this item should be added to the total of the ERC of the other P&M items on the site and the Buildings ERC (where applicable) to enable the correct contract size adjustment to be made. ERC of P&M Items + ERC of Building Component’s = Total ERC (net figure rateable items only) to which contract size adjustment should be applied The 2021 Generic Contractors Test Spreadsheet has this facility built into the programme - it is recommended you undertake all contractors test valuations using this spreadsheet. (Details on the application of contract size adjustments can be found in the RCG 2021 Guidance notes). Where RV is calculated using the comparative method (rental method) the contract size adjustment should be made as follows: Select - SCAT code box "P and M as an addition” within the 2021 Generic Contractors Test Spreadsheet facility. Or Where the spreadsheet is not used take the: Reciprocal of statutory de-capitalisation rate (i.e. 5% reciprocal = 20) multiply by rateable value of the buildings (before any overall end allowances are made and after making a notional deduction for the land value) and add to the ERC of P&M. Use resultant figure to calculate contract size adjustment. (Guidance Notes - Section 6) | Photo 1 – Fixed head (Foreground) Floating Head (Background). | Duplicate photo needs deleting | 1 | FALSE
5606 | 215W71 | 7401 | 215W71 | Tanks | Large vertical | Fuel depots / commercial tank farms | Floating head | 11000m³ | Tanks - Large Vertical Cylindrical Single units or Fuel Depots / Commercial Tank Farms - Fixed Head Tanks found on Commercial Tank farms and Fuel Depots together with Individual Tanks, this type are generally an all steel construction (usually mild steel) with butt-welded shells and tap welded bottoms and roofs. The majority of these tanks are fixed head however floating head tanks in this range can be found usually in sizes over 15,000 cu. m. For Floating Head costs see relevant scale. These tanks are usually erected on site built over a purpose built Bitsand foundation (formed under the tank base plate). The Bitsand cone is usually formed on an over-site concrete base (e.g. 150 mm). Deeper or piled foundations should be costed separately. These type of tanks are intended for processed product storage and normally do not exceed 20,000 cu. m in volume although occasionally 25,000 cu. m tanks can be found in petrol storage depots. These types of tanks can be found on refineries and petro-chemical works where finished process products are stored. Fixed roofs are conical and self-supporting made of thin steel plates welded at the edges. There is a current practice to form a floating membrane inside the fixed head tank, this addition saves up to 95% emissions and is popular where petroleum products are being stored, usually in oil depots. The tanks are purpose designed usually by a project team headed by the tank farm operator and built to their specification in conjunction with the tank manufacturers. The design life is a minimum of 25 years providing the tank is subject to a regular maintenance programme and the products stored are restricted to those specified when the tank was designed. This fact should be remembered when considering age only allowances. Most bulk storage tanks are built with a cone up centre however some tanks have a sump in the centre of the tank. In the usual cone up situation the foundations to the tank should be established by reference to plans and sections and costed. Allowances :- These tanks are built to the tank farm operator specification. Cost Information and Design. The tank farm operator, from experience, knows what products will be stored in the tank and how corrosive or otherwise the stored products are. The tank manufacturers build the tanks giving some 25 years life trouble free, in reality such tanks with the correct product stored and maintained regularly should have a life of over 35 years without major refurbishments. Tanks found on Commercial Tank farms and Fuel Depots together with Individual tanks, this type are generally an all steel construction (usually mild steel) with butt-welded shells and tap welded bottoms and roofs. The majority of these tanks are fixed head however floating head tanks in this range can be found usually in sizes over 15,000 cu. m. For costs of floating head tanks see floating head scale. These tanks are usually erected on site built over a purpose built Bitsand foundation (formed under the tank base plate). The Bitsand cone is usually formed on an over-site concrete base (e.g. 150 mm). Deeper or piled foundations should be costed separately. Tanks found on Commercial Tank farms and Fuel Depots together with Individual Tanks, this type are generally an all steel construction (usually mild steel) with butt-welded shells and tap welded bottoms and roofs. The majority of these tanks are fixed head however floating head tanks in this range can be found usually in sizes over 15,000 cu. m. For costs of floating head tanks see floating head scale. These tanks are usually erected on site built over a purpose built Bitsand foundation (formed under the tank base plate). The Bitsand cone is usually formed on an over-site concrete base (e.g. 150 mm). Deeper or piled foundations should be costed separately. | Considered Not Applicable at time of Publication | (BEAMS Note 1) The ERC for this item should be added to the total of the ERC of the other P&M items on the site and the Buildings ERC (where applicable) to enable the correct contract size adjustment to be made. ERC of P&M Items + ERC of Building Component’s = Total ERC (net figure rateable items only) to which contract size adjustment should be applied The 2023 Generic Contractors Test Spreadsheet has this facility built into the programme - it is recommended you undertake all contractors test valuations using this spreadsheet. (Details on the application of contract size adjustments can be found in the RCG 2023 Guidance notes). Where RV is calculated using the comparative method (rental method) the contract size adjustment should be made as follows: Select - SCAT code box ""P and M as an addition” within the 2023 Generic Contractors Test Spreadsheet facility. Or Where the spreadsheet is not used take the: Reciprocal of statutory de-capitalisation rate (i.e. 5% reciprocal = 20) multiply by rateable value of the buildings (before any overall end allowances are made and after making a notional deduction for the land value) and add to the ERC of P&M. Use resultant figure to calculate contract size adjustment. (Guidance Notes - Section 6) | Deeper or piled foundations should be costed separately Costs include for External painting Additions for Foundations :- (See:- Cost Guide bit-sand bases - Section through typical bit-sand foundation). General The Cost figures are for tanks (mild steel) having 8mm thick bottom plates. The scales are suitable to tanks having bottom plate thicknesses of between 6mm and 10mm. | 1. Dia. of tank. 2. Height of tank. 3. Material tank is made out of and whether welded or bolted plates. 4. Painting. 5. Any other known features - internally lined et cetera. 6. Fixed or Floating Head. 7. Age. | Class 4, Table 4 Class 2 (d) Draining ; (e) Supplying Water ; (f) Protection from hazards. List of accessories 1 and 2 (v) | If under Class 2, whole if Class 2 provisos applies - other than. If under Class 4 Heating coils, rock wool insulation, paddles. Whole if Class 4 (d) | Foundations, catwalks, bunds, structural staircases, piles, fire protection equipment, high-level walkways. | It is assumed that the item forms part of an average size industrial, commercial or office complex. Where it would be normal to find more than one item in such a hereditament the ERC stated has been adjusted to reflect any number / quantity, discount. These figures are NOT one off figures. | General The Cost figures are for tanks (mild steel) having 8mm thick bottom plates. The scales are suitable to tanks having bottom plate thicknesses of between 6mm and 10mm. Tanks with bottom plates of 12.4mm thickness may have an addition of up to 40% to account for extra costs. The costs can be used as stage 1 costs for riveted tanks. For small tanks the addition for this type of foundations will be some 12% whereas for larger tanks a 9% addition is required. A 10% addition for foundations is therefore proposed to ALL BULK STORAGE TANKS where individual costings are not possible. In some cases the chemically inert fill layer may consist of concrete up to 100mm deep. The 10% addition is still applicable in these cases. For piled and thicker raft foundations under the tank further addition will be required and these should be calculated with reference to the relevant section in the Cost Guide or after discussion with BEAMS. | Photo 1 – Fixed head (Foreground) Floating Head (Background). | Duplicate photo needs deleting | 20135 |  | m3 | Per cubic metre | 3 - INDUSTRIAL | David Grace | Rob Hughes | 88.799 | Option 3 | 96.4771 | 8.647% | 109.5925 | 109.8375 | 23.69% | 13.85% | 109.8149 | 23.67% | Indexed | Ryan Hobbs | VOA_GPN_GOV_UK\7246041 | 2020-12-22 | Low | - | Medium | Costs are based on provisional 2021 agreement with agents (email chain saved in Evidence tab). Since CG2023 is currently working from the same TPI start point (322) as CG2021 I have taken the rate without adjustment, and will bulk index closer to publication date. The 215A and 215W series are interchangeable and historically this has led to the codes in the valuer's "Scale" spreadsheet (see evidence tab) not always using the code that appears in the CG. I offered Rob Hughes to correct / rationalise this in CG2023 but he declined as they would have to update all their valuations. Therefore designation (fixed / floating head) and capacity (m3) is more important than actual code. | - | Costs need to be indexed by different indices to general TPI. Some thought will be required to make sure this happens correctly. | NA | Steel | 1.56 | (BEAMS Note 1) The ERC for this item should be added to the total of the ERC of the other P&M items on the site and the Buildings ERC (where applicable) to enable the correct contract size adjustment to be made. ERC of P&M Items + ERC of Building Component’s = Total ERC (net figure rateable items only) to which contract size adjustment should be applied The 2021 Generic Contractors Test Spreadsheet has this facility built into the programme - it is recommended you undertake all contractors test valuations using this spreadsheet. (Details on the application of contract size adjustments can be found in the RCG 2021 Guidance notes). Where RV is calculated using the comparative method (rental method) the contract size adjustment should be made as follows: Select - SCAT code box "P and M as an addition” within the 2021 Generic Contractors Test Spreadsheet facility. Or Where the spreadsheet is not used take the: Reciprocal of statutory de-capitalisation rate (i.e. 5% reciprocal = 20) multiply by rateable value of the buildings (before any overall end allowances are made and after making a notional deduction for the land value) and add to the ERC of P&M. Use resultant figure to calculate contract size adjustment. (Guidance Notes - Section 6) | Photo 1 – Fixed head (Foreground) Floating Head (Background). | Duplicate photo needs deleting | 1 | TRUE
5607 | 215W72 | 7121 | 215W72 | Tanks | Large vertical | Fuel depots / commercial tank farms | Floating head | 12000m³ | Tanks - Large Vertical Cylindrical Single units or Fuel Depots / Commercial Tank Farms - Fixed Head Tanks found on Commercial Tank farms and Fuel Depots together with Individual Tanks, this type are generally an all steel construction (usually mild steel) with butt-welded shells and tap welded bottoms and roofs. The majority of these tanks are fixed head however floating head tanks in this range can be found usually in sizes over 15,000 cu. m. For Floating Head costs see relevant scale. These tanks are usually erected on site built over a purpose built Bitsand foundation (formed under the tank base plate). The Bitsand cone is usually formed on an over-site concrete base (e.g. 150 mm). Deeper or piled foundations should be costed separately. These type of tanks are intended for processed product storage and normally do not exceed 20,000 cu. m in volume although occasionally 25,000 cu. m tanks can be found in petrol storage depots. These types of tanks can be found on refineries and petro-chemical works where finished process products are stored. Fixed roofs are conical and self-supporting made of thin steel plates welded at the edges. There is a current practice to form a floating membrane inside the fixed head tank, this addition saves up to 95% emissions and is popular where petroleum products are being stored, usually in oil depots. The tanks are purpose designed usually by a project team headed by the tank farm operator and built to their specification in conjunction with the tank manufacturers. The design life is a minimum of 25 years providing the tank is subject to a regular maintenance programme and the products stored are restricted to those specified when the tank was designed. This fact should be remembered when considering age only allowances. Most bulk storage tanks are built with a cone up centre however some tanks have a sump in the centre of the tank. In the usual cone up situation the foundations to the tank should be established by reference to plans and sections and costed. Allowances :- These tanks are built to the tank farm operator specification. Cost Information and Design. The tank farm operator, from experience, knows what products will be stored in the tank and how corrosive or otherwise the stored products are. The tank manufacturers build the tanks giving some 25 years life trouble free, in reality such tanks with the correct product stored and maintained regularly should have a life of over 35 years without major refurbishments. Tanks found on Commercial Tank farms and Fuel Depots together with Individual tanks, this type are generally an all steel construction (usually mild steel) with butt-welded shells and tap welded bottoms and roofs. The majority of these tanks are fixed head however floating head tanks in this range can be found usually in sizes over 15,000 cu. m. For costs of floating head tanks see floating head scale. These tanks are usually erected on site built over a purpose built Bitsand foundation (formed under the tank base plate). The Bitsand cone is usually formed on an over-site concrete base (e.g. 150 mm). Deeper or piled foundations should be costed separately. Tanks found on Commercial Tank farms and Fuel Depots together with Individual Tanks, this type are generally an all steel construction (usually mild steel) with butt-welded shells and tap welded bottoms and roofs. The majority of these tanks are fixed head however floating head tanks in this range can be found usually in sizes over 15,000 cu. m. For costs of floating head tanks see floating head scale. These tanks are usually erected on site built over a purpose built Bitsand foundation (formed under the tank base plate). The Bitsand cone is usually formed on an over-site concrete base (e.g. 150 mm). Deeper or piled foundations should be costed separately. | Considered Not Applicable at time of Publication | (BEAMS Note 1) The ERC for this item should be added to the total of the ERC of the other P&M items on the site and the Buildings ERC (where applicable) to enable the correct contract size adjustment to be made. ERC of P&M Items + ERC of Building Component’s = Total ERC (net figure rateable items only) to which contract size adjustment should be applied The 2023 Generic Contractors Test Spreadsheet has this facility built into the programme - it is recommended you undertake all contractors test valuations using this spreadsheet. (Details on the application of contract size adjustments can be found in the RCG 2023 Guidance notes). Where RV is calculated using the comparative method (rental method) the contract size adjustment should be made as follows: Select - SCAT code box ""P and M as an addition” within the 2023 Generic Contractors Test Spreadsheet facility. Or Where the spreadsheet is not used take the: Reciprocal of statutory de-capitalisation rate (i.e. 5% reciprocal = 20) multiply by rateable value of the buildings (before any overall end allowances are made and after making a notional deduction for the land value) and add to the ERC of P&M. Use resultant figure to calculate contract size adjustment. (Guidance Notes - Section 6) | Deeper or piled foundations should be costed separately Costs include for External painting Additions for Foundations :- (See:- Cost Guide bit-sand bases - Section through typical bit-sand foundation). General The Cost figures are for tanks (mild steel) having 8mm thick bottom plates. The scales are suitable to tanks having bottom plate thicknesses of between 6mm and 10mm. | 1. Dia. of tank. 2. Height of tank. 3. Material tank is made out of and whether welded or bolted plates. 4. Painting. 5. Any other known features - internally lined et cetera. 6. Fixed or Floating Head. 7. Age. | Class 4, Table 4 Class 2 (d) Draining ; (e) Supplying Water ; (f) Protection from hazards. List of accessories 1 and 2 (v) | If under Class 2, whole if Class 2 provisos applies - other than. If under Class 4 Heating coils, rock wool insulation, paddles. Whole if Class 4 (d) | Foundations, catwalks, bunds, structural staircases, piles, fire protection equipment, high-level walkways. | It is assumed that the item forms part of an average size industrial, commercial or office complex. Where it would be normal to find more than one item in such a hereditament the ERC stated has been adjusted to reflect any number / quantity, discount. These figures are NOT one off figures. | General The Cost figures are for tanks (mild steel) having 8mm thick bottom plates. The scales are suitable to tanks having bottom plate thicknesses of between 6mm and 10mm. Tanks with bottom plates of 12.4mm thickness may have an addition of up to 40% to account for extra costs. The costs can be used as stage 1 costs for riveted tanks. For small tanks the addition for this type of foundations will be some 12% whereas for larger tanks a 9% addition is required. A 10% addition for foundations is therefore proposed to ALL BULK STORAGE TANKS where individual costings are not possible. In some cases the chemically inert fill layer may consist of concrete up to 100mm deep. The 10% addition is still applicable in these cases. For piled and thicker raft foundations under the tank further addition will be required and these should be calculated with reference to the relevant section in the Cost Guide or after discussion with BEAMS. | Photo 1 – Fixed head (Foreground) Floating Head (Background). | Duplicate photo needs deleting | 20135 |  | m3 | Per cubic metre | 3 - INDUSTRIAL | David Grace | Rob Hughes | 85.9492 | Option 3 | 93.3808 | 8.647% | 106.0754 | 106.3124 | 23.69% | 13.85% | 106.023 | 23.36% | Indexed | Ryan Hobbs | VOA_GPN_GOV_UK\7246041 | 2020-12-22 | Low | - | Medium | Costs are based on provisional 2021 agreement with agents (email chain saved in Evidence tab). Since CG2023 is currently working from the same TPI start point (322) as CG2021 I have taken the rate without adjustment, and will bulk index closer to publication date. The 215A and 215W series are interchangeable and historically this has led to the codes in the valuer's "Scale" spreadsheet (see evidence tab) not always using the code that appears in the CG. I offered Rob Hughes to correct / rationalise this in CG2023 but he declined as they would have to update all their valuations. Therefore designation (fixed / floating head) and capacity (m3) is more important than actual code. | - | Costs need to be indexed by different indices to general TPI. Some thought will be required to make sure this happens correctly. | NA | Steel | 1.56 | (BEAMS Note 1) The ERC for this item should be added to the total of the ERC of the other P&M items on the site and the Buildings ERC (where applicable) to enable the correct contract size adjustment to be made. ERC of P&M Items + ERC of Building Component’s = Total ERC (net figure rateable items only) to which contract size adjustment should be applied The 2021 Generic Contractors Test Spreadsheet has this facility built into the programme - it is recommended you undertake all contractors test valuations using this spreadsheet. (Details on the application of contract size adjustments can be found in the RCG 2021 Guidance notes). Where RV is calculated using the comparative method (rental method) the contract size adjustment should be made as follows: Select - SCAT code box "P and M as an addition” within the 2021 Generic Contractors Test Spreadsheet facility. Or Where the spreadsheet is not used take the: Reciprocal of statutory de-capitalisation rate (i.e. 5% reciprocal = 20) multiply by rateable value of the buildings (before any overall end allowances are made and after making a notional deduction for the land value) and add to the ERC of P&M. Use resultant figure to calculate contract size adjustment. (Guidance Notes - Section 6) | Photo 1 – Fixed head (Foreground) Floating Head (Background). | Duplicate photo needs deleting | 1 | TRUE
5608 | 215W73 | 7123 | 215W73 | Tanks | Large vertical | Fuel depots / commercial tank farms | Floating head | 13000m³ | Tanks - Large Vertical Cylindrical Single units or Fuel Depots / Commercial Tank Farms - Fixed Head Tanks found on Commercial Tank farms and Fuel Depots together with Individual Tanks, this type are generally an all steel construction (usually mild steel) with butt-welded shells and tap welded bottoms and roofs. The majority of these tanks are fixed head however floating head tanks in this range can be found usually in sizes over 15,000 cu. m. For Floating Head costs see relevant scale. These tanks are usually erected on site built over a purpose built Bitsand foundation (formed under the tank base plate). The Bitsand cone is usually formed on an over-site concrete base (e.g. 150 mm). Deeper or piled foundations should be costed separately. These type of tanks are intended for processed product storage and normally do not exceed 20,000 cu. m in volume although occasionally 25,000 cu. m tanks can be found in petrol storage depots. These types of tanks can be found on refineries and petro-chemical works where finished process products are stored. Fixed roofs are conical and self-supporting made of thin steel plates welded at the edges. There is a current practice to form a floating membrane inside the fixed head tank, this addition saves up to 95% emissions and is popular where petroleum products are being stored, usually in oil depots. The tanks are purpose designed usually by a project team headed by the tank farm operator and built to their specification in conjunction with the tank manufacturers. The design life is a minimum of 25 years providing the tank is subject to a regular maintenance programme and the products stored are restricted to those specified when the tank was designed. This fact should be remembered when considering age only allowances. Most bulk storage tanks are built with a cone up centre however some tanks have a sump in the centre of the tank. In the usual cone up situation the foundations to the tank should be established by reference to plans and sections and costed. Allowances :- These tanks are built to the tank farm operator specification. Cost Information and Design. The tank farm operator, from experience, knows what products will be stored in the tank and how corrosive or otherwise the stored products are. The tank manufacturers build the tanks giving some 25 years life trouble free, in reality such tanks with the correct product stored and maintained regularly should have a life of over 35 years without major refurbishments. Tanks found on Commercial Tank farms and Fuel Depots together with Individual tanks, this type are generally an all steel construction (usually mild steel) with butt-welded shells and tap welded bottoms and roofs. The majority of these tanks are fixed head however floating head tanks in this range can be found usually in sizes over 15,000 cu. m. For costs of floating head tanks see floating head scale. These tanks are usually erected on site built over a purpose built Bitsand foundation (formed under the tank base plate). The Bitsand cone is usually formed on an over-site concrete base (e.g. 150 mm). Deeper or piled foundations should be costed separately. Tanks found on Commercial Tank farms and Fuel Depots together with Individual Tanks, this type are generally an all steel construction (usually mild steel) with butt-welded shells and tap welded bottoms and roofs. The majority of these tanks are fixed head however floating head tanks in this range can be found usually in sizes over 15,000 cu. m. For costs of floating head tanks see floating head scale. These tanks are usually erected on site built over a purpose built Bitsand foundation (formed under the tank base plate). The Bitsand cone is usually formed on an over-site concrete base (e.g. 150 mm). Deeper or piled foundations should be costed separately. | Considered Not Applicable at time of Publication | (BEAMS Note 1) The ERC for this item should be added to the total of the ERC of the other P&M items on the site and the Buildings ERC (where applicable) to enable the correct contract size adjustment to be made. ERC of P&M Items + ERC of Building Component’s = Total ERC (net figure rateable items only) to which contract size adjustment should be applied The 2023 Generic Contractors Test Spreadsheet has this facility built into the programme - it is recommended you undertake all contractors test valuations using this spreadsheet. (Details on the application of contract size adjustments can be found in the RCG 2023 Guidance notes). Where RV is calculated using the comparative method (rental method) the contract size adjustment should be made as follows: Select - SCAT code box ""P and M as an addition” within the 2023 Generic Contractors Test Spreadsheet facility. Or Where the spreadsheet is not used take the: Reciprocal of statutory de-capitalisation rate (i.e. 5% reciprocal = 20) multiply by rateable value of the buildings (before any overall end allowances are made and after making a notional deduction for the land value) and add to the ERC of P&M. Use resultant figure to calculate contract size adjustment. (Guidance Notes - Section 6) | Deeper or piled foundations should be costed separately Costs include for External painting Additions for Foundations :- (See:- Cost Guide bit-sand bases - Section through typical bit-sand foundation). General The Cost figures are for tanks (mild steel) having 8mm thick bottom plates. The scales are suitable to tanks having bottom plate thicknesses of between 6mm and 10mm. | 1. Dia. of tank. 2. Height of tank. 3. Material tank is made out of and whether welded or bolted plates. 4. Painting. 5. Any other known features - internally lined et cetera. 6. Fixed or Floating Head. 7. Age. | Class 4, Table 4 Class 2 (d) Draining ; (e) Supplying Water ; (f) Protection from hazards. List of accessories 1 and 2 (v) | If under Class 2, whole if Class 2 provisos applies - other than. If under Class 4 Heating coils, rock wool insulation, paddles. Whole if Class 4 (d) | Foundations, catwalks, bunds, structural staircases, piles, fire protection equipment, high-level walkways. | It is assumed that the item forms part of an average size industrial, commercial or office complex. Where it would be normal to find more than one item in such a hereditament the ERC stated has been adjusted to reflect any number / quantity, discount. These figures are NOT one off figures. | General The Cost figures are for tanks (mild steel) having 8mm thick bottom plates. The scales are suitable to tanks having bottom plate thicknesses of between 6mm and 10mm. Tanks with bottom plates of 12.4mm thickness may have an addition of up to 40% to account for extra costs. The costs can be used as stage 1 costs for riveted tanks. For small tanks the addition for this type of foundations will be some 12% whereas for larger tanks a 9% addition is required. A 10% addition for foundations is therefore proposed to ALL BULK STORAGE TANKS where individual costings are not possible. In some cases the chemically inert fill layer may consist of concrete up to 100mm deep. The 10% addition is still applicable in these cases. For piled and thicker raft foundations under the tank further addition will be required and these should be calculated with reference to the relevant section in the Cost Guide or after discussion with BEAMS. | Photo 1 – Fixed head (Foreground) Floating Head (Background). | Duplicate photo needs deleting | 20135 |  | m3 | Per cubic metre | 3 - INDUSTRIAL | David Grace | Rob Hughes | 83.0993 | Option 3 | 90.2845 | 8.647% | 102.5582 | 102.7874 | 23.69% | 13.85% | 103.4987 | 24.55% | Indexed | Ryan Hobbs | VOA_GPN_GOV_UK\7246041 | 2020-12-22 | Low | - | Medium | Costs are based on provisional 2021 agreement with agents (email chain saved in Evidence tab). Since CG2023 is currently working from the same TPI start point (322) as CG2021 I have taken the rate without adjustment, and will bulk index closer to publication date. The 215A and 215W series are interchangeable and historically this has led to the codes in the valuer's "Scale" spreadsheet (see evidence tab) not always using the code that appears in the CG. I offered Rob Hughes to correct / rationalise this in CG2023 but he declined as they would have to update all their valuations. Therefore designation (fixed / floating head) and capacity (m3) is more important than actual code. | - | Costs need to be indexed by different indices to general TPI. Some thought will be required to make sure this happens correctly. | NA | Steel | 1.56 | (BEAMS Note 1) The ERC for this item should be added to the total of the ERC of the other P&M items on the site and the Buildings ERC (where applicable) to enable the correct contract size adjustment to be made. ERC of P&M Items + ERC of Building Component’s = Total ERC (net figure rateable items only) to which contract size adjustment should be applied The 2021 Generic Contractors Test Spreadsheet has this facility built into the programme - it is recommended you undertake all contractors test valuations using this spreadsheet. (Details on the application of contract size adjustments can be found in the RCG 2021 Guidance notes). Where RV is calculated using the comparative method (rental method) the contract size adjustment should be made as follows: Select - SCAT code box "P and M as an addition” within the 2021 Generic Contractors Test Spreadsheet facility. Or Where the spreadsheet is not used take the: Reciprocal of statutory de-capitalisation rate (i.e. 5% reciprocal = 20) multiply by rateable value of the buildings (before any overall end allowances are made and after making a notional deduction for the land value) and add to the ERC of P&M. Use resultant figure to calculate contract size adjustment. (Guidance Notes - Section 6) | Photo 1 – Fixed head (Foreground) Floating Head (Background). | Duplicate photo needs deleting | 1 | TRUE
5609 | 215W74 | 7124 | 215W74 | Tanks | Large vertical | Fuel depots / commercial tank farms | Floating head | 14000m³ | Tanks - Large Vertical Cylindrical Single units or Fuel Depots / Commercial Tank Farms - Fixed Head Tanks found on Commercial Tank farms and Fuel Depots together with Individual Tanks, this type are generally an all steel construction (usually mild steel) with butt-welded shells and tap welded bottoms and roofs. The majority of these tanks are fixed head however floating head tanks in this range can be found usually in sizes over 15,000 cu. m. For Floating Head costs see relevant scale. These tanks are usually erected on site built over a purpose built Bitsand foundation (formed under the tank base plate). The Bitsand cone is usually formed on an over-site concrete base (e.g. 150 mm). Deeper or piled foundations should be costed separately. These type of tanks are intended for processed product storage and normally do not exceed 20,000 cu. m in volume although occasionally 25,000 cu. m tanks can be found in petrol storage depots. These types of tanks can be found on refineries and petro-chemical works where finished process products are stored. Fixed roofs are conical and self-supporting made of thin steel plates welded at the edges. There is a current practice to form a floating membrane inside the fixed head tank, this addition saves up to 95% emissions and is popular where petroleum products are being stored, usually in oil depots. The tanks are purpose designed usually by a project team headed by the tank farm operator and built to their specification in conjunction with the tank manufacturers. The design life is a minimum of 25 years providing the tank is subject to a regular maintenance programme and the products stored are restricted to those specified when the tank was designed. This fact should be remembered when considering age only allowances. Most bulk storage tanks are built with a cone up centre however some tanks have a sump in the centre of the tank. In the usual cone up situation the foundations to the tank should be established by reference to plans and sections and costed. Allowances :- These tanks are built to the tank farm operator specification. Cost Information and Design. The tank farm operator, from experience, knows what products will be stored in the tank and how corrosive or otherwise the stored products are. The tank manufacturers build the tanks giving some 25 years life trouble free, in reality such tanks with the correct product stored and maintained regularly should have a life of over 35 years without major refurbishments. Tanks found on Commercial Tank farms and Fuel Depots together with Individual tanks, this type are generally an all steel construction (usually mild steel) with butt-welded shells and tap welded bottoms and roofs. The majority of these tanks are fixed head however floating head tanks in this range can be found usually in sizes over 15,000 cu. m. For costs of floating head tanks see floating head scale. These tanks are usually erected on site built over a purpose built Bitsand foundation (formed under the tank base plate). The Bitsand cone is usually formed on an over-site concrete base (e.g. 150 mm). Deeper or piled foundations should be costed separately. Tanks found on Commercial Tank farms and Fuel Depots together with Individual Tanks, this type are generally an all steel construction (usually mild steel) with butt-welded shells and tap welded bottoms and roofs. The majority of these tanks are fixed head however floating head tanks in this range can be found usually in sizes over 15,000 cu. m. For costs of floating head tanks see floating head scale. These tanks are usually erected on site built over a purpose built Bitsand foundation (formed under the tank base plate). The Bitsand cone is usually formed on an over-site concrete base (e.g. 150 mm). Deeper or piled foundations should be costed separately. | Considered Not Applicable at time of Publication | (BEAMS Note 1) The ERC for this item should be added to the total of the ERC of the other P&M items on the site and the Buildings ERC (where applicable) to enable the correct contract size adjustment to be made. ERC of P&M Items + ERC of Building Component’s = Total ERC (net figure rateable items only) to which contract size adjustment should be applied The 2023 Generic Contractors Test Spreadsheet has this facility built into the programme - it is recommended you undertake all contractors test valuations using this spreadsheet. (Details on the application of contract size adjustments can be found in the RCG 2023 Guidance notes). Where RV is calculated using the comparative method (rental method) the contract size adjustment should be made as follows: Select - SCAT code box ""P and M as an addition” within the 2023 Generic Contractors Test Spreadsheet facility. Or Where the spreadsheet is not used take the: Reciprocal of statutory de-capitalisation rate (i.e. 5% reciprocal = 20) multiply by rateable value of the buildings (before any overall end allowances are made and after making a notional deduction for the land value) and add to the ERC of P&M. Use resultant figure to calculate contract size adjustment. (Guidance Notes - Section 6) | Deeper or piled foundations should be costed separately Costs include for External painting Additions for Foundations :- (See:- Cost Guide bit-sand bases - Section through typical bit-sand foundation). General The Cost figures are for tanks (mild steel) having 8mm thick bottom plates. The scales are suitable to tanks having bottom plate thicknesses of between 6mm and 10mm. | 1. Dia. of tank. 2. Height of tank. 3. Material tank is made out of and whether welded or bolted plates. 4. Painting. 5. Any other known features - internally lined et cetera. 6. Fixed or Floating Head. 7. Age. | Class 4, Table 4 Class 2 (d) Draining ; (e) Supplying Water ; (f) Protection from hazards. List of accessories 1 and 2 (v) | If under Class 2, whole if Class 2 provisos applies - other than. If under Class 4 Heating coils, rock wool insulation, paddles. Whole if Class 4 (d) | Foundations, catwalks, bunds, structural staircases, piles, fire protection equipment, high-level walkways. | It is assumed that the item forms part of an average size industrial, commercial or office complex. Where it would be normal to find more than one item in such a hereditament the ERC stated has been adjusted to reflect any number / quantity, discount. These figures are NOT one off figures. | General The Cost figures are for tanks (mild steel) having 8mm thick bottom plates. The scales are suitable to tanks having bottom plate thicknesses of between 6mm and 10mm. Tanks with bottom plates of 12.4mm thickness may have an addition of up to 40% to account for extra costs. The costs can be used as stage 1 costs for riveted tanks. For small tanks the addition for this type of foundations will be some 12% whereas for larger tanks a 9% addition is required. A 10% addition for foundations is therefore proposed to ALL BULK STORAGE TANKS where individual costings are not possible. In some cases the chemically inert fill layer may consist of concrete up to 100mm deep. The 10% addition is still applicable in these cases. For piled and thicker raft foundations under the tank further addition will be required and these should be calculated with reference to the relevant section in the Cost Guide or after discussion with BEAMS. | Photo 1 – Fixed head (Foreground) Floating Head (Background). | Duplicate photo needs deleting | 20135 |  | m3 | Per cubic metre | 3 - INDUSTRIAL | David Grace | Rob Hughes | 80.494 | Option 3 | 87.454 | 8.647% | 99.3469 | 99.5689 | 23.7% | 13.85% | 99.7175 | 23.88% | Indexed | Ryan Hobbs | VOA_GPN_GOV_UK\7246041 | 2020-12-22 | Low | - | Medium | Costs are based on provisional 2021 agreement with agents (email chain saved in Evidence tab). Since CG2023 is currently working from the same TPI start point (322) as CG2021 I have taken the rate without adjustment, and will bulk index closer to publication date. The 215A and 215W series are interchangeable and historically this has led to the codes in the valuer's "Scale" spreadsheet (see evidence tab) not always using the code that appears in the CG. I offered Rob Hughes to correct / rationalise this in CG2023 but he declined as they would have to update all their valuations. Therefore designation (fixed / floating head) and capacity (m3) is more important than actual code. | - | Costs need to be indexed by different indices to general TPI. Some thought will be required to make sure this happens correctly. | NA | Steel | 1.56 | (BEAMS Note 1) The ERC for this item should be added to the total of the ERC of the other P&M items on the site and the Buildings ERC (where applicable) to enable the correct contract size adjustment to be made. ERC of P&M Items + ERC of Building Component’s = Total ERC (net figure rateable items only) to which contract size adjustment should be applied The 2021 Generic Contractors Test Spreadsheet has this facility built into the programme - it is recommended you undertake all contractors test valuations using this spreadsheet. (Details on the application of contract size adjustments can be found in the RCG 2021 Guidance notes). Where RV is calculated using the comparative method (rental method) the contract size adjustment should be made as follows: Select - SCAT code box "P and M as an addition” within the 2021 Generic Contractors Test Spreadsheet facility. Or Where the spreadsheet is not used take the: Reciprocal of statutory de-capitalisation rate (i.e. 5% reciprocal = 20) multiply by rateable value of the buildings (before any overall end allowances are made and after making a notional deduction for the land value) and add to the ERC of P&M. Use resultant figure to calculate contract size adjustment. (Guidance Notes - Section 6) | Photo 1 – Fixed head (Foreground) Floating Head (Background). | Duplicate photo needs deleting | 1 | TRUE
5610 | 215W75 | 7125 | 215W75 | Tanks | Large vertical | Fuel depots / commercial tank farms | Floating head | 15000m³ | Tanks - Large Vertical Cylindrical Single units or Fuel Depots / Commercial Tank Farms - Fixed Head Tanks found on Commercial Tank farms and Fuel Depots together with Individual Tanks, this type are generally an all steel construction (usually mild steel) with butt-welded shells and tap welded bottoms and roofs. The majority of these tanks are fixed head however floating head tanks in this range can be found usually in sizes over 15,000 cu. m. For Floating Head costs see relevant scale. These tanks are usually erected on site built over a purpose built Bitsand foundation (formed under the tank base plate). The Bitsand cone is usually formed on an over-site concrete base (e.g. 150 mm). Deeper or piled foundations should be costed separately. These type of tanks are intended for processed product storage and normally do not exceed 20,000 cu. m in volume although occasionally 25,000 cu. m tanks can be found in petrol storage depots. These types of tanks can be found on refineries and petro-chemical works where finished process products are stored. Fixed roofs are conical and self-supporting made of thin steel plates welded at the edges. There is a current practice to form a floating membrane inside the fixed head tank, this addition saves up to 95% emissions and is popular where petroleum products are being stored, usually in oil depots. The tanks are purpose designed usually by a project team headed by the tank farm operator and built to their specification in conjunction with the tank manufacturers. The design life is a minimum of 25 years providing the tank is subject to a regular maintenance programme and the products stored are restricted to those specified when the tank was designed. This fact should be remembered when considering age only allowances. Most bulk storage tanks are built with a cone up centre however some tanks have a sump in the centre of the tank. In the usual cone up situation the foundations to the tank should be established by reference to plans and sections and costed. Allowances :- These tanks are built to the tank farm operator specification. Cost Information and Design. The tank farm operator, from experience, knows what products will be stored in the tank and how corrosive or otherwise the stored products are. The tank manufacturers build the tanks giving some 25 years life trouble free, in reality such tanks with the correct product stored and maintained regularly should have a life of over 35 years without major refurbishments. Tanks found on Commercial Tank farms and Fuel Depots together with Individual tanks, this type are generally an all steel construction (usually mild steel) with butt-welded shells and tap welded bottoms and roofs. The majority of these tanks are fixed head however floating head tanks in this range can be found usually in sizes over 15,000 cu. m. For costs of floating head tanks see floating head scale. These tanks are usually erected on site built over a purpose built Bitsand foundation (formed under the tank base plate). The Bitsand cone is usually formed on an over-site concrete base (e.g. 150 mm). Deeper or piled foundations should be costed separately. Tanks found on Commercial Tank farms and Fuel Depots together with Individual Tanks, this type are generally an all steel construction (usually mild steel) with butt-welded shells and tap welded bottoms and roofs. The majority of these tanks are fixed head however floating head tanks in this range can be found usually in sizes over 15,000 cu. m. For costs of floating head tanks see floating head scale. These tanks are usually erected on site built over a purpose built Bitsand foundation (formed under the tank base plate). The Bitsand cone is usually formed on an over-site concrete base (e.g. 150 mm). Deeper or piled foundations should be costed separately. | Considered Not Applicable at time of Publication | (BEAMS Note 1) The ERC for this item should be added to the total of the ERC of the other P&M items on the site and the Buildings ERC (where applicable) to enable the correct contract size adjustment to be made. ERC of P&M Items + ERC of Building Component’s = Total ERC (net figure rateable items only) to which contract size adjustment should be applied The 2023 Generic Contractors Test Spreadsheet has this facility built into the programme - it is recommended you undertake all contractors test valuations using this spreadsheet. (Details on the application of contract size adjustments can be found in the RCG 2023 Guidance notes). Where RV is calculated using the comparative method (rental method) the contract size adjustment should be made as follows: Select - SCAT code box ""P and M as an addition” within the 2023 Generic Contractors Test Spreadsheet facility. Or Where the spreadsheet is not used take the: Reciprocal of statutory de-capitalisation rate (i.e. 5% reciprocal = 20) multiply by rateable value of the buildings (before any overall end allowances are made and after making a notional deduction for the land value) and add to the ERC of P&M. Use resultant figure to calculate contract size adjustment. (Guidance Notes - Section 6) | Deeper or piled foundations should be costed separately Costs include for External painting Additions for Foundations :- (See:- Cost Guide bit-sand bases - Section through typical bit-sand foundation). General The Cost figures are for tanks (mild steel) having 8mm thick bottom plates. The scales are suitable to tanks having bottom plate thicknesses of between 6mm and 10mm. | 1. Dia. of tank. 2. Height of tank. 3. Material tank is made out of and whether welded or bolted plates. 4. Painting. 5. Any other known features - internally lined et cetera. 6. Fixed or Floating Head. 7. Age. | Class 4, Table 4 Class 2 (d) Draining ; (e) Supplying Water ; (f) Protection from hazards. List of accessories 1 and 2 (v) | If under Class 2, whole if Class 2 provisos applies - other than. If under Class 4 Heating coils, rock wool insulation, paddles. Whole if Class 4 (d) | Foundations, catwalks, bunds, structural staircases, piles, fire protection equipment, high-level walkways. | It is assumed that the item forms part of an average size industrial, commercial or office complex. Where it would be normal to find more than one item in such a hereditament the ERC stated has been adjusted to reflect any number / quantity, discount. These figures are NOT one off figures. | General The Cost figures are for tanks (mild steel) having 8mm thick bottom plates. The scales are suitable to tanks having bottom plate thicknesses of between 6mm and 10mm. Tanks with bottom plates of 12.4mm thickness may have an addition of up to 40% to account for extra costs. The costs can be used as stage 1 costs for riveted tanks. For small tanks the addition for this type of foundations will be some 12% whereas for larger tanks a 9% addition is required. A 10% addition for foundations is therefore proposed to ALL BULK STORAGE TANKS where individual costings are not possible. In some cases the chemically inert fill layer may consist of concrete up to 100mm deep. The 10% addition is still applicable in these cases. For piled and thicker raft foundations under the tank further addition will be required and these should be calculated with reference to the relevant section in the Cost Guide or after discussion with BEAMS. | Photo 1 – Fixed head (Foreground) Floating Head (Background). | Duplicate photo needs deleting | 20135 |  | m3 | Per cubic metre | 3 - INDUSTRIAL | David Grace | Rob Hughes | 76.0785 | Option 3 | 82.6567 | 8.647% | 98.4294 | 98.6494 | 29.67% | 19.35% | 98.4499 | 29.41% | Indexed | Ryan Hobbs | VOA_GPN_GOV_UK\7246041 | 2022-07-29 | Low | - | Medium | Costs are based on provisional 2021 agreement with agents (email chain saved in Evidence tab). Since CG2023 is currently working from the same TPI start point (322) as CG2021 I have taken the rate without adjustment, and will bulk index closer to publication date. The 215A and 215W series are interchangeable and historically this has led to the codes in the valuer's "Scale" spreadsheet (see evidence tab) not always using the code that appears in the CG. I offered Rob Hughes to correct / rationalise this in CG2023 but he declined as they would have to update all their valuations. Therefore designation (fixed / floating head) and capacity (m3) is more important than actual code. | - | Costs need to be indexed by different indices to general TPI. Some thought will be required to make sure this happens correctly. | NA | Steel | 1.56 | (BEAMS Note 1) The ERC for this item should be added to the total of the ERC of the other P&M items on the site and the Buildings ERC (where applicable) to enable the correct contract size adjustment to be made. ERC of P&M Items + ERC of Building Component’s = Total ERC (net figure rateable items only) to which contract size adjustment should be applied The 2021 Generic Contractors Test Spreadsheet has this facility built into the programme - it is recommended you undertake all contractors test valuations using this spreadsheet. (Details on the application of contract size adjustments can be found in the RCG 2021 Guidance notes). Where RV is calculated using the comparative method (rental method) the contract size adjustment should be made as follows: Select - SCAT code box "P and M as an addition” within the 2021 Generic Contractors Test Spreadsheet facility. Or Where the spreadsheet is not used take the: Reciprocal of statutory de-capitalisation rate (i.e. 5% reciprocal = 20) multiply by rateable value of the buildings (before any overall end allowances are made and after making a notional deduction for the land value) and add to the ERC of P&M. Use resultant figure to calculate contract size adjustment. (Guidance Notes - Section 6) | Photo 1 – Fixed head (Foreground) Floating Head (Background). | Duplicate photo needs deleting | 1 | TRUE
5611 | 215W76 | 7126 | 215W76 | Tanks | Large vertical | Fuel depots / commercial tank farms | Floating head | 16000m³ | Tanks - Large Vertical Cylindrical Single units or Fuel Depots / Commercial Tank Farms - Fixed Head Tanks found on Commercial Tank farms and Fuel Depots together with Individual Tanks, this type are generally an all steel construction (usually mild steel) with butt-welded shells and tap welded bottoms and roofs. The majority of these tanks are fixed head however floating head tanks in this range can be found usually in sizes over 15,000 cu. m. For Floating Head costs see relevant scale. These tanks are usually erected on site built over a purpose built Bitsand foundation (formed under the tank base plate). The Bitsand cone is usually formed on an over-site concrete base (e.g. 150 mm). Deeper or piled foundations should be costed separately. These type of tanks are intended for processed product storage and normally do not exceed 20,000 cu. m in volume although occasionally 25,000 cu. m tanks can be found in petrol storage depots. These types of tanks can be found on refineries and petro-chemical works where finished process products are stored. Fixed roofs are conical and self-supporting made of thin steel plates welded at the edges. There is a current practice to form a floating membrane inside the fixed head tank, this addition saves up to 95% emissions and is popular where petroleum products are being stored, usually in oil depots. The tanks are purpose designed usually by a project team headed by the tank farm operator and built to their specification in conjunction with the tank manufacturers. The design life is a minimum of 25 years providing the tank is subject to a regular maintenance programme and the products stored are restricted to those specified when the tank was designed. This fact should be remembered when considering age only allowances. Most bulk storage tanks are built with a cone up centre however some tanks have a sump in the centre of the tank. In the usual cone up situation the foundations to the tank should be established by reference to plans and sections and costed. Allowances :- These tanks are built to the tank farm operator specification. Cost Information and Design. The tank farm operator, from experience, knows what products will be stored in the tank and how corrosive or otherwise the stored products are. The tank manufacturers build the tanks giving some 25 years life trouble free, in reality such tanks with the correct product stored and maintained regularly should have a life of over 35 years without major refurbishments. Tanks found on Commercial Tank farms and Fuel Depots together with Individual tanks, this type are generally an all steel construction (usually mild steel) with butt-welded shells and tap welded bottoms and roofs. The majority of these tanks are fixed head however floating head tanks in this range can be found usually in sizes over 15,000 cu. m. For costs of floating head tanks see floating head scale. These tanks are usually erected on site built over a purpose built Bitsand foundation (formed under the tank base plate). The Bitsand cone is usually formed on an over-site concrete base (e.g. 150 mm). Deeper or piled foundations should be costed separately. Tanks found on Commercial Tank farms and Fuel Depots together with Individual Tanks, this type are generally an all steel construction (usually mild steel) with butt-welded shells and tap welded bottoms and roofs. The majority of these tanks are fixed head however floating head tanks in this range can be found usually in sizes over 15,000 cu. m. For costs of floating head tanks see floating head scale. These tanks are usually erected on site built over a purpose built Bitsand foundation (formed under the tank base plate). The Bitsand cone is usually formed on an over-site concrete base (e.g. 150 mm). Deeper or piled foundations should be costed separately. | Considered Not Applicable at time of Publication | (BEAMS Note 1) The ERC for this item should be added to the total of the ERC of the other P&M items on the site and the Buildings ERC (where applicable) to enable the correct contract size adjustment to be made. ERC of P&M Items + ERC of Building Component’s = Total ERC (net figure rateable items only) to which contract size adjustment should be applied The 2023 Generic Contractors Test Spreadsheet has this facility built into the programme - it is recommended you undertake all contractors test valuations using this spreadsheet. (Details on the application of contract size adjustments can be found in the RCG 2023 Guidance notes). Where RV is calculated using the comparative method (rental method) the contract size adjustment should be made as follows: Select - SCAT code box ""P and M as an addition” within the 2023 Generic Contractors Test Spreadsheet facility. Or Where the spreadsheet is not used take the: Reciprocal of statutory de-capitalisation rate (i.e. 5% reciprocal = 20) multiply by rateable value of the buildings (before any overall end allowances are made and after making a notional deduction for the land value) and add to the ERC of P&M. Use resultant figure to calculate contract size adjustment. (Guidance Notes - Section 6) | Deeper or piled foundations should be costed separately Costs include for External painting Additions for Foundations :- (See:- Cost Guide bit-sand bases - Section through typical bit-sand foundation). General The Cost figures are for tanks (mild steel) having 8mm thick bottom plates. The scales are suitable to tanks having bottom plate thicknesses of between 6mm and 10mm. | 1. Dia. of tank. 2. Height of tank. 3. Material tank is made out of and whether welded or bolted plates. 4. Painting. 5. Any other known features - internally lined et cetera. 6. Fixed or Floating Head. 7. Age. | Class 4, Table 4 Class 2 (d) Draining ; (e) Supplying Water ; (f) Protection from hazards. List of accessories 1 and 2 (v) | If under Class 2, whole if Class 2 provisos applies - other than. If under Class 4 Heating coils, rock wool insulation, paddles. Whole if Class 4 (d) | Foundations, catwalks, bunds, structural staircases, piles, fire protection equipment, high-level walkways. | It is assumed that the item forms part of an average size industrial, commercial or office complex. Where it would be normal to find more than one item in such a hereditament the ERC stated has been adjusted to reflect any number / quantity, discount. These figures are NOT one off figures. | General The Cost figures are for tanks (mild steel) having 8mm thick bottom plates. The scales are suitable to tanks having bottom plate thicknesses of between 6mm and 10mm. Tanks with bottom plates of 12.4mm thickness may have an addition of up to 40% to account for extra costs. The costs can be used as stage 1 costs for riveted tanks. For small tanks the addition for this type of foundations will be some 12% whereas for larger tanks a 9% addition is required. A 10% addition for foundations is therefore proposed to ALL BULK STORAGE TANKS where individual costings are not possible. In some cases the chemically inert fill layer may consist of concrete up to 100mm deep. The 10% addition is still applicable in these cases. For piled and thicker raft foundations under the tank further addition will be required and these should be calculated with reference to the relevant section in the Cost Guide or after discussion with BEAMS. | Photo 1 – Fixed head (Foreground) Floating Head (Background). | Duplicate photo needs deleting | 20135 |  | m3 | Per cubic metre | 3 - INDUSTRIAL | David Grace | Rob Hughes | 77.4484 | Option 3 | 84.145 | 8.647% | 95.5919 | 95.8055 | 23.7% | 13.86% | 95.9256 | 23.86% | Indexed | Ryan Hobbs | VOA_GPN_GOV_UK\7246041 | 2020-12-22 | Low | - | Medium | Costs are based on provisional 2021 agreement with agents (email chain saved in Evidence tab). Since CG2023 is currently working from the same TPI start point (322) as CG2021 I have taken the rate without adjustment, and will bulk index closer to publication date. The 215A and 215W series are interchangeable and historically this has led to the codes in the valuer's "Scale" spreadsheet (see evidence tab) not always using the code that appears in the CG. I offered Rob Hughes to correct / rationalise this in CG2023 but he declined as they would have to update all their valuations. Therefore designation (fixed / floating head) and capacity (m3) is more important than actual code. | - | Costs need to be indexed by different indices to general TPI. Some thought will be required to make sure this happens correctly. | NA | Steel | 1.56 | (BEAMS Note 1) The ERC for this item should be added to the total of the ERC of the other P&M items on the site and the Buildings ERC (where applicable) to enable the correct contract size adjustment to be made. ERC of P&M Items + ERC of Building Component’s = Total ERC (net figure rateable items only) to which contract size adjustment should be applied The 2021 Generic Contractors Test Spreadsheet has this facility built into the programme - it is recommended you undertake all contractors test valuations using this spreadsheet. (Details on the application of contract size adjustments can be found in the RCG 2021 Guidance notes). Where RV is calculated using the comparative method (rental method) the contract size adjustment should be made as follows: Select - SCAT code box "P and M as an addition” within the 2021 Generic Contractors Test Spreadsheet facility. Or Where the spreadsheet is not used take the: Reciprocal of statutory de-capitalisation rate (i.e. 5% reciprocal = 20) multiply by rateable value of the buildings (before any overall end allowances are made and after making a notional deduction for the land value) and add to the ERC of P&M. Use resultant figure to calculate contract size adjustment. (Guidance Notes - Section 6) | Photo 1 – Fixed head (Foreground) Floating Head (Background). | Duplicate photo needs deleting | 1 | TRUE
5612 | 215W77 | 7127 | 215W77 | Tanks | Large vertical | Fuel depots / commercial tank farms | Floating head | 17000m³ | Tanks - Large Vertical Cylindrical Single units or Fuel Depots / Commercial Tank Farms - Fixed Head Tanks found on Commercial Tank farms and Fuel Depots together with Individual Tanks, this type are generally an all steel construction (usually mild steel) with butt-welded shells and tap welded bottoms and roofs. The majority of these tanks are fixed head however floating head tanks in this range can be found usually in sizes over 15,000 cu. m. For Floating Head costs see relevant scale. These tanks are usually erected on site built over a purpose built Bitsand foundation (formed under the tank base plate). The Bitsand cone is usually formed on an over-site concrete base (e.g. 150 mm). Deeper or piled foundations should be costed separately. These type of tanks are intended for processed product storage and normally do not exceed 20,000 cu. m in volume although occasionally 25,000 cu. m tanks can be found in petrol storage depots. These types of tanks can be found on refineries and petro-chemical works where finished process products are stored. Fixed roofs are conical and self-supporting made of thin steel plates welded at the edges. There is a current practice to form a floating membrane inside the fixed head tank, this addition saves up to 95% emissions and is popular where petroleum products are being stored, usually in oil depots. The tanks are purpose designed usually by a project team headed by the tank farm operator and built to their specification in conjunction with the tank manufacturers. The design life is a minimum of 25 years providing the tank is subject to a regular maintenance programme and the products stored are restricted to those specified when the tank was designed. This fact should be remembered when considering age only allowances. Most bulk storage tanks are built with a cone up centre however some tanks have a sump in the centre of the tank. In the usual cone up situation the foundations to the tank should be established by reference to plans and sections and costed. Allowances :- These tanks are built to the tank farm operator specification. Cost Information and Design. The tank farm operator, from experience, knows what products will be stored in the tank and how corrosive or otherwise the stored products are. The tank manufacturers build the tanks giving some 25 years life trouble free, in reality such tanks with the correct product stored and maintained regularly should have a life of over 35 years without major refurbishments. Tanks found on Commercial Tank farms and Fuel Depots together with Individual tanks, this type are generally an all steel construction (usually mild steel) with butt-welded shells and tap welded bottoms and roofs. The majority of these tanks are fixed head however floating head tanks in this range can be found usually in sizes over 15,000 cu. m. For costs of floating head tanks see floating head scale. These tanks are usually erected on site built over a purpose built Bitsand foundation (formed under the tank base plate). The Bitsand cone is usually formed on an over-site concrete base (e.g. 150 mm). Deeper or piled foundations should be costed separately. Tanks found on Commercial Tank farms and Fuel Depots together with Individual Tanks, this type are generally an all steel construction (usually mild steel) with butt-welded shells and tap welded bottoms and roofs. The majority of these tanks are fixed head however floating head tanks in this range can be found usually in sizes over 15,000 cu. m. For costs of floating head tanks see floating head scale. These tanks are usually erected on site built over a purpose built Bitsand foundation (formed under the tank base plate). The Bitsand cone is usually formed on an over-site concrete base (e.g. 150 mm). Deeper or piled foundations should be costed separately. | Considered Not Applicable at time of Publication | (BEAMS Note 1) The ERC for this item should be added to the total of the ERC of the other P&M items on the site and the Buildings ERC (where applicable) to enable the correct contract size adjustment to be made. ERC of P&M Items + ERC of Building Component’s = Total ERC (net figure rateable items only) to which contract size adjustment should be applied The 2023 Generic Contractors Test Spreadsheet has this facility built into the programme - it is recommended you undertake all contractors test valuations using this spreadsheet. (Details on the application of contract size adjustments can be found in the RCG 2023 Guidance notes). Where RV is calculated using the comparative method (rental method) the contract size adjustment should be made as follows: Select - SCAT code box ""P and M as an addition” within the 2023 Generic Contractors Test Spreadsheet facility. Or Where the spreadsheet is not used take the: Reciprocal of statutory de-capitalisation rate (i.e. 5% reciprocal = 20) multiply by rateable value of the buildings (before any overall end allowances are made and after making a notional deduction for the land value) and add to the ERC of P&M. Use resultant figure to calculate contract size adjustment. (Guidance Notes - Section 6) | Deeper or piled foundations should be costed separately Costs include for External painting Additions for Foundations :- (See:- Cost Guide bit-sand bases - Section through typical bit-sand foundation). General The Cost figures are for tanks (mild steel) having 8mm thick bottom plates. The scales are suitable to tanks having bottom plate thicknesses of between 6mm and 10mm. | 1. Dia. of tank. 2. Height of tank. 3. Material tank is made out of and whether welded or bolted plates. 4. Painting. 5. Any other known features - internally lined et cetera. 6. Fixed or Floating Head. 7. Age. | Class 4, Table 4 Class 2 (d) Draining ; (e) Supplying Water ; (f) Protection from hazards. List of accessories 1 and 2 (v) | If under Class 2, whole if Class 2 provisos applies - other than. If under Class 4 Heating coils, rock wool insulation, paddles. Whole if Class 4 (d) | Foundations, catwalks, bunds, structural staircases, piles, fire protection equipment, high-level walkways. | It is assumed that the item forms part of an average size industrial, commercial or office complex. Where it would be normal to find more than one item in such a hereditament the ERC stated has been adjusted to reflect any number / quantity, discount. These figures are NOT one off figures. | General The Cost figures are for tanks (mild steel) having 8mm thick bottom plates. The scales are suitable to tanks having bottom plate thicknesses of between 6mm and 10mm. Tanks with bottom plates of 12.4mm thickness may have an addition of up to 40% to account for extra costs. The costs can be used as stage 1 costs for riveted tanks. For small tanks the addition for this type of foundations will be some 12% whereas for larger tanks a 9% addition is required. A 10% addition for foundations is therefore proposed to ALL BULK STORAGE TANKS where individual costings are not possible. In some cases the chemically inert fill layer may consist of concrete up to 100mm deep. The 10% addition is still applicable in these cases. For piled and thicker raft foundations under the tank further addition will be required and these should be calculated with reference to the relevant section in the Cost Guide or after discussion with BEAMS. | Photo 1 – Fixed head (Foreground) Floating Head (Background). | Duplicate photo needs deleting | 20135 |  | m3 | Per cubic metre | 3 - INDUSTRIAL | David Grace | Rob Hughes | 76.8736 | Option 3 | 83.5205 | 8.647% | 94.3183 | 94.5291 | 22.97% | 13.18% | 94.6688 | 23.15% | Indexed | Ryan Hobbs | VOA_GPN_GOV_UK\7246041 | 2020-12-22 | Low | - | Medium | Costs are based on provisional 2021 agreement with agents (email chain saved in Evidence tab). Since CG2023 is currently working from the same TPI start point (322) as CG2021 I have taken the rate without adjustment, and will bulk index closer to publication date. The 215A and 215W series are interchangeable and historically this has led to the codes in the valuer's "Scale" spreadsheet (see evidence tab) not always using the code that appears in the CG. I offered Rob Hughes to correct / rationalise this in CG2023 but he declined as they would have to update all their valuations. Therefore designation (fixed / floating head) and capacity (m3) is more important than actual code. | - | Costs need to be indexed by different indices to general TPI. Some thought will be required to make sure this happens correctly. | NA | Steel | 1.56 | (BEAMS Note 1) The ERC for this item should be added to the total of the ERC of the other P&M items on the site and the Buildings ERC (where applicable) to enable the correct contract size adjustment to be made. ERC of P&M Items + ERC of Building Component’s = Total ERC (net figure rateable items only) to which contract size adjustment should be applied The 2021 Generic Contractors Test Spreadsheet has this facility built into the programme - it is recommended you undertake all contractors test valuations using this spreadsheet. (Details on the application of contract size adjustments can be found in the RCG 2021 Guidance notes). Where RV is calculated using the comparative method (rental method) the contract size adjustment should be made as follows: Select - SCAT code box "P and M as an addition” within the 2021 Generic Contractors Test Spreadsheet facility. Or Where the spreadsheet is not used take the: Reciprocal of statutory de-capitalisation rate (i.e. 5% reciprocal = 20) multiply by rateable value of the buildings (before any overall end allowances are made and after making a notional deduction for the land value) and add to the ERC of P&M. Use resultant figure to calculate contract size adjustment. (Guidance Notes - Section 6) | Photo 1 – Fixed head (Foreground) Floating Head (Background). | Duplicate photo needs deleting | 1 | TRUE
5613 | 215W78 | 7130 | 215W78 | Tanks | Large vertical | Fuel depots / commercial tank farms | Floating head | 20000m³ | Tanks - Large Vertical Cylindrical Single units or Fuel Depots / Commercial Tank Farms - Fixed Head Tanks found on Commercial Tank farms and Fuel Depots together with Individual Tanks, this type are generally an all steel construction (usually mild steel) with butt-welded shells and tap welded bottoms and roofs. The majority of these tanks are fixed head however floating head tanks in this range can be found usually in sizes over 15,000 cu. m. For Floating Head costs see relevant scale. These tanks are usually erected on site built over a purpose built Bitsand foundation (formed under the tank base plate). The Bitsand cone is usually formed on an over-site concrete base (e.g. 150 mm). Deeper or piled foundations should be costed separately. These type of tanks are intended for processed product storage and normally do not exceed 20,000 cu. m in volume although occasionally 25,000 cu. m tanks can be found in petrol storage depots. These types of tanks can be found on refineries and petro-chemical works where finished process products are stored. Fixed roofs are conical and self-supporting made of thin steel plates welded at the edges. There is a current practice to form a floating membrane inside the fixed head tank, this addition saves up to 95% emissions and is popular where petroleum products are being stored, usually in oil depots. The tanks are purpose designed usually by a project team headed by the tank farm operator and built to their specification in conjunction with the tank manufacturers. The design life is a minimum of 25 years providing the tank is subject to a regular maintenance programme and the products stored are restricted to those specified when the tank was designed. This fact should be remembered when considering age only allowances. Most bulk storage tanks are built with a cone up centre however some tanks have a sump in the centre of the tank. In the usual cone up situation the foundations to the tank should be established by reference to plans and sections and costed. Allowances :- These tanks are built to the tank farm operator specification. Cost Information and Design. The tank farm operator, from experience, knows what products will be stored in the tank and how corrosive or otherwise the stored products are. The tank manufacturers build the tanks giving some 25 years life trouble free, in reality such tanks with the correct product stored and maintained regularly should have a life of over 35 years without major refurbishments. Tanks found on Commercial Tank farms and Fuel Depots together with Individual tanks, this type are generally an all steel construction (usually mild steel) with butt-welded shells and tap welded bottoms and roofs. The majority of these tanks are fixed head however floating head tanks in this range can be found usually in sizes over 15,000 cu. m. For costs of floating head tanks see floating head scale. These tanks are usually erected on site built over a purpose built Bitsand foundation (formed under the tank base plate). The Bitsand cone is usually formed on an over-site concrete base (e.g. 150 mm). Deeper or piled foundations should be costed separately. Tanks found on Commercial Tank farms and Fuel Depots together with Individual Tanks, this type are generally an all steel construction (usually mild steel) with butt-welded shells and tap welded bottoms and roofs. The majority of these tanks are fixed head however floating head tanks in this range can be found usually in sizes over 15,000 cu. m. For costs of floating head tanks see floating head scale. These tanks are usually erected on site built over a purpose built Bitsand foundation (formed under the tank base plate). The Bitsand cone is usually formed on an over-site concrete base (e.g. 150 mm). Deeper or piled foundations should be costed separately. | Considered Not Applicable at time of Publication | (BEAMS Note 1) The ERC for this item should be added to the total of the ERC of the other P&M items on the site and the Buildings ERC (where applicable) to enable the correct contract size adjustment to be made. ERC of P&M Items + ERC of Building Component’s = Total ERC (net figure rateable items only) to which contract size adjustment should be applied The 2023 Generic Contractors Test Spreadsheet has this facility built into the programme - it is recommended you undertake all contractors test valuations using this spreadsheet. (Details on the application of contract size adjustments can be found in the RCG 2023 Guidance notes). Where RV is calculated using the comparative method (rental method) the contract size adjustment should be made as follows: Select - SCAT code box ""P and M as an addition” within the 2023 Generic Contractors Test Spreadsheet facility. Or Where the spreadsheet is not used take the: Reciprocal of statutory de-capitalisation rate (i.e. 5% reciprocal = 20) multiply by rateable value of the buildings (before any overall end allowances are made and after making a notional deduction for the land value) and add to the ERC of P&M. Use resultant figure to calculate contract size adjustment. (Guidance Notes - Section 6) | Deeper or piled foundations should be costed separately Costs include for External painting Additions for Foundations :- (See:- Cost Guide bit-sand bases - Section through typical bit-sand foundation). General The Cost figures are for tanks (mild steel) having 8mm thick bottom plates. The scales are suitable to tanks having bottom plate thicknesses of between 6mm and 10mm. | 1. Dia. of tank. 2. Height of tank. 3. Material tank is made out of and whether welded or bolted plates. 4. Painting. 5. Any other known features - internally lined et cetera. 6. Fixed or Floating Head. 7. Age. | Class 4, Table 4 Class 2 (d) Draining ; (e) Supplying Water ; (f) Protection from hazards. List of accessories 1 and 2 (v) | If under Class 2, whole if Class 2 provisos applies - other than. If under Class 4 Heating coils, rock wool insulation, paddles. Whole if Class 4 (d) | Foundations, catwalks, bunds, structural staircases, piles, fire protection equipment, high-level walkways. | It is assumed that the item forms part of an average size industrial, commercial or office complex. Where it would be normal to find more than one item in such a hereditament the ERC stated has been adjusted to reflect any number / quantity, discount. These figures are NOT one off figures. | General The Cost figures are for tanks (mild steel) having 8mm thick bottom plates. The scales are suitable to tanks having bottom plate thicknesses of between 6mm and 10mm. Tanks with bottom plates of 12.4mm thickness may have an addition of up to 40% to account for extra costs. The costs can be used as stage 1 costs for riveted tanks. For small tanks the addition for this type of foundations will be some 12% whereas for larger tanks a 9% addition is required. A 10% addition for foundations is therefore proposed to ALL BULK STORAGE TANKS where individual costings are not possible. In some cases the chemically inert fill layer may consist of concrete up to 100mm deep. The 10% addition is still applicable in these cases. For piled and thicker raft foundations under the tank further addition will be required and these should be calculated with reference to the relevant section in the Cost Guide or after discussion with BEAMS. | Photo 1 – Fixed head (Foreground) Floating Head (Background). | Duplicate photo needs deleting | 20135 |  | m3 | Per cubic metre | 3 - INDUSTRIAL | David Grace | Rob Hughes | 73.5956 | Option 3 | 79.9591 | 8.647% | 90.8344 | 91.0374 | 23.7% | 13.85% | 90.8769 | 23.48% | Indexed | Ryan Hobbs | VOA_GPN_GOV_UK\7246041 | 2020-12-22 | Low | - | Medium | Costs are based on provisional 2021 agreement with agents (email chain saved in Evidence tab). Since CG2023 is currently working from the same TPI start point (322) as CG2021 I have taken the rate without adjustment, and will bulk index closer to publication date. The 215A and 215W series are interchangeable and historically this has led to the codes in the valuer's "Scale" spreadsheet (see evidence tab) not always using the code that appears in the CG. I offered Rob Hughes to correct / rationalise this in CG2023 but he declined as they would have to update all their valuations. Therefore designation (fixed / floating head) and capacity (m3) is more important than actual code. | - | Costs need to be indexed by different indices to general TPI. Some thought will be required to make sure this happens correctly. | NA | Steel | 1.56 | (BEAMS Note 1) The ERC for this item should be added to the total of the ERC of the other P&M items on the site and the Buildings ERC (where applicable) to enable the correct contract size adjustment to be made. ERC of P&M Items + ERC of Building Component’s = Total ERC (net figure rateable items only) to which contract size adjustment should be applied The 2021 Generic Contractors Test Spreadsheet has this facility built into the programme - it is recommended you undertake all contractors test valuations using this spreadsheet. (Details on the application of contract size adjustments can be found in the RCG 2021 Guidance notes). Where RV is calculated using the comparative method (rental method) the contract size adjustment should be made as follows: Select - SCAT code box "P and M as an addition” within the 2021 Generic Contractors Test Spreadsheet facility. Or Where the spreadsheet is not used take the: Reciprocal of statutory de-capitalisation rate (i.e. 5% reciprocal = 20) multiply by rateable value of the buildings (before any overall end allowances are made and after making a notional deduction for the land value) and add to the ERC of P&M. Use resultant figure to calculate contract size adjustment. (Guidance Notes - Section 6) | Photo 1 – Fixed head (Foreground) Floating Head (Background). | Duplicate photo needs deleting | 1 | TRUE
5614 | 215W79 | 7133 | 215W79 | Tanks | Large vertical | Fuel depots / commercial tank farms | Floating head | 25000m³ | Tanks - Large Vertical Cylindrical Single units or Fuel Depots / Commercial Tank Farms - Fixed Head Tanks found on Commercial Tank farms and Fuel Depots together with Individual Tanks, this type are generally an all steel construction (usually mild steel) with butt-welded shells and tap welded bottoms and roofs. The majority of these tanks are fixed head however floating head tanks in this range can be found usually in sizes over 15,000 cu. m. For Floating Head costs see relevant scale. These tanks are usually erected on site built over a purpose built Bitsand foundation (formed under the tank base plate). The Bitsand cone is usually formed on an over-site concrete base (e.g. 150 mm). Deeper or piled foundations should be costed separately. These type of tanks are intended for processed product storage and normally do not exceed 20,000 cu. m in volume although occasionally 25,000 cu. m tanks can be found in petrol storage depots. These types of tanks can be found on refineries and petro-chemical works where finished process products are stored. Fixed roofs are conical and self-supporting made of thin steel plates welded at the edges. There is a current practice to form a floating membrane inside the fixed head tank, this addition saves up to 95% emissions and is popular where petroleum products are being stored, usually in oil depots. The tanks are purpose designed usually by a project team headed by the tank farm operator and built to their specification in conjunction with the tank manufacturers. The design life is a minimum of 25 years providing the tank is subject to a regular maintenance programme and the products stored are restricted to those specified when the tank was designed. This fact should be remembered when considering age only allowances. Most bulk storage tanks are built with a cone up centre however some tanks have a sump in the centre of the tank. In the usual cone up situation the foundations to the tank should be established by reference to plans and sections and costed. Allowances :- These tanks are built to the tank farm operator specification. Cost Information and Design. The tank farm operator, from experience, knows what products will be stored in the tank and how corrosive or otherwise the stored products are. The tank manufacturers build the tanks giving some 25 years life trouble free, in reality such tanks with the correct product stored and maintained regularly should have a life of over 35 years without major refurbishments. Tanks found on Commercial Tank farms and Fuel Depots together with Individual tanks, this type are generally an all steel construction (usually mild steel) with butt-welded shells and tap welded bottoms and roofs. The majority of these tanks are fixed head however floating head tanks in this range can be found usually in sizes over 15,000 cu. m. For costs of floating head tanks see floating head scale. These tanks are usually erected on site built over a purpose built Bitsand foundation (formed under the tank base plate). The Bitsand cone is usually formed on an over-site concrete base (e.g. 150 mm). Deeper or piled foundations should be costed separately. Tanks found on Commercial Tank farms and Fuel Depots together with Individual Tanks, this type are generally an all steel construction (usually mild steel) with butt-welded shells and tap welded bottoms and roofs. The majority of these tanks are fixed head however floating head tanks in this range can be found usually in sizes over 15,000 cu. m. For costs of floating head tanks see floating head scale. These tanks are usually erected on site built over a purpose built Bitsand foundation (formed under the tank base plate). The Bitsand cone is usually formed on an over-site concrete base (e.g. 150 mm). Deeper or piled foundations should be costed separately. | Considered Not Applicable at time of Publication | (BEAMS Note 1) The ERC for this item should be added to the total of the ERC of the other P&M items on the site and the Buildings ERC (where applicable) to enable the correct contract size adjustment to be made. ERC of P&M Items + ERC of Building Component’s = Total ERC (net figure rateable items only) to which contract size adjustment should be applied The 2023 Generic Contractors Test Spreadsheet has this facility built into the programme - it is recommended you undertake all contractors test valuations using this spreadsheet. (Details on the application of contract size adjustments can be found in the RCG 2023 Guidance notes). Where RV is calculated using the comparative method (rental method) the contract size adjustment should be made as follows: Select - SCAT code box ""P and M as an addition” within the 2023 Generic Contractors Test Spreadsheet facility. Or Where the spreadsheet is not used take the: Reciprocal of statutory de-capitalisation rate (i.e. 5% reciprocal = 20) multiply by rateable value of the buildings (before any overall end allowances are made and after making a notional deduction for the land value) and add to the ERC of P&M. Use resultant figure to calculate contract size adjustment. (Guidance Notes - Section 6) | Deeper or piled foundations should be costed separately Costs include for External painting Additions for Foundations :- (See:- Cost Guide bit-sand bases - Section through typical bit-sand foundation). General The Cost figures are for tanks (mild steel) having 8mm thick bottom plates. The scales are suitable to tanks having bottom plate thicknesses of between 6mm and 10mm. | 1. Dia. of tank. 2. Height of tank. 3. Material tank is made out of and whether welded or bolted plates. 4. Painting. 5. Any other known features - internally lined et cetera. 6. Fixed or Floating Head. 7. Age. | Class 4, Table 4 Class 2 (d) Draining ; (e) Supplying Water ; (f) Protection from hazards. List of accessories 1 and 2 (v) | If under Class 2, whole if Class 2 provisos applies - other than. If under Class 4 Heating coils, rock wool insulation, paddles. Whole if Class 4 (d) | Foundations, catwalks, bunds, structural staircases, piles, fire protection equipment, high-level walkways. | It is assumed that the item forms part of an average size industrial, commercial or office complex. Where it would be normal to find more than one item in such a hereditament the ERC stated has been adjusted to reflect any number / quantity, discount. These figures are NOT one off figures. | General The Cost figures are for tanks (mild steel) having 8mm thick bottom plates. The scales are suitable to tanks having bottom plate thicknesses of between 6mm and 10mm. Tanks with bottom plates of 12.4mm thickness may have an addition of up to 40% to account for extra costs. The costs can be used as stage 1 costs for riveted tanks. For small tanks the addition for this type of foundations will be some 12% whereas for larger tanks a 9% addition is required. A 10% addition for foundations is therefore proposed to ALL BULK STORAGE TANKS where individual costings are not possible. In some cases the chemically inert fill layer may consist of concrete up to 100mm deep. The 10% addition is still applicable in these cases. For piled and thicker raft foundations under the tank further addition will be required and these should be calculated with reference to the relevant section in the Cost Guide or after discussion with BEAMS. | Photo 1 – Fixed head (Foreground) Floating Head (Background). | Duplicate photo needs deleting | 20135 |  | m3 | Per cubic metre | 3 - INDUSTRIAL | David Grace | Rob Hughes | 71.8465 | Option 3 | 78.0587 | 8.647% | 87.8875 | 88.084 | 22.6% | 12.84% | 88.3525 | 22.97% | Indexed | Ryan Hobbs | VOA_GPN_GOV_UK\7246041 | 2020-12-22 | Low | - | Medium | Costs are based on provisional 2021 agreement with agents (email chain saved in Evidence tab). Since CG2023 is currently working from the same TPI start point (322) as CG2021 I have taken the rate without adjustment, and will bulk index closer to publication date. The 215A and 215W series are interchangeable and historically this has led to the codes in the valuer's "Scale" spreadsheet (see evidence tab) not always using the code that appears in the CG. I offered Rob Hughes to correct / rationalise this in CG2023 but he declined as they would have to update all their valuations. Therefore designation (fixed / floating head) and capacity (m3) is more important than actual code. | - | Costs need to be indexed by different indices to general TPI. Some thought will be required to make sure this happens correctly. | NA | Steel | 1.56 | (BEAMS Note 1) The ERC for this item should be added to the total of the ERC of the other P&M items on the site and the Buildings ERC (where applicable) to enable the correct contract size adjustment to be made. ERC of P&M Items + ERC of Building Component’s = Total ERC (net figure rateable items only) to which contract size adjustment should be applied The 2021 Generic Contractors Test Spreadsheet has this facility built into the programme - it is recommended you undertake all contractors test valuations using this spreadsheet. (Details on the application of contract size adjustments can be found in the RCG 2021 Guidance notes). Where RV is calculated using the comparative method (rental method) the contract size adjustment should be made as follows: Select - SCAT code box "P and M as an addition” within the 2021 Generic Contractors Test Spreadsheet facility. Or Where the spreadsheet is not used take the: Reciprocal of statutory de-capitalisation rate (i.e. 5% reciprocal = 20) multiply by rateable value of the buildings (before any overall end allowances are made and after making a notional deduction for the land value) and add to the ERC of P&M. Use resultant figure to calculate contract size adjustment. (Guidance Notes - Section 6) | Photo 1 – Fixed head (Foreground) Floating Head (Background). | Duplicate photo needs deleting | 1 | TRUE
5615 | 215A10 | 7561 | 215A10 | Tanks | Large vertical | Refinery and Chemical works | Fixed head | 2500m³ | Large Vertical Cylindrical - Refinery or Large Petro chemical works floating head tanks found on refineries or large chemical works are generally all steel construction (usually mild steel) with butt-welded shells and tap welded bottoms and roofs. Pre- formed tank sections are laid out on site and erected over a period of days. The tank sections have usually been treated (painted) with tank manufacturers rust prohibited coat. It is assumed that these tanks are located on Petrol Refineries and Petrochemical Works where crude, semi crude and aggressive materials are common. Unlike tanks on commercial tank farms where specific materials are stored and the tank is designed accordingly, many of the Refinery / Chemical type tanks have, over a period of time, stored a variety of products, some aggressive, resulting in a more rapid deterioration of the tank. The allowance scales (see Guidance Notes) reflect this worse case scenario. The tanks are of basic construction having capacities of up to 120,000 cu. m. (100,000 cubic metres = approx. 22 million UK gallons). In the assumed locations these tanks are used mainly for bulk storage of crude petroleum, semi processed petroleum products and by-products. Few tanks of this size have been erected in the UK since 2000. The tankage on such hereditaments contains petrochemical products, which in the main are crude, or part processed, although some tanks will contain processed products, which are waiting for distribution. Generally the products contained within such tankage is, due partly to its water content and chemical composition, aggressive and variable in its quality, thus causing problems due to chemical reactions in respect of internal corrosion. Most tanks in this size band are floating head tanks especially where there are large volumes of volatile gases present. Many of the pre 1980 tanks were very basic in design and the materials used were the lower end of the regulatory standard. Therefore the result of storing this type of product is a shorter tank life and a more demanding maintenance programme. (See allowance scales). Within Refineries and Large Petro-Chemical properties a variety of tank sizes can be found for refined products awaiting distribution. For tanks under 25,000 cu m scales 215W - - series should be used where the tank is specifically designed for the product it holds. (As the Commercial Tanks Farms). The stored products are usually for volatile, high flash point products such as gas oil, lubricating oil and fuel oil. The tanks are operated at atmospheric pressure under a floating head. Floating roofs sit on the liquid and rise and fall as volume increases / decreases. Foundations under the tanks base plate are bit-sand foundations (see separate Description Notes on bit-sand foundations and costs). The bit-sand base usually sits on an over site concrete base (e.g. 150mm). Deeper or piled foundations should be costed separately. Tanks other than for petroleum products may have other features not included above (see appropriate code series 215W --). Maintenance cycle - The tanks are usually on a 10-year maintenance cycle, which means an internal inspection takes place every 8 to 12 years. The initial inspection usually requires maintenance and repair of bottom plate holes or areas where the steel is being attacked. (This is usually regarded as maintenance). On the second inspection after 16 to 22 years there is often serious damage to the base plate which may result in renewal of large areas of the base plate or in severe cases total replacement. (This is usually regarded as repair). If renewal is required the tank can be out of commission for up to 6 months. This could lead to the tank being taken out of assessment. When the tank is re commissioned the allowance scales should be adjusted: See: Tank allowance scale Cost Information Notes re - notional age. Painting Internally. More modern tanks may have internal paint coats to prevent such aggressive oils and chemicals from attacking the mild steel plate. For cost information see appropriate scales. All steel base plates on erected tanks are assumed to be painted with a primer to prevent initial rusting. In some cases this painting is not undertaken if specified by the occupier. Painting Externally: - These Costs assume the tank has been painted to refinery tank standards. The assumption is that the tanks on refineries and petrochemical works are subject to a 10-year maintenance cycle and the allowance scales for tanks reflects this type of regime. The tanks are assumed to be painted with a product that will last a maintenance period (average 10 years) and the costs reflect this type of paint specification. Foundations for most tanks sit on a bit-sand foundation (see separate Description and costings). Most bulk storage tanks are built with a cone up centre however some tanks have a sump in the centre of the tank. In the usual cone up situation any pile or slab foundations to the tank should be established by reference to plans and sections and costed with reference to BEAMS. For piled and thicker raft foundations under the tank further additions will be required and these should be calculated with reference to the relevant section in the Cost Guide. Included costs in the bit sand base are: The usual earth foundation requires: (i) Site cleared of vegetable matter, (ii) Compacted chemically inert fill, (iii) Drainage layer 150mm thick of stable permeable compacted granular construction, (iv) 50 mm thick bitumen/sand (Bit sand) layer (laid to correct falls). Drainage, periphery details and sizes are set out in BS 2654 (see fig 35). In all cases cost additions are required for bit-sand bases. (See separate table). | Considered Not Applicable at time of Publication | (BEAMS Note 1) The ERC for this item should be added to the total of the ERC of the other P&M items on the site and the Buildings ERC (where applicable) to enable the correct contract size adjustment to be made. ERC of P&M Items + ERC of Building Component’s = Total ERC (net figure rateable items only) to which contract size adjustment should be applied The 2023 Generic Contractors Test Spreadsheet has this facility built into the programme - it is recommended you undertake all contractors test valuations using this spreadsheet. (Details on the application of contract size adjustments can be found in the RCG 2023 Guidance notes). Where RV is calculated using the comparative method (rental method) the contract size adjustment should be made as follows: Select - SCAT code box ""P and M as an addition” within the 2023 Generic Contractors Test Spreadsheet facility. Or Where the spreadsheet is not used take the: Reciprocal of statutory de-capitalisation rate (i.e. 5% reciprocal = 20) multiply by rateable value of the buildings (before any overall end allowances are made and after making a notional deduction for the land value) and add to the ERC of P&M. Use resultant figure to calculate contract size adjustment. (Guidance Notes - Section 6) | These costs include external painting. Costs do not include for bit-sand foundations, concrete and/or concrete - pile foundations, heating coils, insulation (rock wool), linings (butyl), structural stairways, catwalks, between tank walkways, et cetera. Further additions: - It is assumed that the outside of the tank is painted with a general long life paint and the internal tank is painted with a holding primer - for internal painting costs see 215X. | 1. Dia. of tank. 2. Height of tank. 3. Material tank is made out of and whether welded or bolted plates. 4. Painting. 5. Any other known features - internally lined et cetera. 6. Fixed or Floating Head. 7. Age. | Class 4, Table 4 Class 2 (d) Draining ; (e) Supplying Water ; (f) Protection from hazards. List of accessories 1 and 2 (v) | If under Class 2, whole if Class 2 provisos applies - other than. If under Class 4 Heating coils, rock wool insulation, paddles. Whole if Class 4 (d) | Foundations, catwalks, bunds, structural staircases, piles, fire protection equipment, high-level walkways. | Where it would be normal to find more than one item in such a hereditament the ERC stated has been adjusted to reflect any number / quantity, discount. These figures are NOT one off figures. | - | Photo 1 – Tank farm photo. Photo 2 – Mixed use storage tanks. | - | 20137 |  | m3 | Per cubic metre | 3 - INDUSTRIAL | David Grace | Rob Hughes | 127.4866 | Option 3 | 138.5098 | 8.647% | 162.9135 | 163.2776 | 28.07% | 17.88% | 163.2776 | 28.07% | Indexed | Ryan Hobbs | VOA_GPN_GOV_UK\7246041 | 2020-12-22 | Low | - | Medium | Costs are based on provisional 2021 agreement with agents (email chain saved in Evidence tab). Since CG2023 is currently working from the same TPI start point (322) as CG2021 I have taken the rate without adjustment, and will bulk index closer to publication date. The 215A and 215W series are interchangeable and historically this has led to the codes in the valuer's "Scale" spreadsheet (see evidence tab) not always using the code that appears in the CG. I offered Rob Hughes to correct / rationalise this in CG2023 but he declined as they would have to update all their valuations. Therefore designation (fixed / floating head) and capacity (m3) is more important than actual code. | - | Costs need to be indexed by different indices to general TPI. Some thought will be required to make sure this happens correctly. | NA | Steel | 1.56 | (BEAMS Note 1) The ERC for this item should be added to the total of the ERC of the other P&M items on the site and the Buildings ERC (where applicable) to enable the correct contract size adjustment to be made. ERC of P&M Items + ERC of Building Component’s = Total ERC (net figure rateable items only) to which contract size adjustment should be applied The 2021 Generic Contractors Test Spreadsheet has this facility built into the programme - it is recommended you undertake all contractors test valuations using this spreadsheet. (Details on the application of contract size adjustments can be found in the RCG 2021 Guidance notes). Where RV is calculated using the comparative method (rental method) the contract size adjustment should be made as follows: Select - SCAT code box "P and M as an addition” within the 2021 Generic Contractors Test Spreadsheet facility. Or Where the spreadsheet is not used take the: Reciprocal of statutory de-capitalisation rate (i.e. 5% reciprocal = 20) multiply by rateable value of the buildings (before any overall end allowances are made and after making a notional deduction for the land value) and add to the ERC of P&M. Use resultant figure to calculate contract size adjustment. (Guidance Notes - Section 6) | Photo 1 – Tank farm photo. Photo 2 – Mixed use storage tanks. | - | 1 | TRUE
5616 | 215A11 | 7562 | 215A11 | Tanks | Large vertical | Refinery and Chemical works | Fixed head | 2750m³ | Large Vertical Cylindrical - Refinery or Large Petro chemical works floating head tanks found on refineries or large chemical works are generally all steel construction (usually mild steel) with butt-welded shells and tap welded bottoms and roofs. Pre- formed tank sections are laid out on site and erected over a period of days. The tank sections have usually been treated (painted) with tank manufacturers rust prohibited coat. It is assumed that these tanks are located on Petrol Refineries and Petrochemical Works where crude, semi crude and aggressive materials are common. Unlike tanks on commercial tank farms where specific materials are stored and the tank is designed accordingly, many of the Refinery / Chemical type tanks have, over a period of time, stored a variety of products, some aggressive, resulting in a more rapid deterioration of the tank. The allowance scales (see Guidance Notes) reflect this worse case scenario. The tanks are of basic construction having capacities of up to 120,000 cu. m. (100,000 cubic metres = approx. 22 million UK gallons). In the assumed locations these tanks are used mainly for bulk storage of crude petroleum, semi processed petroleum products and by-products. Few tanks of this size have been erected in the UK since 2000. The tankage on such hereditaments contains petrochemical products, which in the main are crude, or part processed, although some tanks will contain processed products, which are waiting for distribution. Generally the products contained within such tankage is, due partly to its water content and chemical composition, aggressive and variable in its quality, thus causing problems due to chemical reactions in respect of internal corrosion. Most tanks in this size band are floating head tanks especially where there are large volumes of volatile gases present. Many of the pre 1980 tanks were very basic in design and the materials used were the lower end of the regulatory standard. Therefore the result of storing this type of product is a shorter tank life and a more demanding maintenance programme. (See allowance scales). Within Refineries and Large Petro-Chemical properties a variety of tank sizes can be found for refined products awaiting distribution. For tanks under 25,000 cu m scales 215W - - series should be used where the tank is specifically designed for the product it holds. (As the Commercial Tanks Farms). The stored products are usually for volatile, high flash point products such as gas oil, lubricating oil and fuel oil. The tanks are operated at atmospheric pressure under a floating head. Floating roofs sit on the liquid and rise and fall as volume increases / decreases. Foundations under the tanks base plate are bit-sand foundations (see separate Description Notes on bit-sand foundations and costs). The bit-sand base usually sits on an over site concrete base (e.g. 150mm). Deeper or piled foundations should be costed separately. Tanks other than for petroleum products may have other features not included above (see appropriate code series 215W --). Maintenance cycle - The tanks are usually on a 10-year maintenance cycle, which means an internal inspection takes place every 8 to 12 years. The initial inspection usually requires maintenance and repair of bottom plate holes or areas where the steel is being attacked. (This is usually regarded as maintenance). On the second inspection after 16 to 22 years there is often serious damage to the base plate which may result in renewal of large areas of the base plate or in severe cases total replacement. (This is usually regarded as repair). If renewal is required the tank can be out of commission for up to 6 months. This could lead to the tank being taken out of assessment. When the tank is re commissioned the allowance scales should be adjusted: See: Tank allowance scale Cost Information Notes re - notional age. Painting Internally. More modern tanks may have internal paint coats to prevent such aggressive oils and chemicals from attacking the mild steel plate. For cost information see appropriate scales. All steel base plates on erected tanks are assumed to be painted with a primer to prevent initial rusting. In some cases this painting is not undertaken if specified by the occupier. Painting Externally: - These Costs assume the tank has been painted to refinery tank standards. The assumption is that the tanks on refineries and petrochemical works are subject to a 10-year maintenance cycle and the allowance scales for tanks reflects this type of regime. The tanks are assumed to be painted with a product that will last a maintenance period (average 10 years) and the costs reflect this type of paint specification. Foundations for most tanks sit on a bit-sand foundation (see separate Description and costings). Most bulk storage tanks are built with a cone up centre however some tanks have a sump in the centre of the tank. In the usual cone up situation any pile or slab foundations to the tank should be established by reference to plans and sections and costed with reference to BEAMS. For piled and thicker raft foundations under the tank further additions will be required and these should be calculated with reference to the relevant section in the Cost Guide. Included costs in the bit sand base are: The usual earth foundation requires: (i) Site cleared of vegetable matter, (ii) Compacted chemically inert fill, (iii) Drainage layer 150mm thick of stable permeable compacted granular construction, (iv) 50 mm thick bitumen/sand (Bit sand) layer (laid to correct falls). Drainage, periphery details and sizes are set out in BS 2654 (see fig 35). In all cases cost additions are required for bit-sand bases. (See separate table). | Considered Not Applicable at time of Publication | (BEAMS Note 1) The ERC for this item should be added to the total of the ERC of the other P&M items on the site and the Buildings ERC (where applicable) to enable the correct contract size adjustment to be made. ERC of P&M Items + ERC of Building Component’s = Total ERC (net figure rateable items only) to which contract size adjustment should be applied The 2023 Generic Contractors Test Spreadsheet has this facility built into the programme - it is recommended you undertake all contractors test valuations using this spreadsheet. (Details on the application of contract size adjustments can be found in the RCG 2023 Guidance notes). Where RV is calculated using the comparative method (rental method) the contract size adjustment should be made as follows: Select - SCAT code box ""P and M as an addition” within the 2023 Generic Contractors Test Spreadsheet facility. Or Where the spreadsheet is not used take the: Reciprocal of statutory de-capitalisation rate (i.e. 5% reciprocal = 20) multiply by rateable value of the buildings (before any overall end allowances are made and after making a notional deduction for the land value) and add to the ERC of P&M. Use resultant figure to calculate contract size adjustment. (Guidance Notes - Section 6) | These costs include external painting. Costs do not include for bit-sand foundations, concrete and/or concrete - pile foundations, heating coils, insulation (rock wool), linings (butyl), structural stairways, catwalks, between tank walkways, et cetera. Further additions: - It is assumed that the outside of the tank is painted with a general long life paint and the internal tank is painted with a holding primer - for internal painting costs see 215X. | 1. Dia. of tank. 2. Height of tank. 3. Material tank is made out of and whether welded or bolted plates. 4. Painting. 5. Any other known features - internally lined et cetera. 6. Fixed or Floating Head. 7. Age. | Class 4, Table 4 Class 2 (d) Draining ; (e) Supplying Water ; (f) Protection from hazards. List of accessories 1 and 2 (v) | If under Class 2, whole if Class 2 provisos applies - other than. If under Class 4 Heating coils, rock wool insulation, paddles. Whole if Class 4 (d) | Foundations, catwalks, bunds, structural staircases, piles, fire protection equipment, high-level walkways. | Where it would be normal to find more than one item in such a hereditament the ERC stated has been adjusted to reflect any number / quantity, discount. These figures are NOT one off figures. | - | Photo 1 – Tank farm photo. Photo 2 – Mixed use storage tanks. | - | 20137 |  | m3 | Per cubic metre | 3 - INDUSTRIAL | David Grace | Rob Hughes | 121.8357 | Option 3 | 132.3703 | 8.647% | 159.6981 | 160.055 | 31.37% | 20.91% | 160.055 | 31.37% | Indexed | Ryan Hobbs | VOA_GPN_GOV_UK\7246041 | 2020-12-22 | Low | - | Medium | Costs are based on provisional 2021 agreement with agents (email chain saved in Evidence tab). Since CG2023 is currently working from the same TPI start point (322) as CG2021 I have taken the rate without adjustment, and will bulk index closer to publication date. The 215A and 215W series are interchangeable and historically this has led to the codes in the valuer's "Scale" spreadsheet (see evidence tab) not always using the code that appears in the CG. I offered Rob Hughes to correct / rationalise this in CG2023 but he declined as they would have to update all their valuations. Therefore designation (fixed / floating head) and capacity (m3) is more important than actual code. | - | Costs need to be indexed by different indices to general TPI. Some thought will be required to make sure this happens correctly. | NA | Steel | 1.56 | (BEAMS Note 1) The ERC for this item should be added to the total of the ERC of the other P&M items on the site and the Buildings ERC (where applicable) to enable the correct contract size adjustment to be made. ERC of P&M Items + ERC of Building Component’s = Total ERC (net figure rateable items only) to which contract size adjustment should be applied The 2021 Generic Contractors Test Spreadsheet has this facility built into the programme - it is recommended you undertake all contractors test valuations using this spreadsheet. (Details on the application of contract size adjustments can be found in the RCG 2021 Guidance notes). Where RV is calculated using the comparative method (rental method) the contract size adjustment should be made as follows: Select - SCAT code box "P and M as an addition” within the 2021 Generic Contractors Test Spreadsheet facility. Or Where the spreadsheet is not used take the: Reciprocal of statutory de-capitalisation rate (i.e. 5% reciprocal = 20) multiply by rateable value of the buildings (before any overall end allowances are made and after making a notional deduction for the land value) and add to the ERC of P&M. Use resultant figure to calculate contract size adjustment. (Guidance Notes - Section 6) | Photo 1 – Tank farm photo. Photo 2 – Mixed use storage tanks. | - | 1 | TRUE
5617 | 215A12 | 7563 | 215A12 | Tanks | Large vertical | Refinery and Chemical works | Fixed head | 3000m³ | Large Vertical Cylindrical - Refinery or Large Petro chemical works floating head tanks found on refineries or large chemical works are generally all steel construction (usually mild steel) with butt-welded shells and tap welded bottoms and roofs. Pre- formed tank sections are laid out on site and erected over a period of days. The tank sections have usually been treated (painted) with tank manufacturers rust prohibited coat. It is assumed that these tanks are located on Petrol Refineries and Petrochemical Works where crude, semi crude and aggressive materials are common. Unlike tanks on commercial tank farms where specific materials are stored and the tank is designed accordingly, many of the Refinery / Chemical type tanks have, over a period of time, stored a variety of products, some aggressive, resulting in a more rapid deterioration of the tank. The allowance scales (see Guidance Notes) reflect this worse case scenario. The tanks are of basic construction having capacities of up to 120,000 cu. m. (100,000 cubic metres = approx. 22 million UK gallons). In the assumed locations these tanks are used mainly for bulk storage of crude petroleum, semi processed petroleum products and by-products. Few tanks of this size have been erected in the UK since 2000. The tankage on such hereditaments contains petrochemical products, which in the main are crude, or part processed, although some tanks will contain processed products, which are waiting for distribution. Generally the products contained within such tankage is, due partly to its water content and chemical composition, aggressive and variable in its quality, thus causing problems due to chemical reactions in respect of internal corrosion. Most tanks in this size band are floating head tanks especially where there are large volumes of volatile gases present. Many of the pre 1980 tanks were very basic in design and the materials used were the lower end of the regulatory standard. Therefore the result of storing this type of product is a shorter tank life and a more demanding maintenance programme. (See allowance scales). Within Refineries and Large Petro-Chemical properties a variety of tank sizes can be found for refined products awaiting distribution. For tanks under 25,000 cu m scales 215W - - series should be used where the tank is specifically designed for the product it holds. (As the Commercial Tanks Farms). The stored products are usually for volatile, high flash point products such as gas oil, lubricating oil and fuel oil. The tanks are operated at atmospheric pressure under a floating head. Floating roofs sit on the liquid and rise and fall as volume increases / decreases. Foundations under the tanks base plate are bit-sand foundations (see separate Description Notes on bit-sand foundations and costs). The bit-sand base usually sits on an over site concrete base (e.g. 150mm). Deeper or piled foundations should be costed separately. Tanks other than for petroleum products may have other features not included above (see appropriate code series 215W --). Maintenance cycle - The tanks are usually on a 10-year maintenance cycle, which means an internal inspection takes place every 8 to 12 years. The initial inspection usually requires maintenance and repair of bottom plate holes or areas where the steel is being attacked. (This is usually regarded as maintenance). On the second inspection after 16 to 22 years there is often serious damage to the base plate which may result in renewal of large areas of the base plate or in severe cases total replacement. (This is usually regarded as repair). If renewal is required the tank can be out of commission for up to 6 months. This could lead to the tank being taken out of assessment. When the tank is re commissioned the allowance scales should be adjusted: See: Tank allowance scale Cost Information Notes re - notional age. Painting Internally. More modern tanks may have internal paint coats to prevent such aggressive oils and chemicals from attacking the mild steel plate. For cost information see appropriate scales. All steel base plates on erected tanks are assumed to be painted with a primer to prevent initial rusting. In some cases this painting is not undertaken if specified by the occupier. Painting Externally: - These Costs assume the tank has been painted to refinery tank standards. The assumption is that the tanks on refineries and petrochemical works are subject to a 10-year maintenance cycle and the allowance scales for tanks reflects this type of regime. The tanks are assumed to be painted with a product that will last a maintenance period (average 10 years) and the costs reflect this type of paint specification. Foundations for most tanks sit on a bit-sand foundation (see separate Description and costings). Most bulk storage tanks are built with a cone up centre however some tanks have a sump in the centre of the tank. In the usual cone up situation any pile or slab foundations to the tank should be established by reference to plans and sections and costed with reference to BEAMS. For piled and thicker raft foundations under the tank further additions will be required and these should be calculated with reference to the relevant section in the Cost Guide. Included costs in the bit sand base are: The usual earth foundation requires: (i) Site cleared of vegetable matter, (ii) Compacted chemically inert fill, (iii) Drainage layer 150mm thick of stable permeable compacted granular construction, (iv) 50 mm thick bitumen/sand (Bit sand) layer (laid to correct falls). Drainage, periphery details and sizes are set out in BS 2654 (see fig 35). In all cases cost additions are required for bit-sand bases. (See separate table). | Considered Not Applicable at time of Publication | (BEAMS Note 1) The ERC for this item should be added to the total of the ERC of the other P&M items on the site and the Buildings ERC (where applicable) to enable the correct contract size adjustment to be made. ERC of P&M Items + ERC of Building Component’s = Total ERC (net figure rateable items only) to which contract size adjustment should be applied The 2023 Generic Contractors Test Spreadsheet has this facility built into the programme - it is recommended you undertake all contractors test valuations using this spreadsheet. (Details on the application of contract size adjustments can be found in the RCG 2023 Guidance notes). Where RV is calculated using the comparative method (rental method) the contract size adjustment should be made as follows: Select - SCAT code box ""P and M as an addition” within the 2023 Generic Contractors Test Spreadsheet facility. Or Where the spreadsheet is not used take the: Reciprocal of statutory de-capitalisation rate (i.e. 5% reciprocal = 20) multiply by rateable value of the buildings (before any overall end allowances are made and after making a notional deduction for the land value) and add to the ERC of P&M. Use resultant figure to calculate contract size adjustment. (Guidance Notes - Section 6) | These costs include external painting. Costs do not include for bit-sand foundations, concrete and/or concrete - pile foundations, heating coils, insulation (rock wool), linings (butyl), structural stairways, catwalks, between tank walkways, et cetera. Further additions: - It is assumed that the outside of the tank is painted with a general long life paint and the internal tank is painted with a holding primer - for internal painting costs see 215X. | 1. Dia. of tank. 2. Height of tank. 3. Material tank is made out of and whether welded or bolted plates. 4. Painting. 5. Any other known features - internally lined et cetera. 6. Fixed or Floating Head. 7. Age. | Class 4, Table 4 Class 2 (d) Draining ; (e) Supplying Water ; (f) Protection from hazards. List of accessories 1 and 2 (v) | If under Class 2, whole if Class 2 provisos applies - other than. If under Class 4 Heating coils, rock wool insulation, paddles. Whole if Class 4 (d) | Foundations, catwalks, bunds, structural staircases, piles, fire protection equipment, high-level walkways. | Where it would be normal to find more than one item in such a hereditament the ERC stated has been adjusted to reflect any number / quantity, discount. These figures are NOT one off figures. | - | Photo 1 – Tank farm photo. Photo 2 – Mixed use storage tanks. | - | 20137 |  | m3 | Per cubic metre | 3 - INDUSTRIAL | David Grace | Rob Hughes | 116.6374 | Option 3 | 126.7225 | 8.647% | 154.3391 | 154.684 | 32.62% | 22.07% | 154.684 | 32.62% | Indexed | Ryan Hobbs | VOA_GPN_GOV_UK\7246041 | 2020-12-22 | Low | - | Medium | Costs are based on provisional 2021 agreement with agents (email chain saved in Evidence tab). Since CG2023 is currently working from the same TPI start point (322) as CG2021 I have taken the rate without adjustment, and will bulk index closer to publication date. The 215A and 215W series are interchangeable and historically this has led to the codes in the valuer's "Scale" spreadsheet (see evidence tab) not always using the code that appears in the CG. I offered Rob Hughes to correct / rationalise this in CG2023 but he declined as they would have to update all their valuations. Therefore designation (fixed / floating head) and capacity (m3) is more important than actual code. | - | Costs need to be indexed by different indices to general TPI. Some thought will be required to make sure this happens correctly. | NA | Steel | 1.56 | (BEAMS Note 1) The ERC for this item should be added to the total of the ERC of the other P&M items on the site and the Buildings ERC (where applicable) to enable the correct contract size adjustment to be made. ERC of P&M Items + ERC of Building Component’s = Total ERC (net figure rateable items only) to which contract size adjustment should be applied The 2021 Generic Contractors Test Spreadsheet has this facility built into the programme - it is recommended you undertake all contractors test valuations using this spreadsheet. (Details on the application of contract size adjustments can be found in the RCG 2021 Guidance notes). Where RV is calculated using the comparative method (rental method) the contract size adjustment should be made as follows: Select - SCAT code box "P and M as an addition” within the 2021 Generic Contractors Test Spreadsheet facility. Or Where the spreadsheet is not used take the: Reciprocal of statutory de-capitalisation rate (i.e. 5% reciprocal = 20) multiply by rateable value of the buildings (before any overall end allowances are made and after making a notional deduction for the land value) and add to the ERC of P&M. Use resultant figure to calculate contract size adjustment. (Guidance Notes - Section 6) | Photo 1 – Tank farm photo. Photo 2 – Mixed use storage tanks. | - | 1 | TRUE
5618 | 215A13 | 7564 | 215A13 | Tanks | Large vertical | Refinery and Chemical works | Fixed head | 3500m³ | Large Vertical Cylindrical - Refinery or Large Petro chemical works floating head tanks found on refineries or large chemical works are generally all steel construction (usually mild steel) with butt-welded shells and tap welded bottoms and roofs. Pre- formed tank sections are laid out on site and erected over a period of days. The tank sections have usually been treated (painted) with tank manufacturers rust prohibited coat. It is assumed that these tanks are located on Petrol Refineries and Petrochemical Works where crude, semi crude and aggressive materials are common. Unlike tanks on commercial tank farms where specific materials are stored and the tank is designed accordingly, many of the Refinery / Chemical type tanks have, over a period of time, stored a variety of products, some aggressive, resulting in a more rapid deterioration of the tank. The allowance scales (see Guidance Notes) reflect this worse case scenario. The tanks are of basic construction having capacities of up to 120,000 cu. m. (100,000 cubic metres = approx. 22 million UK gallons). In the assumed locations these tanks are used mainly for bulk storage of crude petroleum, semi processed petroleum products and by-products. Few tanks of this size have been erected in the UK since 2000. The tankage on such hereditaments contains petrochemical products, which in the main are crude, or part processed, although some tanks will contain processed products, which are waiting for distribution. Generally the products contained within such tankage is, due partly to its water content and chemical composition, aggressive and variable in its quality, thus causing problems due to chemical reactions in respect of internal corrosion. Most tanks in this size band are floating head tanks especially where there are large volumes of volatile gases present. Many of the pre 1980 tanks were very basic in design and the materials used were the lower end of the regulatory standard. Therefore the result of storing this type of product is a shorter tank life and a more demanding maintenance programme. (See allowance scales). Within Refineries and Large Petro-Chemical properties a variety of tank sizes can be found for refined products awaiting distribution. For tanks under 25,000 cu m scales 215W - - series should be used where the tank is specifically designed for the product it holds. (As the Commercial Tanks Farms). The stored products are usually for volatile, high flash point products such as gas oil, lubricating oil and fuel oil. The tanks are operated at atmospheric pressure under a floating head. Floating roofs sit on the liquid and rise and fall as volume increases / decreases. Foundations under the tanks base plate are bit-sand foundations (see separate Description Notes on bit-sand foundations and costs). The bit-sand base usually sits on an over site concrete base (e.g. 150mm). Deeper or piled foundations should be costed separately. Tanks other than for petroleum products may have other features not included above (see appropriate code series 215W --). Maintenance cycle - The tanks are usually on a 10-year maintenance cycle, which means an internal inspection takes place every 8 to 12 years. The initial inspection usually requires maintenance and repair of bottom plate holes or areas where the steel is being attacked. (This is usually regarded as maintenance). On the second inspection after 16 to 22 years there is often serious damage to the base plate which may result in renewal of large areas of the base plate or in severe cases total replacement. (This is usually regarded as repair). If renewal is required the tank can be out of commission for up to 6 months. This could lead to the tank being taken out of assessment. When the tank is re commissioned the allowance scales should be adjusted: See: Tank allowance scale Cost Information Notes re - notional age. Painting Internally. More modern tanks may have internal paint coats to prevent such aggressive oils and chemicals from attacking the mild steel plate. For cost information see appropriate scales. All steel base plates on erected tanks are assumed to be painted with a primer to prevent initial rusting. In some cases this painting is not undertaken if specified by the occupier. Painting Externally: - These Costs assume the tank has been painted to refinery tank standards. The assumption is that the tanks on refineries and petrochemical works are subject to a 10-year maintenance cycle and the allowance scales for tanks reflects this type of regime. The tanks are assumed to be painted with a product that will last a maintenance period (average 10 years) and the costs reflect this type of paint specification. Foundations for most tanks sit on a bit-sand foundation (see separate Description and costings). Most bulk storage tanks are built with a cone up centre however some tanks have a sump in the centre of the tank. In the usual cone up situation any pile or slab foundations to the tank should be established by reference to plans and sections and costed with reference to BEAMS. For piled and thicker raft foundations under the tank further additions will be required and these should be calculated with reference to the relevant section in the Cost Guide. Included costs in the bit sand base are: The usual earth foundation requires: (i) Site cleared of vegetable matter, (ii) Compacted chemically inert fill, (iii) Drainage layer 150mm thick of stable permeable compacted granular construction, (iv) 50 mm thick bitumen/sand (Bit sand) layer (laid to correct falls). Drainage, periphery details and sizes are set out in BS 2654 (see fig 35). In all cases cost additions are required for bit-sand bases. (See separate table). | Considered Not Applicable at time of Publication | (BEAMS Note 1) The ERC for this item should be added to the total of the ERC of the other P&M items on the site and the Buildings ERC (where applicable) to enable the correct contract size adjustment to be made. ERC of P&M Items + ERC of Building Component’s = Total ERC (net figure rateable items only) to which contract size adjustment should be applied The 2023 Generic Contractors Test Spreadsheet has this facility built into the programme - it is recommended you undertake all contractors test valuations using this spreadsheet. (Details on the application of contract size adjustments can be found in the RCG 2023 Guidance notes). Where RV is calculated using the comparative method (rental method) the contract size adjustment should be made as follows: Select - SCAT code box ""P and M as an addition” within the 2023 Generic Contractors Test Spreadsheet facility. Or Where the spreadsheet is not used take the: Reciprocal of statutory de-capitalisation rate (i.e. 5% reciprocal = 20) multiply by rateable value of the buildings (before any overall end allowances are made and after making a notional deduction for the land value) and add to the ERC of P&M. Use resultant figure to calculate contract size adjustment. (Guidance Notes - Section 6) | These costs include external painting. Costs do not include for bit-sand foundations, concrete and/or concrete - pile foundations, heating coils, insulation (rock wool), linings (butyl), structural stairways, catwalks, between tank walkways, et cetera. Further additions: - It is assumed that the outside of the tank is painted with a general long life paint and the internal tank is painted with a holding primer - for internal painting costs see 215X. | 1. Dia. of tank. 2. Height of tank. 3. Material tank is made out of and whether welded or bolted plates. 4. Painting. 5. Any other known features - internally lined et cetera. 6. Fixed or Floating Head. 7. Age. | Class 4, Table 4 Class 2 (d) Draining ; (e) Supplying Water ; (f) Protection from hazards. List of accessories 1 and 2 (v) | If under Class 2, whole if Class 2 provisos applies - other than. If under Class 4 Heating coils, rock wool insulation, paddles. Whole if Class 4 (d) | Foundations, catwalks, bunds, structural staircases, piles, fire protection equipment, high-level walkways. | Where it would be normal to find more than one item in such a hereditament the ERC stated has been adjusted to reflect any number / quantity, discount. These figures are NOT one off figures. | - | Photo 1 – Tank farm photo. Photo 2 – Mixed use storage tanks. | - | 20137 |  | m3 | Per cubic metre | 3 - INDUSTRIAL | David Grace | Rob Hughes | 114.8639 | Option 3 | 124.7957 | 8.647% | 144.6929 | 145.0163 | 26.25% | 16.2% | 145.0163 | 26.25% | Indexed | Ryan Hobbs | VOA_GPN_GOV_UK\7246041 | 2020-12-22 | Low | - | Medium | Costs are based on provisional 2021 agreement with agents (email chain saved in Evidence tab). Since CG2023 is currently working from the same TPI start point (322) as CG2021 I have taken the rate without adjustment, and will bulk index closer to publication date. The 215A and 215W series are interchangeable and historically this has led to the codes in the valuer's "Scale" spreadsheet (see evidence tab) not always using the code that appears in the CG. I offered Rob Hughes to correct / rationalise this in CG2023 but he declined as they would have to update all their valuations. Therefore designation (fixed / floating head) and capacity (m3) is more important than actual code. | - | Costs need to be indexed by different indices to general TPI. Some thought will be required to make sure this happens correctly. | NA | Steel | 1.56 | (BEAMS Note 1) The ERC for this item should be added to the total of the ERC of the other P&M items on the site and the Buildings ERC (where applicable) to enable the correct contract size adjustment to be made. ERC of P&M Items + ERC of Building Component’s = Total ERC (net figure rateable items only) to which contract size adjustment should be applied The 2021 Generic Contractors Test Spreadsheet has this facility built into the programme - it is recommended you undertake all contractors test valuations using this spreadsheet. (Details on the application of contract size adjustments can be found in the RCG 2021 Guidance notes). Where RV is calculated using the comparative method (rental method) the contract size adjustment should be made as follows: Select - SCAT code box "P and M as an addition” within the 2021 Generic Contractors Test Spreadsheet facility. Or Where the spreadsheet is not used take the: Reciprocal of statutory de-capitalisation rate (i.e. 5% reciprocal = 20) multiply by rateable value of the buildings (before any overall end allowances are made and after making a notional deduction for the land value) and add to the ERC of P&M. Use resultant figure to calculate contract size adjustment. (Guidance Notes - Section 6) | Photo 1 – Tank farm photo. Photo 2 – Mixed use storage tanks. | - | 1 | TRUE
5619 | 215A14 | 7566 | 215A14 | Tanks | Large vertical | Refinery and Chemical works | Fixed head | 4000m³ | Large Vertical Cylindrical - Refinery or Large Petro chemical works floating head tanks found on refineries or large chemical works are generally all steel construction (usually mild steel) with butt-welded shells and tap welded bottoms and roofs. Pre- formed tank sections are laid out on site and erected over a period of days. The tank sections have usually been treated (painted) with tank manufacturers rust prohibited coat. It is assumed that these tanks are located on Petrol Refineries and Petrochemical Works where crude, semi crude and aggressive materials are common. Unlike tanks on commercial tank farms where specific materials are stored and the tank is designed accordingly, many of the Refinery / Chemical type tanks have, over a period of time, stored a variety of products, some aggressive, resulting in a more rapid deterioration of the tank. The allowance scales (see Guidance Notes) reflect this worse case scenario. The tanks are of basic construction having capacities of up to 120,000 cu. m. (100,000 cubic metres = approx. 22 million UK gallons). In the assumed locations these tanks are used mainly for bulk storage of crude petroleum, semi processed petroleum products and by-products. Few tanks of this size have been erected in the UK since 2000. The tankage on such hereditaments contains petrochemical products, which in the main are crude, or part processed, although some tanks will contain processed products, which are waiting for distribution. Generally the products contained within such tankage is, due partly to its water content and chemical composition, aggressive and variable in its quality, thus causing problems due to chemical reactions in respect of internal corrosion. Most tanks in this size band are floating head tanks especially where there are large volumes of volatile gases present. Many of the pre 1980 tanks were very basic in design and the materials used were the lower end of the regulatory standard. Therefore the result of storing this type of product is a shorter tank life and a more demanding maintenance programme. (See allowance scales). Within Refineries and Large Petro-Chemical properties a variety of tank sizes can be found for refined products awaiting distribution. For tanks under 25,000 cu m scales 215W - - series should be used where the tank is specifically designed for the product it holds. (As the Commercial Tanks Farms). The stored products are usually for volatile, high flash point products such as gas oil, lubricating oil and fuel oil. The tanks are operated at atmospheric pressure under a floating head. Floating roofs sit on the liquid and rise and fall as volume increases / decreases. Foundations under the tanks base plate are bit-sand foundations (see separate Description Notes on bit-sand foundations and costs). The bit-sand base usually sits on an over site concrete base (e.g. 150mm). Deeper or piled foundations should be costed separately. Tanks other than for petroleum products may have other features not included above (see appropriate code series 215W --). Maintenance cycle - The tanks are usually on a 10-year maintenance cycle, which means an internal inspection takes place every 8 to 12 years. The initial inspection usually requires maintenance and repair of bottom plate holes or areas where the steel is being attacked. (This is usually regarded as maintenance). On the second inspection after 16 to 22 years there is often serious damage to the base plate which may result in renewal of large areas of the base plate or in severe cases total replacement. (This is usually regarded as repair). If renewal is required the tank can be out of commission for up to 6 months. This could lead to the tank being taken out of assessment. When the tank is re commissioned the allowance scales should be adjusted: See: Tank allowance scale Cost Information Notes re - notional age. Painting Internally. More modern tanks may have internal paint coats to prevent such aggressive oils and chemicals from attacking the mild steel plate. For cost information see appropriate scales. All steel base plates on erected tanks are assumed to be painted with a primer to prevent initial rusting. In some cases this painting is not undertaken if specified by the occupier. Painting Externally: - These Costs assume the tank has been painted to refinery tank standards. The assumption is that the tanks on refineries and petrochemical works are subject to a 10-year maintenance cycle and the allowance scales for tanks reflects this type of regime. The tanks are assumed to be painted with a product that will last a maintenance period (average 10 years) and the costs reflect this type of paint specification. Foundations for most tanks sit on a bit-sand foundation (see separate Description and costings). Most bulk storage tanks are built with a cone up centre however some tanks have a sump in the centre of the tank. In the usual cone up situation any pile or slab foundations to the tank should be established by reference to plans and sections and costed with reference to BEAMS. For piled and thicker raft foundations under the tank further additions will be required and these should be calculated with reference to the relevant section in the Cost Guide. Included costs in the bit sand base are: The usual earth foundation requires: (i) Site cleared of vegetable matter, (ii) Compacted chemically inert fill, (iii) Drainage layer 150mm thick of stable permeable compacted granular construction, (iv) 50 mm thick bitumen/sand (Bit sand) layer (laid to correct falls). Drainage, periphery details and sizes are set out in BS 2654 (see fig 35). In all cases cost additions are required for bit-sand bases. (See separate table). | Considered Not Applicable at time of Publication | (BEAMS Note 1) The ERC for this item should be added to the total of the ERC of the other P&M items on the site and the Buildings ERC (where applicable) to enable the correct contract size adjustment to be made. ERC of P&M Items + ERC of Building Component’s = Total ERC (net figure rateable items only) to which contract size adjustment should be applied The 2023 Generic Contractors Test Spreadsheet has this facility built into the programme - it is recommended you undertake all contractors test valuations using this spreadsheet. (Details on the application of contract size adjustments can be found in the RCG 2023 Guidance notes). Where RV is calculated using the comparative method (rental method) the contract size adjustment should be made as follows: Select - SCAT code box ""P and M as an addition” within the 2023 Generic Contractors Test Spreadsheet facility. Or Where the spreadsheet is not used take the: Reciprocal of statutory de-capitalisation rate (i.e. 5% reciprocal = 20) multiply by rateable value of the buildings (before any overall end allowances are made and after making a notional deduction for the land value) and add to the ERC of P&M. Use resultant figure to calculate contract size adjustment. (Guidance Notes - Section 6) | These costs include external painting. Costs do not include for bit-sand foundations, concrete and/or concrete - pile foundations, heating coils, insulation (rock wool), linings (butyl), structural stairways, catwalks, between tank walkways, et cetera. Further additions: - It is assumed that the outside of the tank is painted with a general long life paint and the internal tank is painted with a holding primer - for internal painting costs see 215X. | 1. Dia. of tank. 2. Height of tank. 3. Material tank is made out of and whether welded or bolted plates. 4. Painting. 5. Any other known features - internally lined et cetera. 6. Fixed or Floating Head. 7. Age. | Class 4, Table 4 Class 2 (d) Draining ; (e) Supplying Water ; (f) Protection from hazards. List of accessories 1 and 2 (v) | If under Class 2, whole if Class 2 provisos applies - other than. If under Class 4 Heating coils, rock wool insulation, paddles. Whole if Class 4 (d) | Foundations, catwalks, bunds, structural staircases, piles, fire protection equipment, high-level walkways. | Where it would be normal to find more than one item in such a hereditament the ERC stated has been adjusted to reflect any number / quantity, discount. These figures are NOT one off figures. | - | Photo 1 – Tank farm photo. Photo 2 – Mixed use storage tanks. | - | 20137 |  | m3 | Per cubic metre | 3 - INDUSTRIAL | David Grace | Rob Hughes | 111.3168 | Option 3 | 120.9419 | 8.647% | 135.0467 | 135.3485 | 21.59% | 11.91% | 135.3485 | 21.59% | Indexed | Ryan Hobbs | VOA_GPN_GOV_UK\7246041 | 2020-12-22 | Low | - | Medium | Costs are based on provisional 2021 agreement with agents (email chain saved in Evidence tab). Since CG2023 is currently working from the same TPI start point (322) as CG2021 I have taken the rate without adjustment, and will bulk index closer to publication date. The 215A and 215W series are interchangeable and historically this has led to the codes in the valuer's "Scale" spreadsheet (see evidence tab) not always using the code that appears in the CG. I offered Rob Hughes to correct / rationalise this in CG2023 but he declined as they would have to update all their valuations. Therefore designation (fixed / floating head) and capacity (m3) is more important than actual code. | - | Costs need to be indexed by different indices to general TPI. Some thought will be required to make sure this happens correctly. | NA | Steel | 1.56 | (BEAMS Note 1) The ERC for this item should be added to the total of the ERC of the other P&M items on the site and the Buildings ERC (where applicable) to enable the correct contract size adjustment to be made. ERC of P&M Items + ERC of Building Component’s = Total ERC (net figure rateable items only) to which contract size adjustment should be applied The 2021 Generic Contractors Test Spreadsheet has this facility built into the programme - it is recommended you undertake all contractors test valuations using this spreadsheet. (Details on the application of contract size adjustments can be found in the RCG 2021 Guidance notes). Where RV is calculated using the comparative method (rental method) the contract size adjustment should be made as follows: Select - SCAT code box "P and M as an addition” within the 2021 Generic Contractors Test Spreadsheet facility. Or Where the spreadsheet is not used take the: Reciprocal of statutory de-capitalisation rate (i.e. 5% reciprocal = 20) multiply by rateable value of the buildings (before any overall end allowances are made and after making a notional deduction for the land value) and add to the ERC of P&M. Use resultant figure to calculate contract size adjustment. (Guidance Notes - Section 6) | Photo 1 – Tank farm photo. Photo 2 – Mixed use storage tanks. | - | 1 | TRUE
5620 | 215A15 | 7567 | 215A15 | Tanks | Large vertical | Refinery and Chemical works | Fixed head | 5000m³ | Large Vertical Cylindrical - Refinery or Large Petro chemical works floating head tanks found on refineries or large chemical works are generally all steel construction (usually mild steel) with butt-welded shells and tap welded bottoms and roofs. Pre- formed tank sections are laid out on site and erected over a period of days. The tank sections have usually been treated (painted) with tank manufacturers rust prohibited coat. It is assumed that these tanks are located on Petrol Refineries and Petrochemical Works where crude, semi crude and aggressive materials are common. Unlike tanks on commercial tank farms where specific materials are stored and the tank is designed accordingly, many of the Refinery / Chemical type tanks have, over a period of time, stored a variety of products, some aggressive, resulting in a more rapid deterioration of the tank. The allowance scales (see Guidance Notes) reflect this worse case scenario. The tanks are of basic construction having capacities of up to 120,000 cu. m. (100,000 cubic metres = approx. 22 million UK gallons). In the assumed locations these tanks are used mainly for bulk storage of crude petroleum, semi processed petroleum products and by-products. Few tanks of this size have been erected in the UK since 2000. The tankage on such hereditaments contains petrochemical products, which in the main are crude, or part processed, although some tanks will contain processed products, which are waiting for distribution. Generally the products contained within such tankage is, due partly to its water content and chemical composition, aggressive and variable in its quality, thus causing problems due to chemical reactions in respect of internal corrosion. Most tanks in this size band are floating head tanks especially where there are large volumes of volatile gases present. Many of the pre 1980 tanks were very basic in design and the materials used were the lower end of the regulatory standard. Therefore the result of storing this type of product is a shorter tank life and a more demanding maintenance programme. (See allowance scales). Within Refineries and Large Petro-Chemical properties a variety of tank sizes can be found for refined products awaiting distribution. For tanks under 25,000 cu m scales 215W - - series should be used where the tank is specifically designed for the product it holds. (As the Commercial Tanks Farms). The stored products are usually for volatile, high flash point products such as gas oil, lubricating oil and fuel oil. The tanks are operated at atmospheric pressure under a floating head. Floating roofs sit on the liquid and rise and fall as volume increases / decreases. Foundations under the tanks base plate are bit-sand foundations (see separate Description Notes on bit-sand foundations and costs). The bit-sand base usually sits on an over site concrete base (e.g. 150mm). Deeper or piled foundations should be costed separately. Tanks other than for petroleum products may have other features not included above (see appropriate code series 215W --). Maintenance cycle - The tanks are usually on a 10-year maintenance cycle, which means an internal inspection takes place every 8 to 12 years. The initial inspection usually requires maintenance and repair of bottom plate holes or areas where the steel is being attacked. (This is usually regarded as maintenance). On the second inspection after 16 to 22 years there is often serious damage to the base plate which may result in renewal of large areas of the base plate or in severe cases total replacement. (This is usually regarded as repair). If renewal is required the tank can be out of commission for up to 6 months. This could lead to the tank being taken out of assessment. When the tank is re commissioned the allowance scales should be adjusted: See: Tank allowance scale Cost Information Notes re - notional age. Painting Internally. More modern tanks may have internal paint coats to prevent such aggressive oils and chemicals from attacking the mild steel plate. For cost information see appropriate scales. All steel base plates on erected tanks are assumed to be painted with a primer to prevent initial rusting. In some cases this painting is not undertaken if specified by the occupier. Painting Externally: - These Costs assume the tank has been painted to refinery tank standards. The assumption is that the tanks on refineries and petrochemical works are subject to a 10-year maintenance cycle and the allowance scales for tanks reflects this type of regime. The tanks are assumed to be painted with a product that will last a maintenance period (average 10 years) and the costs reflect this type of paint specification. Foundations for most tanks sit on a bit-sand foundation (see separate Description and costings). Most bulk storage tanks are built with a cone up centre however some tanks have a sump in the centre of the tank. In the usual cone up situation any pile or slab foundations to the tank should be established by reference to plans and sections and costed with reference to BEAMS. For piled and thicker raft foundations under the tank further additions will be required and these should be calculated with reference to the relevant section in the Cost Guide. Included costs in the bit sand base are: The usual earth foundation requires: (i) Site cleared of vegetable matter, (ii) Compacted chemically inert fill, (iii) Drainage layer 150mm thick of stable permeable compacted granular construction, (iv) 50 mm thick bitumen/sand (Bit sand) layer (laid to correct falls). Drainage, periphery details and sizes are set out in BS 2654 (see fig 35). In all cases cost additions are required for bit-sand bases. (See separate table). | Considered Not Applicable at time of Publication | (BEAMS Note 1) The ERC for this item should be added to the total of the ERC of the other P&M items on the site and the Buildings ERC (where applicable) to enable the correct contract size adjustment to be made. ERC of P&M Items + ERC of Building Component’s = Total ERC (net figure rateable items only) to which contract size adjustment should be applied The 2023 Generic Contractors Test Spreadsheet has this facility built into the programme - it is recommended you undertake all contractors test valuations using this spreadsheet. (Details on the application of contract size adjustments can be found in the RCG 2023 Guidance notes). Where RV is calculated using the comparative method (rental method) the contract size adjustment should be made as follows: Select - SCAT code box ""P and M as an addition” within the 2023 Generic Contractors Test Spreadsheet facility. Or Where the spreadsheet is not used take the: Reciprocal of statutory de-capitalisation rate (i.e. 5% reciprocal = 20) multiply by rateable value of the buildings (before any overall end allowances are made and after making a notional deduction for the land value) and add to the ERC of P&M. Use resultant figure to calculate contract size adjustment. (Guidance Notes - Section 6) | These costs include external painting. Costs do not include for bit-sand foundations, concrete and/or concrete - pile foundations, heating coils, insulation (rock wool), linings (butyl), structural stairways, catwalks, between tank walkways, et cetera. Further additions: - It is assumed that the outside of the tank is painted with a general long life paint and the internal tank is painted with a holding primer - for internal painting costs see 215X. | 1. Dia. of tank. 2. Height of tank. 3. Material tank is made out of and whether welded or bolted plates. 4. Painting. 5. Any other known features - internally lined et cetera. 6. Fixed or Floating Head. 7. Age. | Class 4, Table 4 Class 2 (d) Draining ; (e) Supplying Water ; (f) Protection from hazards. List of accessories 1 and 2 (v) | If under Class 2, whole if Class 2 provisos applies - other than. If under Class 4 Heating coils, rock wool insulation, paddles. Whole if Class 4 (d) | Foundations, catwalks, bunds, structural staircases, piles, fire protection equipment, high-level walkways. | Where it would be normal to find more than one item in such a hereditament the ERC stated has been adjusted to reflect any number / quantity, discount. These figures are NOT one off figures. | - | Photo 1 – Tank farm photo. Photo 2 – Mixed use storage tanks. | - | 20137 |  | m3 | Per cubic metre | 3 - INDUSTRIAL | David Grace | Rob Hughes | 104.8587 | Option 3 | 113.9254 | 8.647% | 124.3287 | 124.6066 | 18.83% | 9.376% | 124.6066 | 18.83% | Indexed | Ryan Hobbs | VOA_GPN_GOV_UK\7246041 | 2020-12-22 | Low | - | Medium | Costs are based on provisional 2021 agreement with agents (email chain saved in Evidence tab). Since CG2023 is currently working from the same TPI start point (322) as CG2021 I have taken the rate without adjustment, and will bulk index closer to publication date. The 215A and 215W series are interchangeable and historically this has led to the codes in the valuer's "Scale" spreadsheet (see evidence tab) not always using the code that appears in the CG. I offered Rob Hughes to correct / rationalise this in CG2023 but he declined as they would have to update all their valuations. Therefore designation (fixed / floating head) and capacity (m3) is more important than actual code. | - | Costs need to be indexed by different indices to general TPI. Some thought will be required to make sure this happens correctly. | NA | Steel | 1.56 | (BEAMS Note 1) The ERC for this item should be added to the total of the ERC of the other P&M items on the site and the Buildings ERC (where applicable) to enable the correct contract size adjustment to be made. ERC of P&M Items + ERC of Building Component’s = Total ERC (net figure rateable items only) to which contract size adjustment should be applied The 2021 Generic Contractors Test Spreadsheet has this facility built into the programme - it is recommended you undertake all contractors test valuations using this spreadsheet. (Details on the application of contract size adjustments can be found in the RCG 2021 Guidance notes). Where RV is calculated using the comparative method (rental method) the contract size adjustment should be made as follows: Select - SCAT code box "P and M as an addition” within the 2021 Generic Contractors Test Spreadsheet facility. Or Where the spreadsheet is not used take the: Reciprocal of statutory de-capitalisation rate (i.e. 5% reciprocal = 20) multiply by rateable value of the buildings (before any overall end allowances are made and after making a notional deduction for the land value) and add to the ERC of P&M. Use resultant figure to calculate contract size adjustment. (Guidance Notes - Section 6) | Photo 1 – Tank farm photo. Photo 2 – Mixed use storage tanks. | - | 1 | TRUE
5621 | 215A16 | 7568 | 215A16 | Tanks | Large vertical | Refinery and Chemical works | Fixed head | 6000m³ | Large Vertical Cylindrical - Refinery or Large Petro chemical works floating head tanks found on refineries or large chemical works are generally all steel construction (usually mild steel) with butt-welded shells and tap welded bottoms and roofs. Pre- formed tank sections are laid out on site and erected over a period of days. The tank sections have usually been treated (painted) with tank manufacturers rust prohibited coat. It is assumed that these tanks are located on Petrol Refineries and Petrochemical Works where crude, semi crude and aggressive materials are common. Unlike tanks on commercial tank farms where specific materials are stored and the tank is designed accordingly, many of the Refinery / Chemical type tanks have, over a period of time, stored a variety of products, some aggressive, resulting in a more rapid deterioration of the tank. The allowance scales (see Guidance Notes) reflect this worse case scenario. The tanks are of basic construction having capacities of up to 120,000 cu. m. (100,000 cubic metres = approx. 22 million UK gallons). In the assumed locations these tanks are used mainly for bulk storage of crude petroleum, semi processed petroleum products and by-products. Few tanks of this size have been erected in the UK since 2000. The tankage on such hereditaments contains petrochemical products, which in the main are crude, or part processed, although some tanks will contain processed products, which are waiting for distribution. Generally the products contained within such tankage is, due partly to its water content and chemical composition, aggressive and variable in its quality, thus causing problems due to chemical reactions in respect of internal corrosion. Most tanks in this size band are floating head tanks especially where there are large volumes of volatile gases present. Many of the pre 1980 tanks were very basic in design and the materials used were the lower end of the regulatory standard. Therefore the result of storing this type of product is a shorter tank life and a more demanding maintenance programme. (See allowance scales). Within Refineries and Large Petro-Chemical properties a variety of tank sizes can be found for refined products awaiting distribution. For tanks under 25,000 cu m scales 215W - - series should be used where the tank is specifically designed for the product it holds. (As the Commercial Tanks Farms). The stored products are usually for volatile, high flash point products such as gas oil, lubricating oil and fuel oil. The tanks are operated at atmospheric pressure under a floating head. Floating roofs sit on the liquid and rise and fall as volume increases / decreases. Foundations under the tanks base plate are bit-sand foundations (see separate Description Notes on bit-sand foundations and costs). The bit-sand base usually sits on an over site concrete base (e.g. 150mm). Deeper or piled foundations should be costed separately. Tanks other than for petroleum products may have other features not included above (see appropriate code series 215W --). Maintenance cycle - The tanks are usually on a 10-year maintenance cycle, which means an internal inspection takes place every 8 to 12 years. The initial inspection usually requires maintenance and repair of bottom plate holes or areas where the steel is being attacked. (This is usually regarded as maintenance). On the second inspection after 16 to 22 years there is often serious damage to the base plate which may result in renewal of large areas of the base plate or in severe cases total replacement. (This is usually regarded as repair). If renewal is required the tank can be out of commission for up to 6 months. This could lead to the tank being taken out of assessment. When the tank is re commissioned the allowance scales should be adjusted: See: Tank allowance scale Cost Information Notes re - notional age. Painting Internally. More modern tanks may have internal paint coats to prevent such aggressive oils and chemicals from attacking the mild steel plate. For cost information see appropriate scales. All steel base plates on erected tanks are assumed to be painted with a primer to prevent initial rusting. In some cases this painting is not undertaken if specified by the occupier. Painting Externally: - These Costs assume the tank has been painted to refinery tank standards. The assumption is that the tanks on refineries and petrochemical works are subject to a 10-year maintenance cycle and the allowance scales for tanks reflects this type of regime. The tanks are assumed to be painted with a product that will last a maintenance period (average 10 years) and the costs reflect this type of paint specification. Foundations for most tanks sit on a bit-sand foundation (see separate Description and costings). Most bulk storage tanks are built with a cone up centre however some tanks have a sump in the centre of the tank. In the usual cone up situation any pile or slab foundations to the tank should be established by reference to plans and sections and costed with reference to BEAMS. For piled and thicker raft foundations under the tank further additions will be required and these should be calculated with reference to the relevant section in the Cost Guide. Included costs in the bit sand base are: The usual earth foundation requires: (i) Site cleared of vegetable matter, (ii) Compacted chemically inert fill, (iii) Drainage layer 150mm thick of stable permeable compacted granular construction, (iv) 50 mm thick bitumen/sand (Bit sand) layer (laid to correct falls). Drainage, periphery details and sizes are set out in BS 2654 (see fig 35). In all cases cost additions are required for bit-sand bases. (See separate table). | Considered Not Applicable at time of Publication | (BEAMS Note 1) The ERC for this item should be added to the total of the ERC of the other P&M items on the site and the Buildings ERC (where applicable) to enable the correct contract size adjustment to be made. ERC of P&M Items + ERC of Building Component’s = Total ERC (net figure rateable items only) to which contract size adjustment should be applied The 2023 Generic Contractors Test Spreadsheet has this facility built into the programme - it is recommended you undertake all contractors test valuations using this spreadsheet. (Details on the application of contract size adjustments can be found in the RCG 2023 Guidance notes). Where RV is calculated using the comparative method (rental method) the contract size adjustment should be made as follows: Select - SCAT code box ""P and M as an addition” within the 2023 Generic Contractors Test Spreadsheet facility. Or Where the spreadsheet is not used take the: Reciprocal of statutory de-capitalisation rate (i.e. 5% reciprocal = 20) multiply by rateable value of the buildings (before any overall end allowances are made and after making a notional deduction for the land value) and add to the ERC of P&M. Use resultant figure to calculate contract size adjustment. (Guidance Notes - Section 6) | These costs include external painting. Costs do not include for bit-sand foundations, concrete and/or concrete - pile foundations, heating coils, insulation (rock wool), linings (butyl), structural stairways, catwalks, between tank walkways, et cetera. Further additions: - It is assumed that the outside of the tank is painted with a general long life paint and the internal tank is painted with a holding primer - for internal painting costs see 215X. | 1. Dia. of tank. 2. Height of tank. 3. Material tank is made out of and whether welded or bolted plates. 4. Painting. 5. Any other known features - internally lined et cetera. 6. Fixed or Floating Head. 7. Age. | Class 4, Table 4 Class 2 (d) Draining ; (e) Supplying Water ; (f) Protection from hazards. List of accessories 1 and 2 (v) | If under Class 2, whole if Class 2 provisos applies - other than. If under Class 4 Heating coils, rock wool insulation, paddles. Whole if Class 4 (d) | Foundations, catwalks, bunds, structural staircases, piles, fire protection equipment, high-level walkways. | Where it would be normal to find more than one item in such a hereditament the ERC stated has been adjusted to reflect any number / quantity, discount. These figures are NOT one off figures. | - | Photo 1 – Tank farm photo. Photo 2 – Mixed use storage tanks. | - | 20137 |  | m3 | Per cubic metre | 3 - INDUSTRIAL | David Grace | Rob Hughes | 103.0852 | Option 3 | 111.9985 | 8.647% | 113.6107 | 113.8646 | 10.46% | 1.666% | 113.8646 | 10.46% | Indexed | Ryan Hobbs | VOA_GPN_GOV_UK\7246041 | 2020-12-22 | Low | - | Medium | Costs are based on provisional 2021 agreement with agents (email chain saved in Evidence tab). Since CG2023 is currently working from the same TPI start point (322) as CG2021 I have taken the rate without adjustment, and will bulk index closer to publication date. The 215A and 215W series are interchangeable and historically this has led to the codes in the valuer's "Scale" spreadsheet (see evidence tab) not always using the code that appears in the CG. I offered Rob Hughes to correct / rationalise this in CG2023 but he declined as they would have to update all their valuations. Therefore designation (fixed / floating head) and capacity (m3) is more important than actual code. | - | Costs need to be indexed by different indices to general TPI. Some thought will be required to make sure this happens correctly. | NA | Steel | 1.56 | (BEAMS Note 1) The ERC for this item should be added to the total of the ERC of the other P&M items on the site and the Buildings ERC (where applicable) to enable the correct contract size adjustment to be made. ERC of P&M Items + ERC of Building Component’s = Total ERC (net figure rateable items only) to which contract size adjustment should be applied The 2021 Generic Contractors Test Spreadsheet has this facility built into the programme - it is recommended you undertake all contractors test valuations using this spreadsheet. (Details on the application of contract size adjustments can be found in the RCG 2021 Guidance notes). Where RV is calculated using the comparative method (rental method) the contract size adjustment should be made as follows: Select - SCAT code box "P and M as an addition” within the 2021 Generic Contractors Test Spreadsheet facility. Or Where the spreadsheet is not used take the: Reciprocal of statutory de-capitalisation rate (i.e. 5% reciprocal = 20) multiply by rateable value of the buildings (before any overall end allowances are made and after making a notional deduction for the land value) and add to the ERC of P&M. Use resultant figure to calculate contract size adjustment. (Guidance Notes - Section 6) | Photo 1 – Tank farm photo. Photo 2 – Mixed use storage tanks. | - | 1 | TRUE
5622 | 215A17 | 7569 | 215A17 | Tanks | Large vertical | Refinery and Chemical works | Fixed head | 7000m³ | Large Vertical Cylindrical - Refinery or Large Petro chemical works floating head tanks found on refineries or large chemical works are generally all steel construction (usually mild steel) with butt-welded shells and tap welded bottoms and roofs. Pre- formed tank sections are laid out on site and erected over a period of days. The tank sections have usually been treated (painted) with tank manufacturers rust prohibited coat. It is assumed that these tanks are located on Petrol Refineries and Petrochemical Works where crude, semi crude and aggressive materials are common. Unlike tanks on commercial tank farms where specific materials are stored and the tank is designed accordingly, many of the Refinery / Chemical type tanks have, over a period of time, stored a variety of products, some aggressive, resulting in a more rapid deterioration of the tank. The allowance scales (see Guidance Notes) reflect this worse case scenario. The tanks are of basic construction having capacities of up to 120,000 cu. m. (100,000 cubic metres = approx. 22 million UK gallons). In the assumed locations these tanks are used mainly for bulk storage of crude petroleum, semi processed petroleum products and by-products. Few tanks of this size have been erected in the UK since 2000. The tankage on such hereditaments contains petrochemical products, which in the main are crude, or part processed, although some tanks will contain processed products, which are waiting for distribution. Generally the products contained within such tankage is, due partly to its water content and chemical composition, aggressive and variable in its quality, thus causing problems due to chemical reactions in respect of internal corrosion. Most tanks in this size band are floating head tanks especially where there are large volumes of volatile gases present. Many of the pre 1980 tanks were very basic in design and the materials used were the lower end of the regulatory standard. Therefore the result of storing this type of product is a shorter tank life and a more demanding maintenance programme. (See allowance scales). Within Refineries and Large Petro-Chemical properties a variety of tank sizes can be found for refined products awaiting distribution. For tanks under 25,000 cu m scales 215W - - series should be used where the tank is specifically designed for the product it holds. (As the Commercial Tanks Farms). The stored products are usually for volatile, high flash point products such as gas oil, lubricating oil and fuel oil. The tanks are operated at atmospheric pressure under a floating head. Floating roofs sit on the liquid and rise and fall as volume increases / decreases. Foundations under the tanks base plate are bit-sand foundations (see separate Description Notes on bit-sand foundations and costs). The bit-sand base usually sits on an over site concrete base (e.g. 150mm). Deeper or piled foundations should be costed separately. Tanks other than for petroleum products may have other features not included above (see appropriate code series 215W --). Maintenance cycle - The tanks are usually on a 10-year maintenance cycle, which means an internal inspection takes place every 8 to 12 years. The initial inspection usually requires maintenance and repair of bottom plate holes or areas where the steel is being attacked. (This is usually regarded as maintenance). On the second inspection after 16 to 22 years there is often serious damage to the base plate which may result in renewal of large areas of the base plate or in severe cases total replacement. (This is usually regarded as repair). If renewal is required the tank can be out of commission for up to 6 months. This could lead to the tank being taken out of assessment. When the tank is re commissioned the allowance scales should be adjusted: See: Tank allowance scale Cost Information Notes re - notional age. Painting Internally. More modern tanks may have internal paint coats to prevent such aggressive oils and chemicals from attacking the mild steel plate. For cost information see appropriate scales. All steel base plates on erected tanks are assumed to be painted with a primer to prevent initial rusting. In some cases this painting is not undertaken if specified by the occupier. Painting Externally: - These Costs assume the tank has been painted to refinery tank standards. The assumption is that the tanks on refineries and petrochemical works are subject to a 10-year maintenance cycle and the allowance scales for tanks reflects this type of regime. The tanks are assumed to be painted with a product that will last a maintenance period (average 10 years) and the costs reflect this type of paint specification. Foundations for most tanks sit on a bit-sand foundation (see separate Description and costings). Most bulk storage tanks are built with a cone up centre however some tanks have a sump in the centre of the tank. In the usual cone up situation any pile or slab foundations to the tank should be established by reference to plans and sections and costed with reference to BEAMS. For piled and thicker raft foundations under the tank further additions will be required and these should be calculated with reference to the relevant section in the Cost Guide. Included costs in the bit sand base are: The usual earth foundation requires: (i) Site cleared of vegetable matter, (ii) Compacted chemically inert fill, (iii) Drainage layer 150mm thick of stable permeable compacted granular construction, (iv) 50 mm thick bitumen/sand (Bit sand) layer (laid to correct falls). Drainage, periphery details and sizes are set out in BS 2654 (see fig 35). In all cases cost additions are required for bit-sand bases. (See separate table). | Considered Not Applicable at time of Publication | (BEAMS Note 1) The ERC for this item should be added to the total of the ERC of the other P&M items on the site and the Buildings ERC (where applicable) to enable the correct contract size adjustment to be made. ERC of P&M Items + ERC of Building Component’s = Total ERC (net figure rateable items only) to which contract size adjustment should be applied The 2023 Generic Contractors Test Spreadsheet has this facility built into the programme - it is recommended you undertake all contractors test valuations using this spreadsheet. (Details on the application of contract size adjustments can be found in the RCG 2023 Guidance notes). Where RV is calculated using the comparative method (rental method) the contract size adjustment should be made as follows: Select - SCAT code box ""P and M as an addition” within the 2023 Generic Contractors Test Spreadsheet facility. Or Where the spreadsheet is not used take the: Reciprocal of statutory de-capitalisation rate (i.e. 5% reciprocal = 20) multiply by rateable value of the buildings (before any overall end allowances are made and after making a notional deduction for the land value) and add to the ERC of P&M. Use resultant figure to calculate contract size adjustment. (Guidance Notes - Section 6) | These costs include external painting. Costs do not include for bit-sand foundations, concrete and/or concrete - pile foundations, heating coils, insulation (rock wool), linings (butyl), structural stairways, catwalks, between tank walkways, et cetera. Further additions: - It is assumed that the outside of the tank is painted with a general long life paint and the internal tank is painted with a holding primer - for internal painting costs see 215X. | 1. Dia. of tank. 2. Height of tank. 3. Material tank is made out of and whether welded or bolted plates. 4. Painting. 5. Any other known features - internally lined et cetera. 6. Fixed or Floating Head. 7. Age. | Class 4, Table 4 Class 2 (d) Draining ; (e) Supplying Water ; (f) Protection from hazards. List of accessories 1 and 2 (v) | If under Class 2, whole if Class 2 provisos applies - other than. If under Class 4 Heating coils, rock wool insulation, paddles. Whole if Class 4 (d) | Foundations, catwalks, bunds, structural staircases, piles, fire protection equipment, high-level walkways. | Where it would be normal to find more than one item in such a hereditament the ERC stated has been adjusted to reflect any number / quantity, discount. These figures are NOT one off figures. | - | Photo 1 – Tank farm photo. Photo 2 – Mixed use storage tanks. | - | 20137 |  | m3 | Per cubic metre | 3 - INDUSTRIAL | David Grace | Rob Hughes | 93.7038 | Option 3 | 101.8059 | 8.647% | 102.8927 | 103.1227 | 10.05% | 1.293% | 103.3912 | 10.34% | Indexed | Ryan Hobbs | VOA_GPN_GOV_UK\7246041 | 2020-12-22 | Low | - | Medium | Costs are based on provisional 2021 agreement with agents (email chain saved in Evidence tab). Since CG2023 is currently working from the same TPI start point (322) as CG2021 I have taken the rate without adjustment, and will bulk index closer to publication date. The 215A and 215W series are interchangeable and historically this has led to the codes in the valuer's "Scale" spreadsheet (see evidence tab) not always using the code that appears in the CG. I offered Rob Hughes to correct / rationalise this in CG2023 but he declined as they would have to update all their valuations. Therefore designation (fixed / floating head) and capacity (m3) is more important than actual code. | - | Costs need to be indexed by different indices to general TPI. Some thought will be required to make sure this happens correctly. | NA | Steel | 1.56 | (BEAMS Note 1) The ERC for this item should be added to the total of the ERC of the other P&M items on the site and the Buildings ERC (where applicable) to enable the correct contract size adjustment to be made. ERC of P&M Items + ERC of Building Component’s = Total ERC (net figure rateable items only) to which contract size adjustment should be applied The 2021 Generic Contractors Test Spreadsheet has this facility built into the programme - it is recommended you undertake all contractors test valuations using this spreadsheet. (Details on the application of contract size adjustments can be found in the RCG 2021 Guidance notes). Where RV is calculated using the comparative method (rental method) the contract size adjustment should be made as follows: Select - SCAT code box "P and M as an addition” within the 2021 Generic Contractors Test Spreadsheet facility. Or Where the spreadsheet is not used take the: Reciprocal of statutory de-capitalisation rate (i.e. 5% reciprocal = 20) multiply by rateable value of the buildings (before any overall end allowances are made and after making a notional deduction for the land value) and add to the ERC of P&M. Use resultant figure to calculate contract size adjustment. (Guidance Notes - Section 6) | Photo 1 – Tank farm photo. Photo 2 – Mixed use storage tanks. | - | 1 | TRUE
5623 | 215A18 | 7570 | 215A18 | Tanks | Large vertical | Refinery and Chemical works | Fixed head | 8000m³ | Large Vertical Cylindrical - Refinery or Large Petro chemical works floating head tanks found on refineries or large chemical works are generally all steel construction (usually mild steel) with butt-welded shells and tap welded bottoms and roofs. Pre- formed tank sections are laid out on site and erected over a period of days. The tank sections have usually been treated (painted) with tank manufacturers rust prohibited coat. It is assumed that these tanks are located on Petrol Refineries and Petrochemical Works where crude, semi crude and aggressive materials are common. Unlike tanks on commercial tank farms where specific materials are stored and the tank is designed accordingly, many of the Refinery / Chemical type tanks have, over a period of time, stored a variety of products, some aggressive, resulting in a more rapid deterioration of the tank. The allowance scales (see Guidance Notes) reflect this worse case scenario. The tanks are of basic construction having capacities of up to 120,000 cu. m. (100,000 cubic metres = approx. 22 million UK gallons). In the assumed locations these tanks are used mainly for bulk storage of crude petroleum, semi processed petroleum products and by-products. Few tanks of this size have been erected in the UK since 2000. The tankage on such hereditaments contains petrochemical products, which in the main are crude, or part processed, although some tanks will contain processed products, which are waiting for distribution. Generally the products contained within such tankage is, due partly to its water content and chemical composition, aggressive and variable in its quality, thus causing problems due to chemical reactions in respect of internal corrosion. Most tanks in this size band are floating head tanks especially where there are large volumes of volatile gases present. Many of the pre 1980 tanks were very basic in design and the materials used were the lower end of the regulatory standard. Therefore the result of storing this type of product is a shorter tank life and a more demanding maintenance programme. (See allowance scales). Within Refineries and Large Petro-Chemical properties a variety of tank sizes can be found for refined products awaiting distribution. For tanks under 25,000 cu m scales 215W - - series should be used where the tank is specifically designed for the product it holds. (As the Commercial Tanks Farms). The stored products are usually for volatile, high flash point products such as gas oil, lubricating oil and fuel oil. The tanks are operated at atmospheric pressure under a floating head. Floating roofs sit on the liquid and rise and fall as volume increases / decreases. Foundations under the tanks base plate are bit-sand foundations (see separate Description Notes on bit-sand foundations and costs). The bit-sand base usually sits on an over site concrete base (e.g. 150mm). Deeper or piled foundations should be costed separately. Tanks other than for petroleum products may have other features not included above (see appropriate code series 215W --). Maintenance cycle - The tanks are usually on a 10-year maintenance cycle, which means an internal inspection takes place every 8 to 12 years. The initial inspection usually requires maintenance and repair of bottom plate holes or areas where the steel is being attacked. (This is usually regarded as maintenance). On the second inspection after 16 to 22 years there is often serious damage to the base plate which may result in renewal of large areas of the base plate or in severe cases total replacement. (This is usually regarded as repair). If renewal is required the tank can be out of commission for up to 6 months. This could lead to the tank being taken out of assessment. When the tank is re commissioned the allowance scales should be adjusted: See: Tank allowance scale Cost Information Notes re - notional age. Painting Internally. More modern tanks may have internal paint coats to prevent such aggressive oils and chemicals from attacking the mild steel plate. For cost information see appropriate scales. All steel base plates on erected tanks are assumed to be painted with a primer to prevent initial rusting. In some cases this painting is not undertaken if specified by the occupier. Painting Externally: - These Costs assume the tank has been painted to refinery tank standards. The assumption is that the tanks on refineries and petrochemical works are subject to a 10-year maintenance cycle and the allowance scales for tanks reflects this type of regime. The tanks are assumed to be painted with a product that will last a maintenance period (average 10 years) and the costs reflect this type of paint specification. Foundations for most tanks sit on a bit-sand foundation (see separate Description and costings). Most bulk storage tanks are built with a cone up centre however some tanks have a sump in the centre of the tank. In the usual cone up situation any pile or slab foundations to the tank should be established by reference to plans and sections and costed with reference to BEAMS. For piled and thicker raft foundations under the tank further additions will be required and these should be calculated with reference to the relevant section in the Cost Guide. Included costs in the bit sand base are: The usual earth foundation requires: (i) Site cleared of vegetable matter, (ii) Compacted chemically inert fill, (iii) Drainage layer 150mm thick of stable permeable compacted granular construction, (iv) 50 mm thick bitumen/sand (Bit sand) layer (laid to correct falls). Drainage, periphery details and sizes are set out in BS 2654 (see fig 35). In all cases cost additions are required for bit-sand bases. (See separate table). | Considered Not Applicable at time of Publication | (BEAMS Note 1) The ERC for this item should be added to the total of the ERC of the other P&M items on the site and the Buildings ERC (where applicable) to enable the correct contract size adjustment to be made. ERC of P&M Items + ERC of Building Component’s = Total ERC (net figure rateable items only) to which contract size adjustment should be applied The 2023 Generic Contractors Test Spreadsheet has this facility built into the programme - it is recommended you undertake all contractors test valuations using this spreadsheet. (Details on the application of contract size adjustments can be found in the RCG 2023 Guidance notes). Where RV is calculated using the comparative method (rental method) the contract size adjustment should be made as follows: Select - SCAT code box ""P and M as an addition” within the 2023 Generic Contractors Test Spreadsheet facility. Or Where the spreadsheet is not used take the: Reciprocal of statutory de-capitalisation rate (i.e. 5% reciprocal = 20) multiply by rateable value of the buildings (before any overall end allowances are made and after making a notional deduction for the land value) and add to the ERC of P&M. Use resultant figure to calculate contract size adjustment. (Guidance Notes - Section 6) | These costs include external painting. Costs do not include for bit-sand foundations, concrete and/or concrete - pile foundations, heating coils, insulation (rock wool), linings (butyl), structural stairways, catwalks, between tank walkways, et cetera. Further additions: - It is assumed that the outside of the tank is painted with a general long life paint and the internal tank is painted with a holding primer - for internal painting costs see 215X. | 1. Dia. of tank. 2. Height of tank. 3. Material tank is made out of and whether welded or bolted plates. 4. Painting. 5. Any other known features - internally lined et cetera. 6. Fixed or Floating Head. 7. Age. | Class 4, Table 4 Class 2 (d) Draining ; (e) Supplying Water ; (f) Protection from hazards. List of accessories 1 and 2 (v) | If under Class 2, whole if Class 2 provisos applies - other than. If under Class 4 Heating coils, rock wool insulation, paddles. Whole if Class 4 (d) | Foundations, catwalks, bunds, structural staircases, piles, fire protection equipment, high-level walkways. | Where it would be normal to find more than one item in such a hereditament the ERC stated has been adjusted to reflect any number / quantity, discount. These figures are NOT one off figures. | - | Photo 1 – Tank farm photo. Photo 2 – Mixed use storage tanks. | - | 20137 |  | m3 | Per cubic metre | 3 - INDUSTRIAL | David Grace | Rob Hughes | 90.9151 | Option 3 | 98.7761 | 8.647% | 95.3901 | 95.6033 | 5.157% | -3.212% | 95.3885 | 4.92% | Indexed | Ryan Hobbs | VOA_GPN_GOV_UK\7246041 | 2022-07-29 | Low | - | Medium | Costs are based on provisional 2021 agreement with agents (email chain saved in Evidence tab). Since CG2023 is currently working from the same TPI start point (322) as CG2021 I have taken the rate without adjustment, and will bulk index closer to publication date. The 215A and 215W series are interchangeable and historically this has led to the codes in the valuer's "Scale" spreadsheet (see evidence tab) not always using the code that appears in the CG. I offered Rob Hughes to correct / rationalise this in CG2023 but he declined as they would have to update all their valuations. Therefore designation (fixed / floating head) and capacity (m3) is more important than actual code. | - | Costs need to be indexed by different indices to general TPI. Some thought will be required to make sure this happens correctly. | NA | Steel | 1.56 | (BEAMS Note 1) The ERC for this item should be added to the total of the ERC of the other P&M items on the site and the Buildings ERC (where applicable) to enable the correct contract size adjustment to be made. ERC of P&M Items + ERC of Building Component’s = Total ERC (net figure rateable items only) to which contract size adjustment should be applied The 2021 Generic Contractors Test Spreadsheet has this facility built into the programme - it is recommended you undertake all contractors test valuations using this spreadsheet. (Details on the application of contract size adjustments can be found in the RCG 2021 Guidance notes). Where RV is calculated using the comparative method (rental method) the contract size adjustment should be made as follows: Select - SCAT code box "P and M as an addition” within the 2021 Generic Contractors Test Spreadsheet facility. Or Where the spreadsheet is not used take the: Reciprocal of statutory de-capitalisation rate (i.e. 5% reciprocal = 20) multiply by rateable value of the buildings (before any overall end allowances are made and after making a notional deduction for the land value) and add to the ERC of P&M. Use resultant figure to calculate contract size adjustment. (Guidance Notes - Section 6) | Photo 1 – Tank farm photo. Photo 2 – Mixed use storage tanks. | - | 1 | TRUE
5624 | 215A19 | 7571 | 215A19 | Tanks | Large vertical | Refinery and Chemical works | Fixed head | 9000m³ | Large Vertical Cylindrical - Refinery or Large Petro chemical works floating head tanks found on refineries or large chemical works are generally all steel construction (usually mild steel) with butt-welded shells and tap welded bottoms and roofs. Pre- formed tank sections are laid out on site and erected over a period of days. The tank sections have usually been treated (painted) with tank manufacturers rust prohibited coat. It is assumed that these tanks are located on Petrol Refineries and Petrochemical Works where crude, semi crude and aggressive materials are common. Unlike tanks on commercial tank farms where specific materials are stored and the tank is designed accordingly, many of the Refinery / Chemical type tanks have, over a period of time, stored a variety of products, some aggressive, resulting in a more rapid deterioration of the tank. The allowance scales (see Guidance Notes) reflect this worse case scenario. The tanks are of basic construction having capacities of up to 120,000 cu. m. (100,000 cubic metres = approx. 22 million UK gallons). In the assumed locations these tanks are used mainly for bulk storage of crude petroleum, semi processed petroleum products and by-products. Few tanks of this size have been erected in the UK since 2000. The tankage on such hereditaments contains petrochemical products, which in the main are crude, or part processed, although some tanks will contain processed products, which are waiting for distribution. Generally the products contained within such tankage is, due partly to its water content and chemical composition, aggressive and variable in its quality, thus causing problems due to chemical reactions in respect of internal corrosion. Most tanks in this size band are floating head tanks especially where there are large volumes of volatile gases present. Many of the pre 1980 tanks were very basic in design and the materials used were the lower end of the regulatory standard. Therefore the result of storing this type of product is a shorter tank life and a more demanding maintenance programme. (See allowance scales). Within Refineries and Large Petro-Chemical properties a variety of tank sizes can be found for refined products awaiting distribution. For tanks under 25,000 cu m scales 215W - - series should be used where the tank is specifically designed for the product it holds. (As the Commercial Tanks Farms). The stored products are usually for volatile, high flash point products such as gas oil, lubricating oil and fuel oil. The tanks are operated at atmospheric pressure under a floating head. Floating roofs sit on the liquid and rise and fall as volume increases / decreases. Foundations under the tanks base plate are bit-sand foundations (see separate Description Notes on bit-sand foundations and costs). The bit-sand base usually sits on an over site concrete base (e.g. 150mm). Deeper or piled foundations should be costed separately. Tanks other than for petroleum products may have other features not included above (see appropriate code series 215W --). Maintenance cycle - The tanks are usually on a 10-year maintenance cycle, which means an internal inspection takes place every 8 to 12 years. The initial inspection usually requires maintenance and repair of bottom plate holes or areas where the steel is being attacked. (This is usually regarded as maintenance). On the second inspection after 16 to 22 years there is often serious damage to the base plate which may result in renewal of large areas of the base plate or in severe cases total replacement. (This is usually regarded as repair). If renewal is required the tank can be out of commission for up to 6 months. This could lead to the tank being taken out of assessment. When the tank is re commissioned the allowance scales should be adjusted: See: Tank allowance scale Cost Information Notes re - notional age. Painting Internally. More modern tanks may have internal paint coats to prevent such aggressive oils and chemicals from attacking the mild steel plate. For cost information see appropriate scales. All steel base plates on erected tanks are assumed to be painted with a primer to prevent initial rusting. In some cases this painting is not undertaken if specified by the occupier. Painting Externally: - These Costs assume the tank has been painted to refinery tank standards. The assumption is that the tanks on refineries and petrochemical works are subject to a 10-year maintenance cycle and the allowance scales for tanks reflects this type of regime. The tanks are assumed to be painted with a product that will last a maintenance period (average 10 years) and the costs reflect this type of paint specification. Foundations for most tanks sit on a bit-sand foundation (see separate Description and costings). Most bulk storage tanks are built with a cone up centre however some tanks have a sump in the centre of the tank. In the usual cone up situation any pile or slab foundations to the tank should be established by reference to plans and sections and costed with reference to BEAMS. For piled and thicker raft foundations under the tank further additions will be required and these should be calculated with reference to the relevant section in the Cost Guide. Included costs in the bit sand base are: The usual earth foundation requires: (i) Site cleared of vegetable matter, (ii) Compacted chemically inert fill, (iii) Drainage layer 150mm thick of stable permeable compacted granular construction, (iv) 50 mm thick bitumen/sand (Bit sand) layer (laid to correct falls). Drainage, periphery details and sizes are set out in BS 2654 (see fig 35). In all cases cost additions are required for bit-sand bases. (See separate table). | Considered Not Applicable at time of Publication | (BEAMS Note 1) The ERC for this item should be added to the total of the ERC of the other P&M items on the site and the Buildings ERC (where applicable) to enable the correct contract size adjustment to be made. ERC of P&M Items + ERC of Building Component’s = Total ERC (net figure rateable items only) to which contract size adjustment should be applied The 2023 Generic Contractors Test Spreadsheet has this facility built into the programme - it is recommended you undertake all contractors test valuations using this spreadsheet. (Details on the application of contract size adjustments can be found in the RCG 2023 Guidance notes). Where RV is calculated using the comparative method (rental method) the contract size adjustment should be made as follows: Select - SCAT code box ""P and M as an addition” within the 2023 Generic Contractors Test Spreadsheet facility. Or Where the spreadsheet is not used take the: Reciprocal of statutory de-capitalisation rate (i.e. 5% reciprocal = 20) multiply by rateable value of the buildings (before any overall end allowances are made and after making a notional deduction for the land value) and add to the ERC of P&M. Use resultant figure to calculate contract size adjustment. (Guidance Notes - Section 6) | These costs include external painting. Costs do not include for bit-sand foundations, concrete and/or concrete - pile foundations, heating coils, insulation (rock wool), linings (butyl), structural stairways, catwalks, between tank walkways, et cetera. Further additions: - It is assumed that the outside of the tank is painted with a general long life paint and the internal tank is painted with a holding primer - for internal painting costs see 215X. | 1. Dia. of tank. 2. Height of tank. 3. Material tank is made out of and whether welded or bolted plates. 4. Painting. 5. Any other known features - internally lined et cetera. 6. Fixed or Floating Head. 7. Age. | Class 4, Table 4 Class 2 (d) Draining ; (e) Supplying Water ; (f) Protection from hazards. List of accessories 1 and 2 (v) | If under Class 2, whole if Class 2 provisos applies - other than. If under Class 4 Heating coils, rock wool insulation, paddles. Whole if Class 4 (d) | Foundations, catwalks, bunds, structural staircases, piles, fire protection equipment, high-level walkways. | Where it would be normal to find more than one item in such a hereditament the ERC stated has been adjusted to reflect any number / quantity, discount. These figures are NOT one off figures. | - | Photo 1 – Tank farm photo. Photo 2 – Mixed use storage tanks. | - | 20137 |  | m3 | Per cubic metre | 3 - INDUSTRIAL | David Grace | Rob Hughes | 84.934 | Option 3 | 92.2778 | 8.647% | 91.1029 | 91.3066 | 7.503% | -1.053% | 90.8769 | 6.997% | Indexed | Ryan Hobbs | VOA_GPN_GOV_UK\7246041 | 2020-12-22 | Low | - | Medium | Costs are based on provisional 2021 agreement with agents (email chain saved in Evidence tab). Since CG2023 is currently working from the same TPI start point (322) as CG2021 I have taken the rate without adjustment, and will bulk index closer to publication date. The 215A and 215W series are interchangeable and historically this has led to the codes in the valuer's "Scale" spreadsheet (see evidence tab) not always using the code that appears in the CG. I offered Rob Hughes to correct / rationalise this in CG2023 but he declined as they would have to update all their valuations. Therefore designation (fixed / floating head) and capacity (m3) is more important than actual code. | - | Costs need to be indexed by different indices to general TPI. Some thought will be required to make sure this happens correctly. | NA | Steel | 1.56 | (BEAMS Note 1) The ERC for this item should be added to the total of the ERC of the other P&M items on the site and the Buildings ERC (where applicable) to enable the correct contract size adjustment to be made. ERC of P&M Items + ERC of Building Component’s = Total ERC (net figure rateable items only) to which contract size adjustment should be applied The 2021 Generic Contractors Test Spreadsheet has this facility built into the programme - it is recommended you undertake all contractors test valuations using this spreadsheet. (Details on the application of contract size adjustments can be found in the RCG 2021 Guidance notes). Where RV is calculated using the comparative method (rental method) the contract size adjustment should be made as follows: Select - SCAT code box "P and M as an addition” within the 2021 Generic Contractors Test Spreadsheet facility. Or Where the spreadsheet is not used take the: Reciprocal of statutory de-capitalisation rate (i.e. 5% reciprocal = 20) multiply by rateable value of the buildings (before any overall end allowances are made and after making a notional deduction for the land value) and add to the ERC of P&M. Use resultant figure to calculate contract size adjustment. (Guidance Notes - Section 6) | Photo 1 – Tank farm photo. Photo 2 – Mixed use storage tanks. | - | 1 | TRUE
5625 | 215A20 | 7572 | 215A20 | Tanks | Large vertical | Refinery and Chemical works | Fixed head | 10000m³ | Large Vertical Cylindrical - Refinery or Large Petro chemical works floating head tanks found on refineries or large chemical works are generally all steel construction (usually mild steel) with butt-welded shells and tap welded bottoms and roofs. Pre- formed tank sections are laid out on site and erected over a period of days. The tank sections have usually been treated (painted) with tank manufacturers rust prohibited coat. It is assumed that these tanks are located on Petrol Refineries and Petrochemical Works where crude, semi crude and aggressive materials are common. Unlike tanks on commercial tank farms where specific materials are stored and the tank is designed accordingly, many of the Refinery / Chemical type tanks have, over a period of time, stored a variety of products, some aggressive, resulting in a more rapid deterioration of the tank. The allowance scales (see Guidance Notes) reflect this worse case scenario. The tanks are of basic construction having capacities of up to 120,000 cu. m. (100,000 cubic metres = approx. 22 million UK gallons). In the assumed locations these tanks are used mainly for bulk storage of crude petroleum, semi processed petroleum products and by-products. Few tanks of this size have been erected in the UK since 2000. The tankage on such hereditaments contains petrochemical products, which in the main are crude, or part processed, although some tanks will contain processed products, which are waiting for distribution. Generally the products contained within such tankage is, due partly to its water content and chemical composition, aggressive and variable in its quality, thus causing problems due to chemical reactions in respect of internal corrosion. Most tanks in this size band are floating head tanks especially where there are large volumes of volatile gases present. Many of the pre 1980 tanks were very basic in design and the materials used were the lower end of the regulatory standard. Therefore the result of storing this type of product is a shorter tank life and a more demanding maintenance programme. (See allowance scales). Within Refineries and Large Petro-Chemical properties a variety of tank sizes can be found for refined products awaiting distribution. For tanks under 25,000 cu m scales 215W - - series should be used where the tank is specifically designed for the product it holds. (As the Commercial Tanks Farms). The stored products are usually for volatile, high flash point products such as gas oil, lubricating oil and fuel oil. The tanks are operated at atmospheric pressure under a floating head. Floating roofs sit on the liquid and rise and fall as volume increases / decreases. Foundations under the tanks base plate are bit-sand foundations (see separate Description Notes on bit-sand foundations and costs). The bit-sand base usually sits on an over site concrete base (e.g. 150mm). Deeper or piled foundations should be costed separately. Tanks other than for petroleum products may have other features not included above (see appropriate code series 215W --). Maintenance cycle - The tanks are usually on a 10-year maintenance cycle, which means an internal inspection takes place every 8 to 12 years. The initial inspection usually requires maintenance and repair of bottom plate holes or areas where the steel is being attacked. (This is usually regarded as maintenance). On the second inspection after 16 to 22 years there is often serious damage to the base plate which may result in renewal of large areas of the base plate or in severe cases total replacement. (This is usually regarded as repair). If renewal is required the tank can be out of commission for up to 6 months. This could lead to the tank being taken out of assessment. When the tank is re commissioned the allowance scales should be adjusted: See: Tank allowance scale Cost Information Notes re - notional age. Painting Internally. More modern tanks may have internal paint coats to prevent such aggressive oils and chemicals from attacking the mild steel plate. For cost information see appropriate scales. All steel base plates on erected tanks are assumed to be painted with a primer to prevent initial rusting. In some cases this painting is not undertaken if specified by the occupier. Painting Externally: - These Costs assume the tank has been painted to refinery tank standards. The assumption is that the tanks on refineries and petrochemical works are subject to a 10-year maintenance cycle and the allowance scales for tanks reflects this type of regime. The tanks are assumed to be painted with a product that will last a maintenance period (average 10 years) and the costs reflect this type of paint specification. Foundations for most tanks sit on a bit-sand foundation (see separate Description and costings). Most bulk storage tanks are built with a cone up centre however some tanks have a sump in the centre of the tank. In the usual cone up situation any pile or slab foundations to the tank should be established by reference to plans and sections and costed with reference to BEAMS. For piled and thicker raft foundations under the tank further additions will be required and these should be calculated with reference to the relevant section in the Cost Guide. Included costs in the bit sand base are: The usual earth foundation requires: (i) Site cleared of vegetable matter, (ii) Compacted chemically inert fill, (iii) Drainage layer 150mm thick of stable permeable compacted granular construction, (iv) 50 mm thick bitumen/sand (Bit sand) layer (laid to correct falls). Drainage, periphery details and sizes are set out in BS 2654 (see fig 35). In all cases cost additions are required for bit-sand bases. (See separate table). | Considered Not Applicable at time of Publication | (BEAMS Note 1) The ERC for this item should be added to the total of the ERC of the other P&M items on the site and the Buildings ERC (where applicable) to enable the correct contract size adjustment to be made. ERC of P&M Items + ERC of Building Component’s = Total ERC (net figure rateable items only) to which contract size adjustment should be applied The 2023 Generic Contractors Test Spreadsheet has this facility built into the programme - it is recommended you undertake all contractors test valuations using this spreadsheet. (Details on the application of contract size adjustments can be found in the RCG 2023 Guidance notes). Where RV is calculated using the comparative method (rental method) the contract size adjustment should be made as follows: Select - SCAT code box ""P and M as an addition” within the 2023 Generic Contractors Test Spreadsheet facility. Or Where the spreadsheet is not used take the: Reciprocal of statutory de-capitalisation rate (i.e. 5% reciprocal = 20) multiply by rateable value of the buildings (before any overall end allowances are made and after making a notional deduction for the land value) and add to the ERC of P&M. Use resultant figure to calculate contract size adjustment. (Guidance Notes - Section 6) | These costs include external painting. Costs do not include for bit-sand foundations, concrete and/or concrete - pile foundations, heating coils, insulation (rock wool), linings (butyl), structural stairways, catwalks, between tank walkways, et cetera. Further additions: - It is assumed that the outside of the tank is painted with a general long life paint and the internal tank is painted with a holding primer - for internal painting costs see 215X. | 1. Dia. of tank. 2. Height of tank. 3. Material tank is made out of and whether welded or bolted plates. 4. Painting. 5. Any other known features - internally lined et cetera. 6. Fixed or Floating Head. 7. Age. | Class 4, Table 4 Class 2 (d) Draining ; (e) Supplying Water ; (f) Protection from hazards. List of accessories 1 and 2 (v) | If under Class 2, whole if Class 2 provisos applies - other than. If under Class 4 Heating coils, rock wool insulation, paddles. Whole if Class 4 (d) | Foundations, catwalks, bunds, structural staircases, piles, fire protection equipment, high-level walkways. | Where it would be normal to find more than one item in such a hereditament the ERC stated has been adjusted to reflect any number / quantity, discount. These figures are NOT one off figures. | - | Photo 1 – Tank farm photo. Photo 2 – Mixed use storage tanks. | - | 20137 |  | m3 | Per cubic metre | 3 - INDUSTRIAL | David Grace | Rob Hughes | 83.2094 | Option 3 | 90.4041 | 8.647% | 87.8875 | 88.084 | 5.858% | -2.566% | 88.3525 | 6.181% | Indexed | Ryan Hobbs | VOA_GPN_GOV_UK\7246041 | 2020-12-22 | Low | - | Medium | Costs are based on provisional 2021 agreement with agents (email chain saved in Evidence tab). Since CG2023 is currently working from the same TPI start point (322) as CG2021 I have taken the rate without adjustment, and will bulk index closer to publication date. The 215A and 215W series are interchangeable and historically this has led to the codes in the valuer's "Scale" spreadsheet (see evidence tab) not always using the code that appears in the CG. I offered Rob Hughes to correct / rationalise this in CG2023 but he declined as they would have to update all their valuations. Therefore designation (fixed / floating head) and capacity (m3) is more important than actual code. | - | Costs need to be indexed by different indices to general TPI. Some thought will be required to make sure this happens correctly. | NA | Steel | 1.56 | (BEAMS Note 1) The ERC for this item should be added to the total of the ERC of the other P&M items on the site and the Buildings ERC (where applicable) to enable the correct contract size adjustment to be made. ERC of P&M Items + ERC of Building Component’s = Total ERC (net figure rateable items only) to which contract size adjustment should be applied The 2021 Generic Contractors Test Spreadsheet has this facility built into the programme - it is recommended you undertake all contractors test valuations using this spreadsheet. (Details on the application of contract size adjustments can be found in the RCG 2021 Guidance notes). Where RV is calculated using the comparative method (rental method) the contract size adjustment should be made as follows: Select - SCAT code box "P and M as an addition” within the 2021 Generic Contractors Test Spreadsheet facility. Or Where the spreadsheet is not used take the: Reciprocal of statutory de-capitalisation rate (i.e. 5% reciprocal = 20) multiply by rateable value of the buildings (before any overall end allowances are made and after making a notional deduction for the land value) and add to the ERC of P&M. Use resultant figure to calculate contract size adjustment. (Guidance Notes - Section 6) | Photo 1 – Tank farm photo. Photo 2 – Mixed use storage tanks. | - | 1 | TRUE
5626 | 215A21 | 7573 | 215A21 | Tanks | Large vertical | Refinery and Chemical works | Fixed head | 11000m³ | Large Vertical Cylindrical - Refinery or Large Petro chemical works floating head tanks found on refineries or large chemical works are generally all steel construction (usually mild steel) with butt-welded shells and tap welded bottoms and roofs. Pre- formed tank sections are laid out on site and erected over a period of days. The tank sections have usually been treated (painted) with tank manufacturers rust prohibited coat. It is assumed that these tanks are located on Petrol Refineries and Petrochemical Works where crude, semi crude and aggressive materials are common. Unlike tanks on commercial tank farms where specific materials are stored and the tank is designed accordingly, many of the Refinery / Chemical type tanks have, over a period of time, stored a variety of products, some aggressive, resulting in a more rapid deterioration of the tank. The allowance scales (see Guidance Notes) reflect this worse case scenario. The tanks are of basic construction having capacities of up to 120,000 cu. m. (100,000 cubic metres = approx. 22 million UK gallons). In the assumed locations these tanks are used mainly for bulk storage of crude petroleum, semi processed petroleum products and by-products. Few tanks of this size have been erected in the UK since 2000. The tankage on such hereditaments contains petrochemical products, which in the main are crude, or part processed, although some tanks will contain processed products, which are waiting for distribution. Generally the products contained within such tankage is, due partly to its water content and chemical composition, aggressive and variable in its quality, thus causing problems due to chemical reactions in respect of internal corrosion. Most tanks in this size band are floating head tanks especially where there are large volumes of volatile gases present. Many of the pre 1980 tanks were very basic in design and the materials used were the lower end of the regulatory standard. Therefore the result of storing this type of product is a shorter tank life and a more demanding maintenance programme. (See allowance scales). Within Refineries and Large Petro-Chemical properties a variety of tank sizes can be found for refined products awaiting distribution. For tanks under 25,000 cu m scales 215W - - series should be used where the tank is specifically designed for the product it holds. (As the Commercial Tanks Farms). The stored products are usually for volatile, high flash point products such as gas oil, lubricating oil and fuel oil. The tanks are operated at atmospheric pressure under a floating head. Floating roofs sit on the liquid and rise and fall as volume increases / decreases. Foundations under the tanks base plate are bit-sand foundations (see separate Description Notes on bit-sand foundations and costs). The bit-sand base usually sits on an over site concrete base (e.g. 150mm). Deeper or piled foundations should be costed separately. Tanks other than for petroleum products may have other features not included above (see appropriate code series 215W --). Maintenance cycle - The tanks are usually on a 10-year maintenance cycle, which means an internal inspection takes place every 8 to 12 years. The initial inspection usually requires maintenance and repair of bottom plate holes or areas where the steel is being attacked. (This is usually regarded as maintenance). On the second inspection after 16 to 22 years there is often serious damage to the base plate which may result in renewal of large areas of the base plate or in severe cases total replacement. (This is usually regarded as repair). If renewal is required the tank can be out of commission for up to 6 months. This could lead to the tank being taken out of assessment. When the tank is re commissioned the allowance scales should be adjusted: See: Tank allowance scale Cost Information Notes re - notional age. Painting Internally. More modern tanks may have internal paint coats to prevent such aggressive oils and chemicals from attacking the mild steel plate. For cost information see appropriate scales. All steel base plates on erected tanks are assumed to be painted with a primer to prevent initial rusting. In some cases this painting is not undertaken if specified by the occupier. Painting Externally: - These Costs assume the tank has been painted to refinery tank standards. The assumption is that the tanks on refineries and petrochemical works are subject to a 10-year maintenance cycle and the allowance scales for tanks reflects this type of regime. The tanks are assumed to be painted with a product that will last a maintenance period (average 10 years) and the costs reflect this type of paint specification. Foundations for most tanks sit on a bit-sand foundation (see separate Description and costings). Most bulk storage tanks are built with a cone up centre however some tanks have a sump in the centre of the tank. In the usual cone up situation any pile or slab foundations to the tank should be established by reference to plans and sections and costed with reference to BEAMS. For piled and thicker raft foundations under the tank further additions will be required and these should be calculated with reference to the relevant section in the Cost Guide. Included costs in the bit sand base are: The usual earth foundation requires: (i) Site cleared of vegetable matter, (ii) Compacted chemically inert fill, (iii) Drainage layer 150mm thick of stable permeable compacted granular construction, (iv) 50 mm thick bitumen/sand (Bit sand) layer (laid to correct falls). Drainage, periphery details and sizes are set out in BS 2654 (see fig 35). In all cases cost additions are required for bit-sand bases. (See separate table). | Considered Not Applicable at time of Publication | (BEAMS Note 1) The ERC for this item should be added to the total of the ERC of the other P&M items on the site and the Buildings ERC (where applicable) to enable the correct contract size adjustment to be made. ERC of P&M Items + ERC of Building Component’s = Total ERC (net figure rateable items only) to which contract size adjustment should be applied The 2023 Generic Contractors Test Spreadsheet has this facility built into the programme - it is recommended you undertake all contractors test valuations using this spreadsheet. (Details on the application of contract size adjustments can be found in the RCG 2023 Guidance notes). Where RV is calculated using the comparative method (rental method) the contract size adjustment should be made as follows: Select - SCAT code box ""P and M as an addition” within the 2023 Generic Contractors Test Spreadsheet facility. Or Where the spreadsheet is not used take the: Reciprocal of statutory de-capitalisation rate (i.e. 5% reciprocal = 20) multiply by rateable value of the buildings (before any overall end allowances are made and after making a notional deduction for the land value) and add to the ERC of P&M. Use resultant figure to calculate contract size adjustment. (Guidance Notes - Section 6) | These costs include external painting. Costs do not include for bit-sand foundations, concrete and/or concrete - pile foundations, heating coils, insulation (rock wool), linings (butyl), structural stairways, catwalks, between tank walkways, et cetera. Further additions: - It is assumed that the outside of the tank is painted with a general long life paint and the internal tank is painted with a holding primer - for internal painting costs see 215X. | 1. Dia. of tank. 2. Height of tank. 3. Material tank is made out of and whether welded or bolted plates. 4. Painting. 5. Any other known features - internally lined et cetera. 6. Fixed or Floating Head. 7. Age. | Class 4, Table 4 Class 2 (d) Draining ; (e) Supplying Water ; (f) Protection from hazards. List of accessories 1 and 2 (v) | If under Class 2, whole if Class 2 provisos applies - other than. If under Class 4 Heating coils, rock wool insulation, paddles. Whole if Class 4 (d) | Foundations, catwalks, bunds, structural staircases, piles, fire protection equipment, high-level walkways. | Where it would be normal to find more than one item in such a hereditament the ERC stated has been adjusted to reflect any number / quantity, discount. These figures are NOT one off figures. | - | Photo 1 – Tank farm photo. Photo 2 – Mixed use storage tanks. | - | 20137 |  | m3 | Per cubic metre | 3 - INDUSTRIAL | David Grace | Rob Hughes | 81.9985 | Option 3 | 89.0885 | 8.647% | 86.8157 | 87.0098 | 6.111% | -2.333% | 87.0957 | 6.216% | Indexed | Ryan Hobbs | VOA_GPN_GOV_UK\7246041 | 2020-12-22 | Low | - | Medium | Costs are based on provisional 2021 agreement with agents (email chain saved in Evidence tab). Since CG2023 is currently working from the same TPI start point (322) as CG2021 I have taken the rate without adjustment, and will bulk index closer to publication date. The 215A and 215W series are interchangeable and historically this has led to the codes in the valuer's "Scale" spreadsheet (see evidence tab) not always using the code that appears in the CG. I offered Rob Hughes to correct / rationalise this in CG2023 but he declined as they would have to update all their valuations. Therefore designation (fixed / floating head) and capacity (m3) is more important than actual code. | - | Costs need to be indexed by different indices to general TPI. Some thought will be required to make sure this happens correctly. | NA | Steel | 1.56 | (BEAMS Note 1) The ERC for this item should be added to the total of the ERC of the other P&M items on the site and the Buildings ERC (where applicable) to enable the correct contract size adjustment to be made. ERC of P&M Items + ERC of Building Component’s = Total ERC (net figure rateable items only) to which contract size adjustment should be applied The 2021 Generic Contractors Test Spreadsheet has this facility built into the programme - it is recommended you undertake all contractors test valuations using this spreadsheet. (Details on the application of contract size adjustments can be found in the RCG 2021 Guidance notes). Where RV is calculated using the comparative method (rental method) the contract size adjustment should be made as follows: Select - SCAT code box "P and M as an addition” within the 2021 Generic Contractors Test Spreadsheet facility. Or Where the spreadsheet is not used take the: Reciprocal of statutory de-capitalisation rate (i.e. 5% reciprocal = 20) multiply by rateable value of the buildings (before any overall end allowances are made and after making a notional deduction for the land value) and add to the ERC of P&M. Use resultant figure to calculate contract size adjustment. (Guidance Notes - Section 6) | Photo 1 – Tank farm photo. Photo 2 – Mixed use storage tanks. | - | 1 | TRUE
5627 | 215A22 | 7574 | 215A22 | Tanks | Large vertical | Refinery and Chemical works | Fixed head | 12000m³ | Large Vertical Cylindrical - Refinery or Large Petro chemical works floating head tanks found on refineries or large chemical works are generally all steel construction (usually mild steel) with butt-welded shells and tap welded bottoms and roofs. Pre- formed tank sections are laid out on site and erected over a period of days. The tank sections have usually been treated (painted) with tank manufacturers rust prohibited coat. It is assumed that these tanks are located on Petrol Refineries and Petrochemical Works where crude, semi crude and aggressive materials are common. Unlike tanks on commercial tank farms where specific materials are stored and the tank is designed accordingly, many of the Refinery / Chemical type tanks have, over a period of time, stored a variety of products, some aggressive, resulting in a more rapid deterioration of the tank. The allowance scales (see Guidance Notes) reflect this worse case scenario. The tanks are of basic construction having capacities of up to 120,000 cu. m. (100,000 cubic metres = approx. 22 million UK gallons). In the assumed locations these tanks are used mainly for bulk storage of crude petroleum, semi processed petroleum products and by-products. Few tanks of this size have been erected in the UK since 2000. The tankage on such hereditaments contains petrochemical products, which in the main are crude, or part processed, although some tanks will contain processed products, which are waiting for distribution. Generally the products contained within such tankage is, due partly to its water content and chemical composition, aggressive and variable in its quality, thus causing problems due to chemical reactions in respect of internal corrosion. Most tanks in this size band are floating head tanks especially where there are large volumes of volatile gases present. Many of the pre 1980 tanks were very basic in design and the materials used were the lower end of the regulatory standard. Therefore the result of storing this type of product is a shorter tank life and a more demanding maintenance programme. (See allowance scales). Within Refineries and Large Petro-Chemical properties a variety of tank sizes can be found for refined products awaiting distribution. For tanks under 25,000 cu m scales 215W - - series should be used where the tank is specifically designed for the product it holds. (As the Commercial Tanks Farms). The stored products are usually for volatile, high flash point products such as gas oil, lubricating oil and fuel oil. The tanks are operated at atmospheric pressure under a floating head. Floating roofs sit on the liquid and rise and fall as volume increases / decreases. Foundations under the tanks base plate are bit-sand foundations (see separate Description Notes on bit-sand foundations and costs). The bit-sand base usually sits on an over site concrete base (e.g. 150mm). Deeper or piled foundations should be costed separately. Tanks other than for petroleum products may have other features not included above (see appropriate code series 215W --). Maintenance cycle - The tanks are usually on a 10-year maintenance cycle, which means an internal inspection takes place every 8 to 12 years. The initial inspection usually requires maintenance and repair of bottom plate holes or areas where the steel is being attacked. (This is usually regarded as maintenance). On the second inspection after 16 to 22 years there is often serious damage to the base plate which may result in renewal of large areas of the base plate or in severe cases total replacement. (This is usually regarded as repair). If renewal is required the tank can be out of commission for up to 6 months. This could lead to the tank being taken out of assessment. When the tank is re commissioned the allowance scales should be adjusted: See: Tank allowance scale Cost Information Notes re - notional age. Painting Internally. More modern tanks may have internal paint coats to prevent such aggressive oils and chemicals from attacking the mild steel plate. For cost information see appropriate scales. All steel base plates on erected tanks are assumed to be painted with a primer to prevent initial rusting. In some cases this painting is not undertaken if specified by the occupier. Painting Externally: - These Costs assume the tank has been painted to refinery tank standards. The assumption is that the tanks on refineries and petrochemical works are subject to a 10-year maintenance cycle and the allowance scales for tanks reflects this type of regime. The tanks are assumed to be painted with a product that will last a maintenance period (average 10 years) and the costs reflect this type of paint specification. Foundations for most tanks sit on a bit-sand foundation (see separate Description and costings). Most bulk storage tanks are built with a cone up centre however some tanks have a sump in the centre of the tank. In the usual cone up situation any pile or slab foundations to the tank should be established by reference to plans and sections and costed with reference to BEAMS. For piled and thicker raft foundations under the tank further additions will be required and these should be calculated with reference to the relevant section in the Cost Guide. Included costs in the bit sand base are: The usual earth foundation requires: (i) Site cleared of vegetable matter, (ii) Compacted chemically inert fill, (iii) Drainage layer 150mm thick of stable permeable compacted granular construction, (iv) 50 mm thick bitumen/sand (Bit sand) layer (laid to correct falls). Drainage, periphery details and sizes are set out in BS 2654 (see fig 35). In all cases cost additions are required for bit-sand bases. (See separate table). | Considered Not Applicable at time of Publication | (BEAMS Note 1) The ERC for this item should be added to the total of the ERC of the other P&M items on the site and the Buildings ERC (where applicable) to enable the correct contract size adjustment to be made. ERC of P&M Items + ERC of Building Component’s = Total ERC (net figure rateable items only) to which contract size adjustment should be applied The 2023 Generic Contractors Test Spreadsheet has this facility built into the programme - it is recommended you undertake all contractors test valuations using this spreadsheet. (Details on the application of contract size adjustments can be found in the RCG 2023 Guidance notes). Where RV is calculated using the comparative method (rental method) the contract size adjustment should be made as follows: Select - SCAT code box ""P and M as an addition” within the 2023 Generic Contractors Test Spreadsheet facility. Or Where the spreadsheet is not used take the: Reciprocal of statutory de-capitalisation rate (i.e. 5% reciprocal = 20) multiply by rateable value of the buildings (before any overall end allowances are made and after making a notional deduction for the land value) and add to the ERC of P&M. Use resultant figure to calculate contract size adjustment. (Guidance Notes - Section 6) | These costs include external painting. Costs do not include for bit-sand foundations, concrete and/or concrete - pile foundations, heating coils, insulation (rock wool), linings (butyl), structural stairways, catwalks, between tank walkways, et cetera. Further additions: - It is assumed that the outside of the tank is painted with a general long life paint and the internal tank is painted with a holding primer - for internal painting costs see 215X. | 1. Dia. of tank. 2. Height of tank. 3. Material tank is made out of and whether welded or bolted plates. 4. Painting. 5. Any other known features - internally lined et cetera. 6. Fixed or Floating Head. 7. Age. | Class 4, Table 4 Class 2 (d) Draining ; (e) Supplying Water ; (f) Protection from hazards. List of accessories 1 and 2 (v) | If under Class 2, whole if Class 2 provisos applies - other than. If under Class 4 Heating coils, rock wool insulation, paddles. Whole if Class 4 (d) | Foundations, catwalks, bunds, structural staircases, piles, fire protection equipment, high-level walkways. | Where it would be normal to find more than one item in such a hereditament the ERC stated has been adjusted to reflect any number / quantity, discount. These figures are NOT one off figures. | - | Photo 1 – Tank farm photo. Photo 2 – Mixed use storage tanks. | - | 20137 |  | m3 | Per cubic metre | 3 - INDUSTRIAL | David Grace | Rob Hughes | 80.971 | Option 3 | 87.9722 | 8.647% | 84.6721 | 84.8614 | 4.805% | -3.536% | 84.566 | 4.44% | Indexed | Ryan Hobbs | VOA_GPN_GOV_UK\7246041 | 2020-12-22 | Low | - | Medium | Costs are based on provisional 2021 agreement with agents (email chain saved in Evidence tab). Since CG2023 is currently working from the same TPI start point (322) as CG2021 I have taken the rate without adjustment, and will bulk index closer to publication date. The 215A and 215W series are interchangeable and historically this has led to the codes in the valuer's "Scale" spreadsheet (see evidence tab) not always using the code that appears in the CG. I offered Rob Hughes to correct / rationalise this in CG2023 but he declined as they would have to update all their valuations. Therefore designation (fixed / floating head) and capacity (m3) is more important than actual code. | - | Costs need to be indexed by different indices to general TPI. Some thought will be required to make sure this happens correctly. | NA | Steel | 1.56 | (BEAMS Note 1) The ERC for this item should be added to the total of the ERC of the other P&M items on the site and the Buildings ERC (where applicable) to enable the correct contract size adjustment to be made. ERC of P&M Items + ERC of Building Component’s = Total ERC (net figure rateable items only) to which contract size adjustment should be applied The 2021 Generic Contractors Test Spreadsheet has this facility built into the programme - it is recommended you undertake all contractors test valuations using this spreadsheet. (Details on the application of contract size adjustments can be found in the RCG 2021 Guidance notes). Where RV is calculated using the comparative method (rental method) the contract size adjustment should be made as follows: Select - SCAT code box "P and M as an addition” within the 2021 Generic Contractors Test Spreadsheet facility. Or Where the spreadsheet is not used take the: Reciprocal of statutory de-capitalisation rate (i.e. 5% reciprocal = 20) multiply by rateable value of the buildings (before any overall end allowances are made and after making a notional deduction for the land value) and add to the ERC of P&M. Use resultant figure to calculate contract size adjustment. (Guidance Notes - Section 6) | Photo 1 – Tank farm photo. Photo 2 – Mixed use storage tanks. | - | 1 | FALSE
5628 | 215A23 | 7575 | 215A23 | Tanks | Large vertical | Refinery and Chemical works | Fixed head | 13000m³ | Large Vertical Cylindrical - Refinery or Large Petro chemical works floating head tanks found on refineries or large chemical works are generally all steel construction (usually mild steel) with butt-welded shells and tap welded bottoms and roofs. Pre- formed tank sections are laid out on site and erected over a period of days. The tank sections have usually been treated (painted) with tank manufacturers rust prohibited coat. It is assumed that these tanks are located on Petrol Refineries and Petrochemical Works where crude, semi crude and aggressive materials are common. Unlike tanks on commercial tank farms where specific materials are stored and the tank is designed accordingly, many of the Refinery / Chemical type tanks have, over a period of time, stored a variety of products, some aggressive, resulting in a more rapid deterioration of the tank. The allowance scales (see Guidance Notes) reflect this worse case scenario. The tanks are of basic construction having capacities of up to 120,000 cu. m. (100,000 cubic metres = approx. 22 million UK gallons). In the assumed locations these tanks are used mainly for bulk storage of crude petroleum, semi processed petroleum products and by-products. Few tanks of this size have been erected in the UK since 2000. The tankage on such hereditaments contains petrochemical products, which in the main are crude, or part processed, although some tanks will contain processed products, which are waiting for distribution. Generally the products contained within such tankage is, due partly to its water content and chemical composition, aggressive and variable in its quality, thus causing problems due to chemical reactions in respect of internal corrosion. Most tanks in this size band are floating head tanks especially where there are large volumes of volatile gases present. Many of the pre 1980 tanks were very basic in design and the materials used were the lower end of the regulatory standard. Therefore the result of storing this type of product is a shorter tank life and a more demanding maintenance programme. (See allowance scales). Within Refineries and Large Petro-Chemical properties a variety of tank sizes can be found for refined products awaiting distribution. For tanks under 25,000 cu m scales 215W - - series should be used where the tank is specifically designed for the product it holds. (As the Commercial Tanks Farms). The stored products are usually for volatile, high flash point products such as gas oil, lubricating oil and fuel oil. The tanks are operated at atmospheric pressure under a floating head. Floating roofs sit on the liquid and rise and fall as volume increases / decreases. Foundations under the tanks base plate are bit-sand foundations (see separate Description Notes on bit-sand foundations and costs). The bit-sand base usually sits on an over site concrete base (e.g. 150mm). Deeper or piled foundations should be costed separately. Tanks other than for petroleum products may have other features not included above (see appropriate code series 215W --). Maintenance cycle - The tanks are usually on a 10-year maintenance cycle, which means an internal inspection takes place every 8 to 12 years. The initial inspection usually requires maintenance and repair of bottom plate holes or areas where the steel is being attacked. (This is usually regarded as maintenance). On the second inspection after 16 to 22 years there is often serious damage to the base plate which may result in renewal of large areas of the base plate or in severe cases total replacement. (This is usually regarded as repair). If renewal is required the tank can be out of commission for up to 6 months. This could lead to the tank being taken out of assessment. When the tank is re commissioned the allowance scales should be adjusted: See: Tank allowance scale Cost Information Notes re - notional age. Painting Internally. More modern tanks may have internal paint coats to prevent such aggressive oils and chemicals from attacking the mild steel plate. For cost information see appropriate scales. All steel base plates on erected tanks are assumed to be painted with a primer to prevent initial rusting. In some cases this painting is not undertaken if specified by the occupier. Painting Externally: - These Costs assume the tank has been painted to refinery tank standards. The assumption is that the tanks on refineries and petrochemical works are subject to a 10-year maintenance cycle and the allowance scales for tanks reflects this type of regime. The tanks are assumed to be painted with a product that will last a maintenance period (average 10 years) and the costs reflect this type of paint specification. Foundations for most tanks sit on a bit-sand foundation (see separate Description and costings). Most bulk storage tanks are built with a cone up centre however some tanks have a sump in the centre of the tank. In the usual cone up situation any pile or slab foundations to the tank should be established by reference to plans and sections and costed with reference to BEAMS. For piled and thicker raft foundations under the tank further additions will be required and these should be calculated with reference to the relevant section in the Cost Guide. Included costs in the bit sand base are: The usual earth foundation requires: (i) Site cleared of vegetable matter, (ii) Compacted chemically inert fill, (iii) Drainage layer 150mm thick of stable permeable compacted granular construction, (iv) 50 mm thick bitumen/sand (Bit sand) layer (laid to correct falls). Drainage, periphery details and sizes are set out in BS 2654 (see fig 35). In all cases cost additions are required for bit-sand bases. (See separate table). | Considered Not Applicable at time of Publication | (BEAMS Note 1) The ERC for this item should be added to the total of the ERC of the other P&M items on the site and the Buildings ERC (where applicable) to enable the correct contract size adjustment to be made. ERC of P&M Items + ERC of Building Component’s = Total ERC (net figure rateable items only) to which contract size adjustment should be applied The 2023 Generic Contractors Test Spreadsheet has this facility built into the programme - it is recommended you undertake all contractors test valuations using this spreadsheet. (Details on the application of contract size adjustments can be found in the RCG 2023 Guidance notes). Where RV is calculated using the comparative method (rental method) the contract size adjustment should be made as follows: Select - SCAT code box ""P and M as an addition” within the 2023 Generic Contractors Test Spreadsheet facility. Or Where the spreadsheet is not used take the: Reciprocal of statutory de-capitalisation rate (i.e. 5% reciprocal = 20) multiply by rateable value of the buildings (before any overall end allowances are made and after making a notional deduction for the land value) and add to the ERC of P&M. Use resultant figure to calculate contract size adjustment. (Guidance Notes - Section 6) | These costs include external painting. Costs do not include for bit-sand foundations, concrete and/or concrete - pile foundations, heating coils, insulation (rock wool), linings (butyl), structural stairways, catwalks, between tank walkways, et cetera. Further additions: - It is assumed that the outside of the tank is painted with a general long life paint and the internal tank is painted with a holding primer - for internal painting costs see 215X. | 1. Dia. of tank. 2. Height of tank. 3. Material tank is made out of and whether welded or bolted plates. 4. Painting. 5. Any other known features - internally lined et cetera. 6. Fixed or Floating Head. 7. Age. | Class 4, Table 4 Class 2 (d) Draining ; (e) Supplying Water ; (f) Protection from hazards. List of accessories 1 and 2 (v) | If under Class 2, whole if Class 2 provisos applies - other than. If under Class 4 Heating coils, rock wool insulation, paddles. Whole if Class 4 (d) | Foundations, catwalks, bunds, structural staircases, piles, fire protection equipment, high-level walkways. | Where it would be normal to find more than one item in such a hereditament the ERC stated has been adjusted to reflect any number / quantity, discount. These figures are NOT one off figures. | - | Photo 1 – Tank farm photo. Photo 2 – Mixed use storage tanks. | - | 20137 |  | m3 | Per cubic metre | 3 - INDUSTRIAL | David Grace | Rob Hughes | 79.9069 | Option 3 | 86.8161 | 8.647% | 81.4567 | 81.6388 | 2.167% | -5.964% | 82.0417 | 2.672% | Indexed | Ryan Hobbs | VOA_GPN_GOV_UK\7246041 | 2020-12-22 | Low | - | Medium | Costs are based on provisional 2021 agreement with agents (email chain saved in Evidence tab). Since CG2023 is currently working from the same TPI start point (322) as CG2021 I have taken the rate without adjustment, and will bulk index closer to publication date. The 215A and 215W series are interchangeable and historically this has led to the codes in the valuer's "Scale" spreadsheet (see evidence tab) not always using the code that appears in the CG. I offered Rob Hughes to correct / rationalise this in CG2023 but he declined as they would have to update all their valuations. Therefore designation (fixed / floating head) and capacity (m3) is more important than actual code. | - | Costs need to be indexed by different indices to general TPI. Some thought will be required to make sure this happens correctly. | NA | Steel | 1.56 | (BEAMS Note 1) The ERC for this item should be added to the total of the ERC of the other P&M items on the site and the Buildings ERC (where applicable) to enable the correct contract size adjustment to be made. ERC of P&M Items + ERC of Building Component’s = Total ERC (net figure rateable items only) to which contract size adjustment should be applied The 2021 Generic Contractors Test Spreadsheet has this facility built into the programme - it is recommended you undertake all contractors test valuations using this spreadsheet. (Details on the application of contract size adjustments can be found in the RCG 2021 Guidance notes). Where RV is calculated using the comparative method (rental method) the contract size adjustment should be made as follows: Select - SCAT code box "P and M as an addition” within the 2021 Generic Contractors Test Spreadsheet facility. Or Where the spreadsheet is not used take the: Reciprocal of statutory de-capitalisation rate (i.e. 5% reciprocal = 20) multiply by rateable value of the buildings (before any overall end allowances are made and after making a notional deduction for the land value) and add to the ERC of P&M. Use resultant figure to calculate contract size adjustment. (Guidance Notes - Section 6) | Photo 1 – Tank farm photo. Photo 2 – Mixed use storage tanks. | - | 1 | FALSE
5629 | 215A24 | 7576 | 215A24 | Tanks | Large vertical | Refinery and Chemical works | Fixed head | 14000m³ | Large Vertical Cylindrical - Refinery or Large Petro chemical works floating head tanks found on refineries or large chemical works are generally all steel construction (usually mild steel) with butt-welded shells and tap welded bottoms and roofs. Pre- formed tank sections are laid out on site and erected over a period of days. The tank sections have usually been treated (painted) with tank manufacturers rust prohibited coat. It is assumed that these tanks are located on Petrol Refineries and Petrochemical Works where crude, semi crude and aggressive materials are common. Unlike tanks on commercial tank farms where specific materials are stored and the tank is designed accordingly, many of the Refinery / Chemical type tanks have, over a period of time, stored a variety of products, some aggressive, resulting in a more rapid deterioration of the tank. The allowance scales (see Guidance Notes) reflect this worse case scenario. The tanks are of basic construction having capacities of up to 120,000 cu. m. (100,000 cubic metres = approx. 22 million UK gallons). In the assumed locations these tanks are used mainly for bulk storage of crude petroleum, semi processed petroleum products and by-products. Few tanks of this size have been erected in the UK since 2000. The tankage on such hereditaments contains petrochemical products, which in the main are crude, or part processed, although some tanks will contain processed products, which are waiting for distribution. Generally the products contained within such tankage is, due partly to its water content and chemical composition, aggressive and variable in its quality, thus causing problems due to chemical reactions in respect of internal corrosion. Most tanks in this size band are floating head tanks especially where there are large volumes of volatile gases present. Many of the pre 1980 tanks were very basic in design and the materials used were the lower end of the regulatory standard. Therefore the result of storing this type of product is a shorter tank life and a more demanding maintenance programme. (See allowance scales). Within Refineries and Large Petro-Chemical properties a variety of tank sizes can be found for refined products awaiting distribution. For tanks under 25,000 cu m scales 215W - - series should be used where the tank is specifically designed for the product it holds. (As the Commercial Tanks Farms). The stored products are usually for volatile, high flash point products such as gas oil, lubricating oil and fuel oil. The tanks are operated at atmospheric pressure under a floating head. Floating roofs sit on the liquid and rise and fall as volume increases / decreases. Foundations under the tanks base plate are bit-sand foundations (see separate Description Notes on bit-sand foundations and costs). The bit-sand base usually sits on an over site concrete base (e.g. 150mm). Deeper or piled foundations should be costed separately. Tanks other than for petroleum products may have other features not included above (see appropriate code series 215W --). Maintenance cycle - The tanks are usually on a 10-year maintenance cycle, which means an internal inspection takes place every 8 to 12 years. The initial inspection usually requires maintenance and repair of bottom plate holes or areas where the steel is being attacked. (This is usually regarded as maintenance). On the second inspection after 16 to 22 years there is often serious damage to the base plate which may result in renewal of large areas of the base plate or in severe cases total replacement. (This is usually regarded as repair). If renewal is required the tank can be out of commission for up to 6 months. This could lead to the tank being taken out of assessment. When the tank is re commissioned the allowance scales should be adjusted: See: Tank allowance scale Cost Information Notes re - notional age. Painting Internally. More modern tanks may have internal paint coats to prevent such aggressive oils and chemicals from attacking the mild steel plate. For cost information see appropriate scales. All steel base plates on erected tanks are assumed to be painted with a primer to prevent initial rusting. In some cases this painting is not undertaken if specified by the occupier. Painting Externally: - These Costs assume the tank has been painted to refinery tank standards. The assumption is that the tanks on refineries and petrochemical works are subject to a 10-year maintenance cycle and the allowance scales for tanks reflects this type of regime. The tanks are assumed to be painted with a product that will last a maintenance period (average 10 years) and the costs reflect this type of paint specification. Foundations for most tanks sit on a bit-sand foundation (see separate Description and costings). Most bulk storage tanks are built with a cone up centre however some tanks have a sump in the centre of the tank. In the usual cone up situation any pile or slab foundations to the tank should be established by reference to plans and sections and costed with reference to BEAMS. For piled and thicker raft foundations under the tank further additions will be required and these should be calculated with reference to the relevant section in the Cost Guide. Included costs in the bit sand base are: The usual earth foundation requires: (i) Site cleared of vegetable matter, (ii) Compacted chemically inert fill, (iii) Drainage layer 150mm thick of stable permeable compacted granular construction, (iv) 50 mm thick bitumen/sand (Bit sand) layer (laid to correct falls). Drainage, periphery details and sizes are set out in BS 2654 (see fig 35). In all cases cost additions are required for bit-sand bases. (See separate table). | Considered Not Applicable at time of Publication | (BEAMS Note 1) The ERC for this item should be added to the total of the ERC of the other P&M items on the site and the Buildings ERC (where applicable) to enable the correct contract size adjustment to be made. ERC of P&M Items + ERC of Building Component’s = Total ERC (net figure rateable items only) to which contract size adjustment should be applied The 2023 Generic Contractors Test Spreadsheet has this facility built into the programme - it is recommended you undertake all contractors test valuations using this spreadsheet. (Details on the application of contract size adjustments can be found in the RCG 2023 Guidance notes). Where RV is calculated using the comparative method (rental method) the contract size adjustment should be made as follows: Select - SCAT code box ""P and M as an addition” within the 2023 Generic Contractors Test Spreadsheet facility. Or Where the spreadsheet is not used take the: Reciprocal of statutory de-capitalisation rate (i.e. 5% reciprocal = 20) multiply by rateable value of the buildings (before any overall end allowances are made and after making a notional deduction for the land value) and add to the ERC of P&M. Use resultant figure to calculate contract size adjustment. (Guidance Notes - Section 6) | These costs include external painting. Costs do not include for bit-sand foundations, concrete and/or concrete - pile foundations, heating coils, insulation (rock wool), linings (butyl), structural stairways, catwalks, between tank walkways, et cetera. Further additions: - It is assumed that the outside of the tank is painted with a general long life paint and the internal tank is painted with a holding primer - for internal painting costs see 215X. | 1. Dia. of tank. 2. Height of tank. 3. Material tank is made out of and whether welded or bolted plates. 4. Painting. 5. Any other known features - internally lined et cetera. 6. Fixed or Floating Head. 7. Age. | Class 4, Table 4 Class 2 (d) Draining ; (e) Supplying Water ; (f) Protection from hazards. List of accessories 1 and 2 (v) | If under Class 2, whole if Class 2 provisos applies - other than. If under Class 4 Heating coils, rock wool insulation, paddles. Whole if Class 4 (d) | Foundations, catwalks, bunds, structural staircases, piles, fire protection equipment, high-level walkways. | Where it would be normal to find more than one item in such a hereditament the ERC stated has been adjusted to reflect any number / quantity, discount. These figures are NOT one off figures. | - | Photo 1 – Tank farm photo. Photo 2 – Mixed use storage tanks. | - | 20137 |  | m3 | Per cubic metre | 3 - INDUSTRIAL | David Grace | Rob Hughes | 79.0385 | Option 3 | 85.8726 | 8.647% | 79.3131 | 79.4904 | 0.5718% | -7.432% | 79.5226 | 0.6125% | Indexed | Ryan Hobbs | VOA_GPN_GOV_UK\7246041 | 2022-07-29 | Low | - | Medium | Costs are based on provisional 2021 agreement with agents (email chain saved in Evidence tab). Since CG2023 is currently working from the same TPI start point (322) as CG2021 I have taken the rate without adjustment, and will bulk index closer to publication date. The 215A and 215W series are interchangeable and historically this has led to the codes in the valuer's "Scale" spreadsheet (see evidence tab) not always using the code that appears in the CG. I offered Rob Hughes to correct / rationalise this in CG2023 but he declined as they would have to update all their valuations. Therefore designation (fixed / floating head) and capacity (m3) is more important than actual code. | - | Costs need to be indexed by different indices to general TPI. Some thought will be required to make sure this happens correctly. | NA | Steel | 1.56 | (BEAMS Note 1) The ERC for this item should be added to the total of the ERC of the other P&M items on the site and the Buildings ERC (where applicable) to enable the correct contract size adjustment to be made. ERC of P&M Items + ERC of Building Component’s = Total ERC (net figure rateable items only) to which contract size adjustment should be applied The 2021 Generic Contractors Test Spreadsheet has this facility built into the programme - it is recommended you undertake all contractors test valuations using this spreadsheet. (Details on the application of contract size adjustments can be found in the RCG 2021 Guidance notes). Where RV is calculated using the comparative method (rental method) the contract size adjustment should be made as follows: Select - SCAT code box "P and M as an addition” within the 2021 Generic Contractors Test Spreadsheet facility. Or Where the spreadsheet is not used take the: Reciprocal of statutory de-capitalisation rate (i.e. 5% reciprocal = 20) multiply by rateable value of the buildings (before any overall end allowances are made and after making a notional deduction for the land value) and add to the ERC of P&M. Use resultant figure to calculate contract size adjustment. (Guidance Notes - Section 6) | Photo 1 – Tank farm photo. Photo 2 – Mixed use storage tanks. | - | 1 | TRUE
5630 | 215A25 | 7577 | 215A25 | Tanks | Large vertical | Refinery and Chemical works | Fixed head | 15000m³ | Large Vertical Cylindrical - Refinery or Large Petro chemical works floating head tanks found on refineries or large chemical works are generally all steel construction (usually mild steel) with butt-welded shells and tap welded bottoms and roofs. Pre- formed tank sections are laid out on site and erected over a period of days. The tank sections have usually been treated (painted) with tank manufacturers rust prohibited coat. It is assumed that these tanks are located on Petrol Refineries and Petrochemical Works where crude, semi crude and aggressive materials are common. Unlike tanks on commercial tank farms where specific materials are stored and the tank is designed accordingly, many of the Refinery / Chemical type tanks have, over a period of time, stored a variety of products, some aggressive, resulting in a more rapid deterioration of the tank. The allowance scales (see Guidance Notes) reflect this worse case scenario. The tanks are of basic construction having capacities of up to 120,000 cu. m. (100,000 cubic metres = approx. 22 million UK gallons). In the assumed locations these tanks are used mainly for bulk storage of crude petroleum, semi processed petroleum products and by-products. Few tanks of this size have been erected in the UK since 2000. The tankage on such hereditaments contains petrochemical products, which in the main are crude, or part processed, although some tanks will contain processed products, which are waiting for distribution. Generally the products contained within such tankage is, due partly to its water content and chemical composition, aggressive and variable in its quality, thus causing problems due to chemical reactions in respect of internal corrosion. Most tanks in this size band are floating head tanks especially where there are large volumes of volatile gases present. Many of the pre 1980 tanks were very basic in design and the materials used were the lower end of the regulatory standard. Therefore the result of storing this type of product is a shorter tank life and a more demanding maintenance programme. (See allowance scales). Within Refineries and Large Petro-Chemical properties a variety of tank sizes can be found for refined products awaiting distribution. For tanks under 25,000 cu m scales 215W - - series should be used where the tank is specifically designed for the product it holds. (As the Commercial Tanks Farms). The stored products are usually for volatile, high flash point products such as gas oil, lubricating oil and fuel oil. The tanks are operated at atmospheric pressure under a floating head. Floating roofs sit on the liquid and rise and fall as volume increases / decreases. Foundations under the tanks base plate are bit-sand foundations (see separate Description Notes on bit-sand foundations and costs). The bit-sand base usually sits on an over site concrete base (e.g. 150mm). Deeper or piled foundations should be costed separately. Tanks other than for petroleum products may have other features not included above (see appropriate code series 215W --). Maintenance cycle - The tanks are usually on a 10-year maintenance cycle, which means an internal inspection takes place every 8 to 12 years. The initial inspection usually requires maintenance and repair of bottom plate holes or areas where the steel is being attacked. (This is usually regarded as maintenance). On the second inspection after 16 to 22 years there is often serious damage to the base plate which may result in renewal of large areas of the base plate or in severe cases total replacement. (This is usually regarded as repair). If renewal is required the tank can be out of commission for up to 6 months. This could lead to the tank being taken out of assessment. When the tank is re commissioned the allowance scales should be adjusted: See: Tank allowance scale Cost Information Notes re - notional age. Painting Internally. More modern tanks may have internal paint coats to prevent such aggressive oils and chemicals from attacking the mild steel plate. For cost information see appropriate scales. All steel base plates on erected tanks are assumed to be painted with a primer to prevent initial rusting. In some cases this painting is not undertaken if specified by the occupier. Painting Externally: - These Costs assume the tank has been painted to refinery tank standards. The assumption is that the tanks on refineries and petrochemical works are subject to a 10-year maintenance cycle and the allowance scales for tanks reflects this type of regime. The tanks are assumed to be painted with a product that will last a maintenance period (average 10 years) and the costs reflect this type of paint specification. Foundations for most tanks sit on a bit-sand foundation (see separate Description and costings). Most bulk storage tanks are built with a cone up centre however some tanks have a sump in the centre of the tank. In the usual cone up situation any pile or slab foundations to the tank should be established by reference to plans and sections and costed with reference to BEAMS. For piled and thicker raft foundations under the tank further additions will be required and these should be calculated with reference to the relevant section in the Cost Guide. Included costs in the bit sand base are: The usual earth foundation requires: (i) Site cleared of vegetable matter, (ii) Compacted chemically inert fill, (iii) Drainage layer 150mm thick of stable permeable compacted granular construction, (iv) 50 mm thick bitumen/sand (Bit sand) layer (laid to correct falls). Drainage, periphery details and sizes are set out in BS 2654 (see fig 35). In all cases cost additions are required for bit-sand bases. (See separate table). | Considered Not Applicable at time of Publication | (BEAMS Note 1) The ERC for this item should be added to the total of the ERC of the other P&M items on the site and the Buildings ERC (where applicable) to enable the correct contract size adjustment to be made. ERC of P&M Items + ERC of Building Component’s = Total ERC (net figure rateable items only) to which contract size adjustment should be applied The 2023 Generic Contractors Test Spreadsheet has this facility built into the programme - it is recommended you undertake all contractors test valuations using this spreadsheet. (Details on the application of contract size adjustments can be found in the RCG 2023 Guidance notes). Where RV is calculated using the comparative method (rental method) the contract size adjustment should be made as follows: Select - SCAT code box ""P and M as an addition” within the 2023 Generic Contractors Test Spreadsheet facility. Or Where the spreadsheet is not used take the: Reciprocal of statutory de-capitalisation rate (i.e. 5% reciprocal = 20) multiply by rateable value of the buildings (before any overall end allowances are made and after making a notional deduction for the land value) and add to the ERC of P&M. Use resultant figure to calculate contract size adjustment. (Guidance Notes - Section 6) | These costs include external painting. Costs do not include for bit-sand foundations, concrete and/or concrete - pile foundations, heating coils, insulation (rock wool), linings (butyl), structural stairways, catwalks, between tank walkways, et cetera. Further additions: - It is assumed that the outside of the tank is painted with a general long life paint and the internal tank is painted with a holding primer - for internal painting costs see 215X. | 1. Dia. of tank. 2. Height of tank. 3. Material tank is made out of and whether welded or bolted plates. 4. Painting. 5. Any other known features - internally lined et cetera. 6. Fixed or Floating Head. 7. Age. | Class 4, Table 4 Class 2 (d) Draining ; (e) Supplying Water ; (f) Protection from hazards. List of accessories 1 and 2 (v) | If under Class 2, whole if Class 2 provisos applies - other than. If under Class 4 Heating coils, rock wool insulation, paddles. Whole if Class 4 (d) | Foundations, catwalks, bunds, structural staircases, piles, fire protection equipment, high-level walkways. | Where it would be normal to find more than one item in such a hereditament the ERC stated has been adjusted to reflect any number / quantity, discount. These figures are NOT one off figures. | - | Photo 1 – Tank farm photo. Photo 2 – Mixed use storage tanks. | - | 20137 |  | m3 | Per cubic metre | 3 - INDUSTRIAL | David Grace | Rob Hughes | 78.3168 | Option 3 | 85.0886 | 8.647% | 79.3131 | 79.4904 | 1.498% | -6.579% | 79.5226 | 1.54% | Indexed | Ryan Hobbs | VOA_GPN_GOV_UK\7246041 | 2022-07-29 | Low | - | Medium | Costs are based on provisional 2021 agreement with agents (email chain saved in Evidence tab). Since CG2023 is currently working from the same TPI start point (322) as CG2021 I have taken the rate without adjustment, and will bulk index closer to publication date. The 215A and 215W series are interchangeable and historically this has led to the codes in the valuer's "Scale" spreadsheet (see evidence tab) not always using the code that appears in the CG. I offered Rob Hughes to correct / rationalise this in CG2023 but he declined as they would have to update all their valuations. Therefore designation (fixed / floating head) and capacity (m3) is more important than actual code. | - | Costs need to be indexed by different indices to general TPI. Some thought will be required to make sure this happens correctly. | NA | Steel | 1.56 | (BEAMS Note 1) The ERC for this item should be added to the total of the ERC of the other P&M items on the site and the Buildings ERC (where applicable) to enable the correct contract size adjustment to be made. ERC of P&M Items + ERC of Building Component’s = Total ERC (net figure rateable items only) to which contract size adjustment should be applied The 2021 Generic Contractors Test Spreadsheet has this facility built into the programme - it is recommended you undertake all contractors test valuations using this spreadsheet. (Details on the application of contract size adjustments can be found in the RCG 2021 Guidance notes). Where RV is calculated using the comparative method (rental method) the contract size adjustment should be made as follows: Select - SCAT code box "P and M as an addition” within the 2021 Generic Contractors Test Spreadsheet facility. Or Where the spreadsheet is not used take the: Reciprocal of statutory de-capitalisation rate (i.e. 5% reciprocal = 20) multiply by rateable value of the buildings (before any overall end allowances are made and after making a notional deduction for the land value) and add to the ERC of P&M. Use resultant figure to calculate contract size adjustment. (Guidance Notes - Section 6) | Photo 1 – Tank farm photo. Photo 2 – Mixed use storage tanks. | - | 1 | TRUE
5631 | 215A26 | 7578 | 215A26 | Tanks | Large vertical | Refinery and Chemical works | Fixed head | 16000m³ | Large Vertical Cylindrical - Refinery or Large Petro chemical works floating head tanks found on refineries or large chemical works are generally all steel construction (usually mild steel) with butt-welded shells and tap welded bottoms and roofs. Pre- formed tank sections are laid out on site and erected over a period of days. The tank sections have usually been treated (painted) with tank manufacturers rust prohibited coat. It is assumed that these tanks are located on Petrol Refineries and Petrochemical Works where crude, semi crude and aggressive materials are common. Unlike tanks on commercial tank farms where specific materials are stored and the tank is designed accordingly, many of the Refinery / Chemical type tanks have, over a period of time, stored a variety of products, some aggressive, resulting in a more rapid deterioration of the tank. The allowance scales (see Guidance Notes) reflect this worse case scenario. The tanks are of basic construction having capacities of up to 120,000 cu. m. (100,000 cubic metres = approx. 22 million UK gallons). In the assumed locations these tanks are used mainly for bulk storage of crude petroleum, semi processed petroleum products and by-products. Few tanks of this size have been erected in the UK since 2000. The tankage on such hereditaments contains petrochemical products, which in the main are crude, or part processed, although some tanks will contain processed products, which are waiting for distribution. Generally the products contained within such tankage is, due partly to its water content and chemical composition, aggressive and variable in its quality, thus causing problems due to chemical reactions in respect of internal corrosion. Most tanks in this size band are floating head tanks especially where there are large volumes of volatile gases present. Many of the pre 1980 tanks were very basic in design and the materials used were the lower end of the regulatory standard. Therefore the result of storing this type of product is a shorter tank life and a more demanding maintenance programme. (See allowance scales). Within Refineries and Large Petro-Chemical properties a variety of tank sizes can be found for refined products awaiting distribution. For tanks under 25,000 cu m scales 215W - - series should be used where the tank is specifically designed for the product it holds. (As the Commercial Tanks Farms). The stored products are usually for volatile, high flash point products such as gas oil, lubricating oil and fuel oil. The tanks are operated at atmospheric pressure under a floating head. Floating roofs sit on the liquid and rise and fall as volume increases / decreases. Foundations under the tanks base plate are bit-sand foundations (see separate Description Notes on bit-sand foundations and costs). The bit-sand base usually sits on an over site concrete base (e.g. 150mm). Deeper or piled foundations should be costed separately. Tanks other than for petroleum products may have other features not included above (see appropriate code series 215W --). Maintenance cycle - The tanks are usually on a 10-year maintenance cycle, which means an internal inspection takes place every 8 to 12 years. The initial inspection usually requires maintenance and repair of bottom plate holes or areas where the steel is being attacked. (This is usually regarded as maintenance). On the second inspection after 16 to 22 years there is often serious damage to the base plate which may result in renewal of large areas of the base plate or in severe cases total replacement. (This is usually regarded as repair). If renewal is required the tank can be out of commission for up to 6 months. This could lead to the tank being taken out of assessment. When the tank is re commissioned the allowance scales should be adjusted: See: Tank allowance scale Cost Information Notes re - notional age. Painting Internally. More modern tanks may have internal paint coats to prevent such aggressive oils and chemicals from attacking the mild steel plate. For cost information see appropriate scales. All steel base plates on erected tanks are assumed to be painted with a primer to prevent initial rusting. In some cases this painting is not undertaken if specified by the occupier. Painting Externally: - These Costs assume the tank has been painted to refinery tank standards. The assumption is that the tanks on refineries and petrochemical works are subject to a 10-year maintenance cycle and the allowance scales for tanks reflects this type of regime. The tanks are assumed to be painted with a product that will last a maintenance period (average 10 years) and the costs reflect this type of paint specification. Foundations for most tanks sit on a bit-sand foundation (see separate Description and costings). Most bulk storage tanks are built with a cone up centre however some tanks have a sump in the centre of the tank. In the usual cone up situation any pile or slab foundations to the tank should be established by reference to plans and sections and costed with reference to BEAMS. For piled and thicker raft foundations under the tank further additions will be required and these should be calculated with reference to the relevant section in the Cost Guide. Included costs in the bit sand base are: The usual earth foundation requires: (i) Site cleared of vegetable matter, (ii) Compacted chemically inert fill, (iii) Drainage layer 150mm thick of stable permeable compacted granular construction, (iv) 50 mm thick bitumen/sand (Bit sand) layer (laid to correct falls). Drainage, periphery details and sizes are set out in BS 2654 (see fig 35). In all cases cost additions are required for bit-sand bases. (See separate table). | Considered Not Applicable at time of Publication | (BEAMS Note 1) The ERC for this item should be added to the total of the ERC of the other P&M items on the site and the Buildings ERC (where applicable) to enable the correct contract size adjustment to be made. ERC of P&M Items + ERC of Building Component’s = Total ERC (net figure rateable items only) to which contract size adjustment should be applied The 2023 Generic Contractors Test Spreadsheet has this facility built into the programme - it is recommended you undertake all contractors test valuations using this spreadsheet. (Details on the application of contract size adjustments can be found in the RCG 2023 Guidance notes). Where RV is calculated using the comparative method (rental method) the contract size adjustment should be made as follows: Select - SCAT code box ""P and M as an addition” within the 2023 Generic Contractors Test Spreadsheet facility. Or Where the spreadsheet is not used take the: Reciprocal of statutory de-capitalisation rate (i.e. 5% reciprocal = 20) multiply by rateable value of the buildings (before any overall end allowances are made and after making a notional deduction for the land value) and add to the ERC of P&M. Use resultant figure to calculate contract size adjustment. (Guidance Notes - Section 6) | These costs include external painting. Costs do not include for bit-sand foundations, concrete and/or concrete - pile foundations, heating coils, insulation (rock wool), linings (butyl), structural stairways, catwalks, between tank walkways, et cetera. Further additions: - It is assumed that the outside of the tank is painted with a general long life paint and the internal tank is painted with a holding primer - for internal painting costs see 215X. | 1. Dia. of tank. 2. Height of tank. 3. Material tank is made out of and whether welded or bolted plates. 4. Painting. 5. Any other known features - internally lined et cetera. 6. Fixed or Floating Head. 7. Age. | Class 4, Table 4 Class 2 (d) Draining ; (e) Supplying Water ; (f) Protection from hazards. List of accessories 1 and 2 (v) | If under Class 2, whole if Class 2 provisos applies - other than. If under Class 4 Heating coils, rock wool insulation, paddles. Whole if Class 4 (d) | Foundations, catwalks, bunds, structural staircases, piles, fire protection equipment, high-level walkways. | Where it would be normal to find more than one item in such a hereditament the ERC stated has been adjusted to reflect any number / quantity, discount. These figures are NOT one off figures. | - | Photo 1 – Tank farm photo. Photo 2 – Mixed use storage tanks. | - | 20137 |  | m3 | Per cubic metre | 3 - INDUSTRIAL | David Grace | Rob Hughes | 77.693 | Option 3 | 84.4108 | 8.647% | 77.1696 | 77.342 | -0.4518% | -8.374% | 76.9983 | -0.8942% | Indexed | Ryan Hobbs | VOA_GPN_GOV_UK\7246041 | 2020-12-22 | Low | - | Medium | Costs are based on provisional 2021 agreement with agents (email chain saved in Evidence tab). Since CG2023 is currently working from the same TPI start point (322) as CG2021 I have taken the rate without adjustment, and will bulk index closer to publication date. The 215A and 215W series are interchangeable and historically this has led to the codes in the valuer's "Scale" spreadsheet (see evidence tab) not always using the code that appears in the CG. I offered Rob Hughes to correct / rationalise this in CG2023 but he declined as they would have to update all their valuations. Therefore designation (fixed / floating head) and capacity (m3) is more important than actual code. | - | Costs need to be indexed by different indices to general TPI. Some thought will be required to make sure this happens correctly. | NA | Steel | 1.56 | (BEAMS Note 1) The ERC for this item should be added to the total of the ERC of the other P&M items on the site and the Buildings ERC (where applicable) to enable the correct contract size adjustment to be made. ERC of P&M Items + ERC of Building Component’s = Total ERC (net figure rateable items only) to which contract size adjustment should be applied The 2021 Generic Contractors Test Spreadsheet has this facility built into the programme - it is recommended you undertake all contractors test valuations using this spreadsheet. (Details on the application of contract size adjustments can be found in the RCG 2021 Guidance notes). Where RV is calculated using the comparative method (rental method) the contract size adjustment should be made as follows: Select - SCAT code box "P and M as an addition” within the 2021 Generic Contractors Test Spreadsheet facility. Or Where the spreadsheet is not used take the: Reciprocal of statutory de-capitalisation rate (i.e. 5% reciprocal = 20) multiply by rateable value of the buildings (before any overall end allowances are made and after making a notional deduction for the land value) and add to the ERC of P&M. Use resultant figure to calculate contract size adjustment. (Guidance Notes - Section 6) | Photo 1 – Tank farm photo. Photo 2 – Mixed use storage tanks. | - | 1 | TRUE
5632 | 215A27 | 7579 | 215A27 | Tanks | Large vertical | Refinery and Chemical works | Fixed head | 17000m³ | Large Vertical Cylindrical - Refinery or Large Petro chemical works floating head tanks found on refineries or large chemical works are generally all steel construction (usually mild steel) with butt-welded shells and tap welded bottoms and roofs. Pre- formed tank sections are laid out on site and erected over a period of days. The tank sections have usually been treated (painted) with tank manufacturers rust prohibited coat. It is assumed that these tanks are located on Petrol Refineries and Petrochemical Works where crude, semi crude and aggressive materials are common. Unlike tanks on commercial tank farms where specific materials are stored and the tank is designed accordingly, many of the Refinery / Chemical type tanks have, over a period of time, stored a variety of products, some aggressive, resulting in a more rapid deterioration of the tank. The allowance scales (see Guidance Notes) reflect this worse case scenario. The tanks are of basic construction having capacities of up to 120,000 cu. m. (100,000 cubic metres = approx. 22 million UK gallons). In the assumed locations these tanks are used mainly for bulk storage of crude petroleum, semi processed petroleum products and by-products. Few tanks of this size have been erected in the UK since 2000. The tankage on such hereditaments contains petrochemical products, which in the main are crude, or part processed, although some tanks will contain processed products, which are waiting for distribution. Generally the products contained within such tankage is, due partly to its water content and chemical composition, aggressive and variable in its quality, thus causing problems due to chemical reactions in respect of internal corrosion. Most tanks in this size band are floating head tanks especially where there are large volumes of volatile gases present. Many of the pre 1980 tanks were very basic in design and the materials used were the lower end of the regulatory standard. Therefore the result of storing this type of product is a shorter tank life and a more demanding maintenance programme. (See allowance scales). Within Refineries and Large Petro-Chemical properties a variety of tank sizes can be found for refined products awaiting distribution. For tanks under 25,000 cu m scales 215W - - series should be used where the tank is specifically designed for the product it holds. (As the Commercial Tanks Farms). The stored products are usually for volatile, high flash point products such as gas oil, lubricating oil and fuel oil. The tanks are operated at atmospheric pressure under a floating head. Floating roofs sit on the liquid and rise and fall as volume increases / decreases. Foundations under the tanks base plate are bit-sand foundations (see separate Description Notes on bit-sand foundations and costs). The bit-sand base usually sits on an over site concrete base (e.g. 150mm). Deeper or piled foundations should be costed separately. Tanks other than for petroleum products may have other features not included above (see appropriate code series 215W --). Maintenance cycle - The tanks are usually on a 10-year maintenance cycle, which means an internal inspection takes place every 8 to 12 years. The initial inspection usually requires maintenance and repair of bottom plate holes or areas where the steel is being attacked. (This is usually regarded as maintenance). On the second inspection after 16 to 22 years there is often serious damage to the base plate which may result in renewal of large areas of the base plate or in severe cases total replacement. (This is usually regarded as repair). If renewal is required the tank can be out of commission for up to 6 months. This could lead to the tank being taken out of assessment. When the tank is re commissioned the allowance scales should be adjusted: See: Tank allowance scale Cost Information Notes re - notional age. Painting Internally. More modern tanks may have internal paint coats to prevent such aggressive oils and chemicals from attacking the mild steel plate. For cost information see appropriate scales. All steel base plates on erected tanks are assumed to be painted with a primer to prevent initial rusting. In some cases this painting is not undertaken if specified by the occupier. Painting Externally: - These Costs assume the tank has been painted to refinery tank standards. The assumption is that the tanks on refineries and petrochemical works are subject to a 10-year maintenance cycle and the allowance scales for tanks reflects this type of regime. The tanks are assumed to be painted with a product that will last a maintenance period (average 10 years) and the costs reflect this type of paint specification. Foundations for most tanks sit on a bit-sand foundation (see separate Description and costings). Most bulk storage tanks are built with a cone up centre however some tanks have a sump in the centre of the tank. In the usual cone up situation any pile or slab foundations to the tank should be established by reference to plans and sections and costed with reference to BEAMS. For piled and thicker raft foundations under the tank further additions will be required and these should be calculated with reference to the relevant section in the Cost Guide. Included costs in the bit sand base are: The usual earth foundation requires: (i) Site cleared of vegetable matter, (ii) Compacted chemically inert fill, (iii) Drainage layer 150mm thick of stable permeable compacted granular construction, (iv) 50 mm thick bitumen/sand (Bit sand) layer (laid to correct falls). Drainage, periphery details and sizes are set out in BS 2654 (see fig 35). In all cases cost additions are required for bit-sand bases. (See separate table). | Considered Not Applicable at time of Publication | (BEAMS Note 1) The ERC for this item should be added to the total of the ERC of the other P&M items on the site and the Buildings ERC (where applicable) to enable the correct contract size adjustment to be made. ERC of P&M Items + ERC of Building Component’s = Total ERC (net figure rateable items only) to which contract size adjustment should be applied The 2023 Generic Contractors Test Spreadsheet has this facility built into the programme - it is recommended you undertake all contractors test valuations using this spreadsheet. (Details on the application of contract size adjustments can be found in the RCG 2023 Guidance notes). Where RV is calculated using the comparative method (rental method) the contract size adjustment should be made as follows: Select - SCAT code box ""P and M as an addition” within the 2023 Generic Contractors Test Spreadsheet facility. Or Where the spreadsheet is not used take the: Reciprocal of statutory de-capitalisation rate (i.e. 5% reciprocal = 20) multiply by rateable value of the buildings (before any overall end allowances are made and after making a notional deduction for the land value) and add to the ERC of P&M. Use resultant figure to calculate contract size adjustment. (Guidance Notes - Section 6) | These costs include external painting. Costs do not include for bit-sand foundations, concrete and/or concrete - pile foundations, heating coils, insulation (rock wool), linings (butyl), structural stairways, catwalks, between tank walkways, et cetera. Further additions: - It is assumed that the outside of the tank is painted with a general long life paint and the internal tank is painted with a holding primer - for internal painting costs see 215X. | 1. Dia. of tank. 2. Height of tank. 3. Material tank is made out of and whether welded or bolted plates. 4. Painting. 5. Any other known features - internally lined et cetera. 6. Fixed or Floating Head. 7. Age. | Class 4, Table 4 Class 2 (d) Draining ; (e) Supplying Water ; (f) Protection from hazards. List of accessories 1 and 2 (v) | If under Class 2, whole if Class 2 provisos applies - other than. If under Class 4 Heating coils, rock wool insulation, paddles. Whole if Class 4 (d) | Foundations, catwalks, bunds, structural staircases, piles, fire protection equipment, high-level walkways. | Where it would be normal to find more than one item in such a hereditament the ERC stated has been adjusted to reflect any number / quantity, discount. These figures are NOT one off figures. | - | Photo 1 – Tank farm photo. Photo 2 – Mixed use storage tanks. | - | 20137 |  | m3 | Per cubic metre | 3 - INDUSTRIAL | David Grace | Rob Hughes | 77.1182 | Option 3 | 83.7862 | 8.647% | 76.0978 | 76.2678 | -1.103% | -8.973% | 75.7307 | -1.799% | Indexed | Ryan Hobbs | VOA_GPN_GOV_UK\7246041 | 2020-12-22 | Low | - | Medium | Costs are based on provisional 2021 agreement with agents (email chain saved in Evidence tab). Since CG2023 is currently working from the same TPI start point (322) as CG2021 I have taken the rate without adjustment, and will bulk index closer to publication date. The 215A and 215W series are interchangeable and historically this has led to the codes in the valuer's "Scale" spreadsheet (see evidence tab) not always using the code that appears in the CG. I offered Rob Hughes to correct / rationalise this in CG2023 but he declined as they would have to update all their valuations. Therefore designation (fixed / floating head) and capacity (m3) is more important than actual code. | - | Costs need to be indexed by different indices to general TPI. Some thought will be required to make sure this happens correctly. | NA | Steel | 1.56 | (BEAMS Note 1) The ERC for this item should be added to the total of the ERC of the other P&M items on the site and the Buildings ERC (where applicable) to enable the correct contract size adjustment to be made. ERC of P&M Items + ERC of Building Component’s = Total ERC (net figure rateable items only) to which contract size adjustment should be applied The 2021 Generic Contractors Test Spreadsheet has this facility built into the programme - it is recommended you undertake all contractors test valuations using this spreadsheet. (Details on the application of contract size adjustments can be found in the RCG 2021 Guidance notes). Where RV is calculated using the comparative method (rental method) the contract size adjustment should be made as follows: Select - SCAT code box "P and M as an addition” within the 2021 Generic Contractors Test Spreadsheet facility. Or Where the spreadsheet is not used take the: Reciprocal of statutory de-capitalisation rate (i.e. 5% reciprocal = 20) multiply by rateable value of the buildings (before any overall end allowances are made and after making a notional deduction for the land value) and add to the ERC of P&M. Use resultant figure to calculate contract size adjustment. (Guidance Notes - Section 6) | Photo 1 – Tank farm photo. Photo 2 – Mixed use storage tanks. | - | 1 | TRUE
5633 | 215A28 | 7581 | 215A28 | Tanks | Large vertical | Refinery and Chemical works | Fixed head | 20000m³ | Large Vertical Cylindrical - Refinery or Large Petro chemical works floating head tanks found on refineries or large chemical works are generally all steel construction (usually mild steel) with butt-welded shells and tap welded bottoms and roofs. Pre- formed tank sections are laid out on site and erected over a period of days. The tank sections have usually been treated (painted) with tank manufacturers rust prohibited coat. It is assumed that these tanks are located on Petrol Refineries and Petrochemical Works where crude, semi crude and aggressive materials are common. Unlike tanks on commercial tank farms where specific materials are stored and the tank is designed accordingly, many of the Refinery / Chemical type tanks have, over a period of time, stored a variety of products, some aggressive, resulting in a more rapid deterioration of the tank. The allowance scales (see Guidance Notes) reflect this worse case scenario. The tanks are of basic construction having capacities of up to 120,000 cu. m. (100,000 cubic metres = approx. 22 million UK gallons). In the assumed locations these tanks are used mainly for bulk storage of crude petroleum, semi processed petroleum products and by-products. Few tanks of this size have been erected in the UK since 2000. The tankage on such hereditaments contains petrochemical products, which in the main are crude, or part processed, although some tanks will contain processed products, which are waiting for distribution. Generally the products contained within such tankage is, due partly to its water content and chemical composition, aggressive and variable in its quality, thus causing problems due to chemical reactions in respect of internal corrosion. Most tanks in this size band are floating head tanks especially where there are large volumes of volatile gases present. Many of the pre 1980 tanks were very basic in design and the materials used were the lower end of the regulatory standard. Therefore the result of storing this type of product is a shorter tank life and a more demanding maintenance programme. (See allowance scales). Within Refineries and Large Petro-Chemical properties a variety of tank sizes can be found for refined products awaiting distribution. For tanks under 25,000 cu m scales 215W - - series should be used where the tank is specifically designed for the product it holds. (As the Commercial Tanks Farms). The stored products are usually for volatile, high flash point products such as gas oil, lubricating oil and fuel oil. The tanks are operated at atmospheric pressure under a floating head. Floating roofs sit on the liquid and rise and fall as volume increases / decreases. Foundations under the tanks base plate are bit-sand foundations (see separate Description Notes on bit-sand foundations and costs). The bit-sand base usually sits on an over site concrete base (e.g. 150mm). Deeper or piled foundations should be costed separately. Tanks other than for petroleum products may have other features not included above (see appropriate code series 215W --). Maintenance cycle - The tanks are usually on a 10-year maintenance cycle, which means an internal inspection takes place every 8 to 12 years. The initial inspection usually requires maintenance and repair of bottom plate holes or areas where the steel is being attacked. (This is usually regarded as maintenance). On the second inspection after 16 to 22 years there is often serious damage to the base plate which may result in renewal of large areas of the base plate or in severe cases total replacement. (This is usually regarded as repair). If renewal is required the tank can be out of commission for up to 6 months. This could lead to the tank being taken out of assessment. When the tank is re commissioned the allowance scales should be adjusted: See: Tank allowance scale Cost Information Notes re - notional age. Painting Internally. More modern tanks may have internal paint coats to prevent such aggressive oils and chemicals from attacking the mild steel plate. For cost information see appropriate scales. All steel base plates on erected tanks are assumed to be painted with a primer to prevent initial rusting. In some cases this painting is not undertaken if specified by the occupier. Painting Externally: - These Costs assume the tank has been painted to refinery tank standards. The assumption is that the tanks on refineries and petrochemical works are subject to a 10-year maintenance cycle and the allowance scales for tanks reflects this type of regime. The tanks are assumed to be painted with a product that will last a maintenance period (average 10 years) and the costs reflect this type of paint specification. Foundations for most tanks sit on a bit-sand foundation (see separate Description and costings). Most bulk storage tanks are built with a cone up centre however some tanks have a sump in the centre of the tank. In the usual cone up situation any pile or slab foundations to the tank should be established by reference to plans and sections and costed with reference to BEAMS. For piled and thicker raft foundations under the tank further additions will be required and these should be calculated with reference to the relevant section in the Cost Guide. Included costs in the bit sand base are: The usual earth foundation requires: (i) Site cleared of vegetable matter, (ii) Compacted chemically inert fill, (iii) Drainage layer 150mm thick of stable permeable compacted granular construction, (iv) 50 mm thick bitumen/sand (Bit sand) layer (laid to correct falls). Drainage, periphery details and sizes are set out in BS 2654 (see fig 35). In all cases cost additions are required for bit-sand bases. (See separate table). | Considered Not Applicable at time of Publication | (BEAMS Note 1) The ERC for this item should be added to the total of the ERC of the other P&M items on the site and the Buildings ERC (where applicable) to enable the correct contract size adjustment to be made. ERC of P&M Items + ERC of Building Component’s = Total ERC (net figure rateable items only) to which contract size adjustment should be applied The 2023 Generic Contractors Test Spreadsheet has this facility built into the programme - it is recommended you undertake all contractors test valuations using this spreadsheet. (Details on the application of contract size adjustments can be found in the RCG 2023 Guidance notes). Where RV is calculated using the comparative method (rental method) the contract size adjustment should be made as follows: Select - SCAT code box ""P and M as an addition” within the 2023 Generic Contractors Test Spreadsheet facility. Or Where the spreadsheet is not used take the: Reciprocal of statutory de-capitalisation rate (i.e. 5% reciprocal = 20) multiply by rateable value of the buildings (before any overall end allowances are made and after making a notional deduction for the land value) and add to the ERC of P&M. Use resultant figure to calculate contract size adjustment. (Guidance Notes - Section 6) | These costs include external painting. Costs do not include for bit-sand foundations, concrete and/or concrete - pile foundations, heating coils, insulation (rock wool), linings (butyl), structural stairways, catwalks, between tank walkways, et cetera. Further additions: - It is assumed that the outside of the tank is painted with a general long life paint and the internal tank is painted with a holding primer - for internal painting costs see 215X. | 1. Dia. of tank. 2. Height of tank. 3. Material tank is made out of and whether welded or bolted plates. 4. Painting. 5. Any other known features - internally lined et cetera. 6. Fixed or Floating Head. 7. Age. | Class 4, Table 4 Class 2 (d) Draining ; (e) Supplying Water ; (f) Protection from hazards. List of accessories 1 and 2 (v) | If under Class 2, whole if Class 2 provisos applies - other than. If under Class 4 Heating coils, rock wool insulation, paddles. Whole if Class 4 (d) | Foundations, catwalks, bunds, structural staircases, piles, fire protection equipment, high-level walkways. | Where it would be normal to find more than one item in such a hereditament the ERC stated has been adjusted to reflect any number / quantity, discount. These figures are NOT one off figures. | - | Photo 1 – Tank farm photo. Photo 2 – Mixed use storage tanks. | - | 20137 |  | m3 | Per cubic metre | 3 - INDUSTRIAL | David Grace | Rob Hughes | 76.3476 | Option 3 | 82.949 | 8.647% | 72.8824 | 73.0452 | -4.325% | -11.94% | 73.2064 | -4.114% | Indexed | Ryan Hobbs | VOA_GPN_GOV_UK\7246041 | 2020-12-22 | Low | - | Medium | Costs are based on provisional 2021 agreement with agents (email chain saved in Evidence tab). Since CG2023 is currently working from the same TPI start point (322) as CG2021 I have taken the rate without adjustment, and will bulk index closer to publication date. The 215A and 215W series are interchangeable and historically this has led to the codes in the valuer's "Scale" spreadsheet (see evidence tab) not always using the code that appears in the CG. I offered Rob Hughes to correct / rationalise this in CG2023 but he declined as they would have to update all their valuations. Therefore designation (fixed / floating head) and capacity (m3) is more important than actual code. | - | Costs need to be indexed by different indices to general TPI. Some thought will be required to make sure this happens correctly. | NA | Steel | 1.56 | (BEAMS Note 1) The ERC for this item should be added to the total of the ERC of the other P&M items on the site and the Buildings ERC (where applicable) to enable the correct contract size adjustment to be made. ERC of P&M Items + ERC of Building Component’s = Total ERC (net figure rateable items only) to which contract size adjustment should be applied The 2021 Generic Contractors Test Spreadsheet has this facility built into the programme - it is recommended you undertake all contractors test valuations using this spreadsheet. (Details on the application of contract size adjustments can be found in the RCG 2021 Guidance notes). Where RV is calculated using the comparative method (rental method) the contract size adjustment should be made as follows: Select - SCAT code box "P and M as an addition” within the 2021 Generic Contractors Test Spreadsheet facility. Or Where the spreadsheet is not used take the: Reciprocal of statutory de-capitalisation rate (i.e. 5% reciprocal = 20) multiply by rateable value of the buildings (before any overall end allowances are made and after making a notional deduction for the land value) and add to the ERC of P&M. Use resultant figure to calculate contract size adjustment. (Guidance Notes - Section 6) | Photo 1 – Tank farm photo. Photo 2 – Mixed use storage tanks. | - | 1 | TRUE
5634 | 215A29 | 7907 | 215A29 | Tanks | Large vertical | Refinery and Chemical works | Fixed head | 30000m³ | Large Vertical Cylindrical - Refinery or Large Petro chemical works floating head tanks found on refineries or large chemical works are generally all steel construction (usually mild steel) with butt-welded shells and tap welded bottoms and roofs. Pre- formed tank sections are laid out on site and erected over a period of days. The tank sections have usually been treated (painted) with tank manufacturers rust prohibited coat. It is assumed that these tanks are located on Petrol Refineries and Petrochemical Works where crude, semi crude and aggressive materials are common. Unlike tanks on commercial tank farms where specific materials are stored and the tank is designed accordingly, many of the Refinery / Chemical type tanks have, over a period of time, stored a variety of products, some aggressive, resulting in a more rapid deterioration of the tank. The allowance scales (see Guidance Notes) reflect this worse case scenario. The tanks are of basic construction having capacities of up to 120,000 cu. m. (100,000 cubic metres = approx. 22 million UK gallons). In the assumed locations these tanks are used mainly for bulk storage of crude petroleum, semi processed petroleum products and by-products. Few tanks of this size have been erected in the UK since 2000. The tankage on such hereditaments contains petrochemical products, which in the main are crude, or part processed, although some tanks will contain processed products, which are waiting for distribution. Generally the products contained within such tankage is, due partly to its water content and chemical composition, aggressive and variable in its quality, thus causing problems due to chemical reactions in respect of internal corrosion. Most tanks in this size band are floating head tanks especially where there are large volumes of volatile gases present. Many of the pre 1980 tanks were very basic in design and the materials used were the lower end of the regulatory standard. Therefore the result of storing this type of product is a shorter tank life and a more demanding maintenance programme. (See allowance scales). Within Refineries and Large Petro-Chemical properties a variety of tank sizes can be found for refined products awaiting distribution. For tanks under 25,000 cu m scales 215W - - series should be used where the tank is specifically designed for the product it holds. (As the Commercial Tanks Farms). The stored products are usually for volatile, high flash point products such as gas oil, lubricating oil and fuel oil. The tanks are operated at atmospheric pressure under a floating head. Floating roofs sit on the liquid and rise and fall as volume increases / decreases. Foundations under the tanks base plate are bit-sand foundations (see separate Description Notes on bit-sand foundations and costs). The bit-sand base usually sits on an over site concrete base (e.g. 150mm). Deeper or piled foundations should be costed separately. Tanks other than for petroleum products may have other features not included above (see appropriate code series 215W --). Maintenance cycle - The tanks are usually on a 10-year maintenance cycle, which means an internal inspection takes place every 8 to 12 years. The initial inspection usually requires maintenance and repair of bottom plate holes or areas where the steel is being attacked. (This is usually regarded as maintenance). On the second inspection after 16 to 22 years there is often serious damage to the base plate which may result in renewal of large areas of the base plate or in severe cases total replacement. (This is usually regarded as repair). If renewal is required the tank can be out of commission for up to 6 months. This could lead to the tank being taken out of assessment. When the tank is re commissioned the allowance scales should be adjusted: See: Tank allowance scale Cost Information Notes re - notional age. Painting Internally. More modern tanks may have internal paint coats to prevent such aggressive oils and chemicals from attacking the mild steel plate. For cost information see appropriate scales. All steel base plates on erected tanks are assumed to be painted with a primer to prevent initial rusting. In some cases this painting is not undertaken if specified by the occupier. Painting Externally: - These Costs assume the tank has been painted to refinery tank standards. The assumption is that the tanks on refineries and petrochemical works are subject to a 10-year maintenance cycle and the allowance scales for tanks reflects this type of regime. The tanks are assumed to be painted with a product that will last a maintenance period (average 10 years) and the costs reflect this type of paint specification. Foundations for most tanks sit on a bit-sand foundation (see separate Description and costings). Most bulk storage tanks are built with a cone up centre however some tanks have a sump in the centre of the tank. In the usual cone up situation any pile or slab foundations to the tank should be established by reference to plans and sections and costed with reference to BEAMS. For piled and thicker raft foundations under the tank further additions will be required and these should be calculated with reference to the relevant section in the Cost Guide. Included costs in the bit sand base are: The usual earth foundation requires: (i) Site cleared of vegetable matter, (ii) Compacted chemically inert fill, (iii) Drainage layer 150mm thick of stable permeable compacted granular construction, (iv) 50 mm thick bitumen/sand (Bit sand) layer (laid to correct falls). Drainage, periphery details and sizes are set out in BS 2654 (see fig 35). In all cases cost additions are required for bit-sand bases. (See separate table). | Considered Not Applicable at time of Publication | (BEAMS Note 1) The ERC for this item should be added to the total of the ERC of the other P&M items on the site and the Buildings ERC (where applicable) to enable the correct contract size adjustment to be made. ERC of P&M Items + ERC of Building Component’s = Total ERC (net figure rateable items only) to which contract size adjustment should be applied The 2023 Generic Contractors Test Spreadsheet has this facility built into the programme - it is recommended you undertake all contractors test valuations using this spreadsheet. (Details on the application of contract size adjustments can be found in the RCG 2023 Guidance notes). Where RV is calculated using the comparative method (rental method) the contract size adjustment should be made as follows: Select - SCAT code box ""P and M as an addition” within the 2023 Generic Contractors Test Spreadsheet facility. Or Where the spreadsheet is not used take the: Reciprocal of statutory de-capitalisation rate (i.e. 5% reciprocal = 20) multiply by rateable value of the buildings (before any overall end allowances are made and after making a notional deduction for the land value) and add to the ERC of P&M. Use resultant figure to calculate contract size adjustment. (Guidance Notes - Section 6) | These costs include external painting. Costs do not include for bit-sand foundations, concrete and/or concrete - pile foundations, heating coils, insulation (rock wool), linings (butyl), structural stairways, catwalks, between tank walkways, et cetera. Further additions: - It is assumed that the outside of the tank is painted with a general long life paint and the internal tank is painted with a holding primer - for internal painting costs see 215X. | 1. Dia. of tank. 2. Height of tank. 3. Material tank is made out of and whether welded or bolted plates. 4. Painting. 5. Any other known features - internally lined et cetera. 6. Fixed or Floating Head. 7. Age. | Class 4, Table 4 Class 2 (d) Draining ; (e) Supplying Water ; (f) Protection from hazards. List of accessories 1 and 2 (v) | If under Class 2, whole if Class 2 provisos applies - other than. If under Class 4 Heating coils, rock wool insulation, paddles. Whole if Class 4 (d) | Foundations, catwalks, bunds, structural staircases, piles, fire protection equipment, high-level walkways. | Where it would be normal to find more than one item in such a hereditament the ERC stated has been adjusted to reflect any number / quantity, discount. These figures are NOT one off figures. | - | Photo 1 – Tank farm photo. Photo 2 – Mixed use storage tanks. | - | 20137 |  | m3 | Per cubic metre | 3 - INDUSTRIAL | David Grace | Rob Hughes | 55.0652 | Option 3 | 59.8264 | 8.647% | 67.5234 | 67.6743 | 22.9% | 13.12% | 68.1577 | 23.78% | Indexed | Ryan Hobbs | VOA_GPN_GOV_UK\7246041 | 2020-12-22 | Low | - | Medium | Costs are based on provisional 2021 agreement with agents (email chain saved in Evidence tab). Since CG2023 is currently working from the same TPI start point (322) as CG2021 I have taken the rate without adjustment, and will bulk index closer to publication date. The 215A and 215W series are interchangeable and historically this has led to the codes in the valuer's "Scale" spreadsheet (see evidence tab) not always using the code that appears in the CG. I offered Rob Hughes to correct / rationalise this in CG2023 but he declined as they would have to update all their valuations. Therefore designation (fixed / floating head) and capacity (m3) is more important than actual code. | - | Costs need to be indexed by different indices to general TPI. Some thought will be required to make sure this happens correctly. | NA | Steel | 1.56 | (BEAMS Note 1) The ERC for this item should be added to the total of the ERC of the other P&M items on the site and the Buildings ERC (where applicable) to enable the correct contract size adjustment to be made. ERC of P&M Items + ERC of Building Component’s = Total ERC (net figure rateable items only) to which contract size adjustment should be applied The 2021 Generic Contractors Test Spreadsheet has this facility built into the programme - it is recommended you undertake all contractors test valuations using this spreadsheet. (Details on the application of contract size adjustments can be found in the RCG 2021 Guidance notes). Where RV is calculated using the comparative method (rental method) the contract size adjustment should be made as follows: Select - SCAT code box "P and M as an addition” within the 2021 Generic Contractors Test Spreadsheet facility. Or Where the spreadsheet is not used take the: Reciprocal of statutory de-capitalisation rate (i.e. 5% reciprocal = 20) multiply by rateable value of the buildings (before any overall end allowances are made and after making a notional deduction for the land value) and add to the ERC of P&M. Use resultant figure to calculate contract size adjustment. (Guidance Notes - Section 6) | Photo 1 – Tank farm photo. Photo 2 – Mixed use storage tanks. | - | 1 | TRUE
5635 | 215A30 | 7582 | 215A30 | Tanks | Large vertical | Refinery and Chemical works | Fixed head | 40000m³ | Large Vertical Cylindrical - Refinery or Large Petro chemical works floating head tanks found on refineries or large chemical works are generally all steel construction (usually mild steel) with butt-welded shells and tap welded bottoms and roofs. Pre- formed tank sections are laid out on site and erected over a period of days. The tank sections have usually been treated (painted) with tank manufacturers rust prohibited coat. It is assumed that these tanks are located on Petrol Refineries and Petrochemical Works where crude, semi crude and aggressive materials are common. Unlike tanks on commercial tank farms where specific materials are stored and the tank is designed accordingly, many of the Refinery / Chemical type tanks have, over a period of time, stored a variety of products, some aggressive, resulting in a more rapid deterioration of the tank. The allowance scales (see Guidance Notes) reflect this worse case scenario. The tanks are of basic construction having capacities of up to 120,000 cu. m. (100,000 cubic metres = approx. 22 million UK gallons). In the assumed locations these tanks are used mainly for bulk storage of crude petroleum, semi processed petroleum products and by-products. Few tanks of this size have been erected in the UK since 2000. The tankage on such hereditaments contains petrochemical products, which in the main are crude, or part processed, although some tanks will contain processed products, which are waiting for distribution. Generally the products contained within such tankage is, due partly to its water content and chemical composition, aggressive and variable in its quality, thus causing problems due to chemical reactions in respect of internal corrosion. Most tanks in this size band are floating head tanks especially where there are large volumes of volatile gases present. Many of the pre 1980 tanks were very basic in design and the materials used were the lower end of the regulatory standard. Therefore the result of storing this type of product is a shorter tank life and a more demanding maintenance programme. (See allowance scales). Within Refineries and Large Petro-Chemical properties a variety of tank sizes can be found for refined products awaiting distribution. For tanks under 25,000 cu m scales 215W - - series should be used where the tank is specifically designed for the product it holds. (As the Commercial Tanks Farms). The stored products are usually for volatile, high flash point products such as gas oil, lubricating oil and fuel oil. The tanks are operated at atmospheric pressure under a floating head. Floating roofs sit on the liquid and rise and fall as volume increases / decreases. Foundations under the tanks base plate are bit-sand foundations (see separate Description Notes on bit-sand foundations and costs). The bit-sand base usually sits on an over site concrete base (e.g. 150mm). Deeper or piled foundations should be costed separately. Tanks other than for petroleum products may have other features not included above (see appropriate code series 215W --). Maintenance cycle - The tanks are usually on a 10-year maintenance cycle, which means an internal inspection takes place every 8 to 12 years. The initial inspection usually requires maintenance and repair of bottom plate holes or areas where the steel is being attacked. (This is usually regarded as maintenance). On the second inspection after 16 to 22 years there is often serious damage to the base plate which may result in renewal of large areas of the base plate or in severe cases total replacement. (This is usually regarded as repair). If renewal is required the tank can be out of commission for up to 6 months. This could lead to the tank being taken out of assessment. When the tank is re commissioned the allowance scales should be adjusted: See: Tank allowance scale Cost Information Notes re - notional age. Painting Internally. More modern tanks may have internal paint coats to prevent such aggressive oils and chemicals from attacking the mild steel plate. For cost information see appropriate scales. All steel base plates on erected tanks are assumed to be painted with a primer to prevent initial rusting. In some cases this painting is not undertaken if specified by the occupier. Painting Externally: - These Costs assume the tank has been painted to refinery tank standards. The assumption is that the tanks on refineries and petrochemical works are subject to a 10-year maintenance cycle and the allowance scales for tanks reflects this type of regime. The tanks are assumed to be painted with a product that will last a maintenance period (average 10 years) and the costs reflect this type of paint specification. Foundations for most tanks sit on a bit-sand foundation (see separate Description and costings). Most bulk storage tanks are built with a cone up centre however some tanks have a sump in the centre of the tank. In the usual cone up situation any pile or slab foundations to the tank should be established by reference to plans and sections and costed with reference to BEAMS. For piled and thicker raft foundations under the tank further additions will be required and these should be calculated with reference to the relevant section in the Cost Guide. Included costs in the bit sand base are: The usual earth foundation requires: (i) Site cleared of vegetable matter, (ii) Compacted chemically inert fill, (iii) Drainage layer 150mm thick of stable permeable compacted granular construction, (iv) 50 mm thick bitumen/sand (Bit sand) layer (laid to correct falls). Drainage, periphery details and sizes are set out in BS 2654 (see fig 35). In all cases cost additions are required for bit-sand bases. (See separate table). | Considered Not Applicable at time of Publication | (BEAMS Note 1) The ERC for this item should be added to the total of the ERC of the other P&M items on the site and the Buildings ERC (where applicable) to enable the correct contract size adjustment to be made. ERC of P&M Items + ERC of Building Component’s = Total ERC (net figure rateable items only) to which contract size adjustment should be applied The 2023 Generic Contractors Test Spreadsheet has this facility built into the programme - it is recommended you undertake all contractors test valuations using this spreadsheet. (Details on the application of contract size adjustments can be found in the RCG 2023 Guidance notes). Where RV is calculated using the comparative method (rental method) the contract size adjustment should be made as follows: Select - SCAT code box ""P and M as an addition” within the 2023 Generic Contractors Test Spreadsheet facility. Or Where the spreadsheet is not used take the: Reciprocal of statutory de-capitalisation rate (i.e. 5% reciprocal = 20) multiply by rateable value of the buildings (before any overall end allowances are made and after making a notional deduction for the land value) and add to the ERC of P&M. Use resultant figure to calculate contract size adjustment. (Guidance Notes - Section 6) | These costs include external painting. Costs do not include for bit-sand foundations, concrete and/or concrete - pile foundations, heating coils, insulation (rock wool), linings (butyl), structural stairways, catwalks, between tank walkways, et cetera. Further additions: - It is assumed that the outside of the tank is painted with a general long life paint and the internal tank is painted with a holding primer - for internal painting costs see 215X. | 1. Dia. of tank. 2. Height of tank. 3. Material tank is made out of and whether welded or bolted plates. 4. Painting. 5. Any other known features - internally lined et cetera. 6. Fixed or Floating Head. 7. Age. | Class 4, Table 4 Class 2 (d) Draining ; (e) Supplying Water ; (f) Protection from hazards. List of accessories 1 and 2 (v) | If under Class 2, whole if Class 2 provisos applies - other than. If under Class 4 Heating coils, rock wool insulation, paddles. Whole if Class 4 (d) | Foundations, catwalks, bunds, structural staircases, piles, fire protection equipment, high-level walkways. | Where it would be normal to find more than one item in such a hereditament the ERC stated has been adjusted to reflect any number / quantity, discount. These figures are NOT one off figures. | - | Photo 1 – Tank farm photo. Photo 2 – Mixed use storage tanks. | - | 20137 |  | m3 | Per cubic metre | 3 - INDUSTRIAL | David Grace | Rob Hughes | 53.4384 | Option 3 | 58.059 | 8.647% | 65.3798 | 65.5259 | 22.62% | 12.86% | 65.6333 | 22.82% | Indexed | Ryan Hobbs | VOA_GPN_GOV_UK\7246041 | 2020-12-22 | Low | - | Medium | Costs are based on provisional 2021 agreement with agents (email chain saved in Evidence tab). Since CG2023 is currently working from the same TPI start point (322) as CG2021 I have taken the rate without adjustment, and will bulk index closer to publication date. The 215A and 215W series are interchangeable and historically this has led to the codes in the valuer's "Scale" spreadsheet (see evidence tab) not always using the code that appears in the CG. I offered Rob Hughes to correct / rationalise this in CG2023 but he declined as they would have to update all their valuations. Therefore designation (fixed / floating head) and capacity (m3) is more important than actual code. | - | Costs need to be indexed by different indices to general TPI. Some thought will be required to make sure this happens correctly. | NA | Steel | 1.56 | (BEAMS Note 1) The ERC for this item should be added to the total of the ERC of the other P&M items on the site and the Buildings ERC (where applicable) to enable the correct contract size adjustment to be made. ERC of P&M Items + ERC of Building Component’s = Total ERC (net figure rateable items only) to which contract size adjustment should be applied The 2021 Generic Contractors Test Spreadsheet has this facility built into the programme - it is recommended you undertake all contractors test valuations using this spreadsheet. (Details on the application of contract size adjustments can be found in the RCG 2021 Guidance notes). Where RV is calculated using the comparative method (rental method) the contract size adjustment should be made as follows: Select - SCAT code box "P and M as an addition” within the 2021 Generic Contractors Test Spreadsheet facility. Or Where the spreadsheet is not used take the: Reciprocal of statutory de-capitalisation rate (i.e. 5% reciprocal = 20) multiply by rateable value of the buildings (before any overall end allowances are made and after making a notional deduction for the land value) and add to the ERC of P&M. Use resultant figure to calculate contract size adjustment. (Guidance Notes - Section 6) | Photo 1 – Tank farm photo. Photo 2 – Mixed use storage tanks. | - | 1 | TRUE
5636 | 215A31 | 7583 | 215A31 | Tanks | Large vertical | Refinery and Chemical works | Fixed head | 50000m³ | Large Vertical Cylindrical - Refinery or Large Petro chemical works floating head tanks found on refineries or large chemical works are generally all steel construction (usually mild steel) with butt-welded shells and tap welded bottoms and roofs. Pre- formed tank sections are laid out on site and erected over a period of days. The tank sections have usually been treated (painted) with tank manufacturers rust prohibited coat. It is assumed that these tanks are located on Petrol Refineries and Petrochemical Works where crude, semi crude and aggressive materials are common. Unlike tanks on commercial tank farms where specific materials are stored and the tank is designed accordingly, many of the Refinery / Chemical type tanks have, over a period of time, stored a variety of products, some aggressive, resulting in a more rapid deterioration of the tank. The allowance scales (see Guidance Notes) reflect this worse case scenario. The tanks are of basic construction having capacities of up to 120,000 cu. m. (100,000 cubic metres = approx. 22 million UK gallons). In the assumed locations these tanks are used mainly for bulk storage of crude petroleum, semi processed petroleum products and by-products. Few tanks of this size have been erected in the UK since 2000. The tankage on such hereditaments contains petrochemical products, which in the main are crude, or part processed, although some tanks will contain processed products, which are waiting for distribution. Generally the products contained within such tankage is, due partly to its water content and chemical composition, aggressive and variable in its quality, thus causing problems due to chemical reactions in respect of internal corrosion. Most tanks in this size band are floating head tanks especially where there are large volumes of volatile gases present. Many of the pre 1980 tanks were very basic in design and the materials used were the lower end of the regulatory standard. Therefore the result of storing this type of product is a shorter tank life and a more demanding maintenance programme. (See allowance scales). Within Refineries and Large Petro-Chemical properties a variety of tank sizes can be found for refined products awaiting distribution. For tanks under 25,000 cu m scales 215W - - series should be used where the tank is specifically designed for the product it holds. (As the Commercial Tanks Farms). The stored products are usually for volatile, high flash point products such as gas oil, lubricating oil and fuel oil. The tanks are operated at atmospheric pressure under a floating head. Floating roofs sit on the liquid and rise and fall as volume increases / decreases. Foundations under the tanks base plate are bit-sand foundations (see separate Description Notes on bit-sand foundations and costs). The bit-sand base usually sits on an over site concrete base (e.g. 150mm). Deeper or piled foundations should be costed separately. Tanks other than for petroleum products may have other features not included above (see appropriate code series 215W --). Maintenance cycle - The tanks are usually on a 10-year maintenance cycle, which means an internal inspection takes place every 8 to 12 years. The initial inspection usually requires maintenance and repair of bottom plate holes or areas where the steel is being attacked. (This is usually regarded as maintenance). On the second inspection after 16 to 22 years there is often serious damage to the base plate which may result in renewal of large areas of the base plate or in severe cases total replacement. (This is usually regarded as repair). If renewal is required the tank can be out of commission for up to 6 months. This could lead to the tank being taken out of assessment. When the tank is re commissioned the allowance scales should be adjusted: See: Tank allowance scale Cost Information Notes re - notional age. Painting Internally. More modern tanks may have internal paint coats to prevent such aggressive oils and chemicals from attacking the mild steel plate. For cost information see appropriate scales. All steel base plates on erected tanks are assumed to be painted with a primer to prevent initial rusting. In some cases this painting is not undertaken if specified by the occupier. Painting Externally: - These Costs assume the tank has been painted to refinery tank standards. The assumption is that the tanks on refineries and petrochemical works are subject to a 10-year maintenance cycle and the allowance scales for tanks reflects this type of regime. The tanks are assumed to be painted with a product that will last a maintenance period (average 10 years) and the costs reflect this type of paint specification. Foundations for most tanks sit on a bit-sand foundation (see separate Description and costings). Most bulk storage tanks are built with a cone up centre however some tanks have a sump in the centre of the tank. In the usual cone up situation any pile or slab foundations to the tank should be established by reference to plans and sections and costed with reference to BEAMS. For piled and thicker raft foundations under the tank further additions will be required and these should be calculated with reference to the relevant section in the Cost Guide. Included costs in the bit sand base are: The usual earth foundation requires: (i) Site cleared of vegetable matter, (ii) Compacted chemically inert fill, (iii) Drainage layer 150mm thick of stable permeable compacted granular construction, (iv) 50 mm thick bitumen/sand (Bit sand) layer (laid to correct falls). Drainage, periphery details and sizes are set out in BS 2654 (see fig 35). In all cases cost additions are required for bit-sand bases. (See separate table). | Considered Not Applicable at time of Publication | (BEAMS Note 1) The ERC for this item should be added to the total of the ERC of the other P&M items on the site and the Buildings ERC (where applicable) to enable the correct contract size adjustment to be made. ERC of P&M Items + ERC of Building Component’s = Total ERC (net figure rateable items only) to which contract size adjustment should be applied The 2023 Generic Contractors Test Spreadsheet has this facility built into the programme - it is recommended you undertake all contractors test valuations using this spreadsheet. (Details on the application of contract size adjustments can be found in the RCG 2023 Guidance notes). Where RV is calculated using the comparative method (rental method) the contract size adjustment should be made as follows: Select - SCAT code box ""P and M as an addition” within the 2023 Generic Contractors Test Spreadsheet facility. Or Where the spreadsheet is not used take the: Reciprocal of statutory de-capitalisation rate (i.e. 5% reciprocal = 20) multiply by rateable value of the buildings (before any overall end allowances are made and after making a notional deduction for the land value) and add to the ERC of P&M. Use resultant figure to calculate contract size adjustment. (Guidance Notes - Section 6) | These costs include external painting. Costs do not include for bit-sand foundations, concrete and/or concrete - pile foundations, heating coils, insulation (rock wool), linings (butyl), structural stairways, catwalks, between tank walkways, et cetera. Further additions: - It is assumed that the outside of the tank is painted with a general long life paint and the internal tank is painted with a holding primer - for internal painting costs see 215X. | 1. Dia. of tank. 2. Height of tank. 3. Material tank is made out of and whether welded or bolted plates. 4. Painting. 5. Any other known features - internally lined et cetera. 6. Fixed or Floating Head. 7. Age. | Class 4, Table 4 Class 2 (d) Draining ; (e) Supplying Water ; (f) Protection from hazards. List of accessories 1 and 2 (v) | If under Class 2, whole if Class 2 provisos applies - other than. If under Class 4 Heating coils, rock wool insulation, paddles. Whole if Class 4 (d) | Foundations, catwalks, bunds, structural staircases, piles, fire protection equipment, high-level walkways. | Where it would be normal to find more than one item in such a hereditament the ERC stated has been adjusted to reflect any number / quantity, discount. These figures are NOT one off figures. | - | Photo 1 – Tank farm photo. Photo 2 – Mixed use storage tanks. | - | 20137 |  | m3 | Per cubic metre | 3 - INDUSTRIAL | David Grace | Rob Hughes | 61.56 | Option 3 | 66.8828 | 8.647% | 75.9793 | 76.1491 | 23.7% | 13.85% | 75.7307 | 23.02% | Indexed | Ryan Hobbs | VOA_GPN_GOV_UK\7246041 | 2020-12-22 | Low | - | Medium | Costs are based on provisional 2021 agreement with agents (email chain saved in Evidence tab). Since CG2023 is currently working from the same TPI start point (322) as CG2021 I have taken the rate without adjustment, and will bulk index closer to publication date. The 215A and 215W series are interchangeable and historically this has led to the codes in the valuer's "Scale" spreadsheet (see evidence tab) not always using the code that appears in the CG. I offered Rob Hughes to correct / rationalise this in CG2023 but he declined as they would have to update all their valuations. Therefore designation (fixed / floating head) and capacity (m3) is more important than actual code. | - | Costs need to be indexed by different indices to general TPI. Some thought will be required to make sure this happens correctly. | NA | Steel | 1.56 | (BEAMS Note 1) The ERC for this item should be added to the total of the ERC of the other P&M items on the site and the Buildings ERC (where applicable) to enable the correct contract size adjustment to be made. ERC of P&M Items + ERC of Building Component’s = Total ERC (net figure rateable items only) to which contract size adjustment should be applied The 2021 Generic Contractors Test Spreadsheet has this facility built into the programme - it is recommended you undertake all contractors test valuations using this spreadsheet. (Details on the application of contract size adjustments can be found in the RCG 2021 Guidance notes). Where RV is calculated using the comparative method (rental method) the contract size adjustment should be made as follows: Select - SCAT code box "P and M as an addition” within the 2021 Generic Contractors Test Spreadsheet facility. Or Where the spreadsheet is not used take the: Reciprocal of statutory de-capitalisation rate (i.e. 5% reciprocal = 20) multiply by rateable value of the buildings (before any overall end allowances are made and after making a notional deduction for the land value) and add to the ERC of P&M. Use resultant figure to calculate contract size adjustment. (Guidance Notes - Section 6) | Photo 1 – Tank farm photo. Photo 2 – Mixed use storage tanks. | - | 1 | TRUE
5637 | 215A32 | 7584 | 215A32 | Tanks | Large vertical | Refinery and Chemical works | Fixed head | 60000m³ | Large Vertical Cylindrical - Refinery or Large Petro chemical works floating head tanks found on refineries or large chemical works are generally all steel construction (usually mild steel) with butt-welded shells and tap welded bottoms and roofs. Pre- formed tank sections are laid out on site and erected over a period of days. The tank sections have usually been treated (painted) with tank manufacturers rust prohibited coat. It is assumed that these tanks are located on Petrol Refineries and Petrochemical Works where crude, semi crude and aggressive materials are common. Unlike tanks on commercial tank farms where specific materials are stored and the tank is designed accordingly, many of the Refinery / Chemical type tanks have, over a period of time, stored a variety of products, some aggressive, resulting in a more rapid deterioration of the tank. The allowance scales (see Guidance Notes) reflect this worse case scenario. The tanks are of basic construction having capacities of up to 120,000 cu. m. (100,000 cubic metres = approx. 22 million UK gallons). In the assumed locations these tanks are used mainly for bulk storage of crude petroleum, semi processed petroleum products and by-products. Few tanks of this size have been erected in the UK since 2000. The tankage on such hereditaments contains petrochemical products, which in the main are crude, or part processed, although some tanks will contain processed products, which are waiting for distribution. Generally the products contained within such tankage is, due partly to its water content and chemical composition, aggressive and variable in its quality, thus causing problems due to chemical reactions in respect of internal corrosion. Most tanks in this size band are floating head tanks especially where there are large volumes of volatile gases present. Many of the pre 1980 tanks were very basic in design and the materials used were the lower end of the regulatory standard. Therefore the result of storing this type of product is a shorter tank life and a more demanding maintenance programme. (See allowance scales). Within Refineries and Large Petro-Chemical properties a variety of tank sizes can be found for refined products awaiting distribution. For tanks under 25,000 cu m scales 215W - - series should be used where the tank is specifically designed for the product it holds. (As the Commercial Tanks Farms). The stored products are usually for volatile, high flash point products such as gas oil, lubricating oil and fuel oil. The tanks are operated at atmospheric pressure under a floating head. Floating roofs sit on the liquid and rise and fall as volume increases / decreases. Foundations under the tanks base plate are bit-sand foundations (see separate Description Notes on bit-sand foundations and costs). The bit-sand base usually sits on an over site concrete base (e.g. 150mm). Deeper or piled foundations should be costed separately. Tanks other than for petroleum products may have other features not included above (see appropriate code series 215W --). Maintenance cycle - The tanks are usually on a 10-year maintenance cycle, which means an internal inspection takes place every 8 to 12 years. The initial inspection usually requires maintenance and repair of bottom plate holes or areas where the steel is being attacked. (This is usually regarded as maintenance). On the second inspection after 16 to 22 years there is often serious damage to the base plate which may result in renewal of large areas of the base plate or in severe cases total replacement. (This is usually regarded as repair). If renewal is required the tank can be out of commission for up to 6 months. This could lead to the tank being taken out of assessment. When the tank is re commissioned the allowance scales should be adjusted: See: Tank allowance scale Cost Information Notes re - notional age. Painting Internally. More modern tanks may have internal paint coats to prevent such aggressive oils and chemicals from attacking the mild steel plate. For cost information see appropriate scales. All steel base plates on erected tanks are assumed to be painted with a primer to prevent initial rusting. In some cases this painting is not undertaken if specified by the occupier. Painting Externally: - These Costs assume the tank has been painted to refinery tank standards. The assumption is that the tanks on refineries and petrochemical works are subject to a 10-year maintenance cycle and the allowance scales for tanks reflects this type of regime. The tanks are assumed to be painted with a product that will last a maintenance period (average 10 years) and the costs reflect this type of paint specification. Foundations for most tanks sit on a bit-sand foundation (see separate Description and costings). Most bulk storage tanks are built with a cone up centre however some tanks have a sump in the centre of the tank. In the usual cone up situation any pile or slab foundations to the tank should be established by reference to plans and sections and costed with reference to BEAMS. For piled and thicker raft foundations under the tank further additions will be required and these should be calculated with reference to the relevant section in the Cost Guide. Included costs in the bit sand base are: The usual earth foundation requires: (i) Site cleared of vegetable matter, (ii) Compacted chemically inert fill, (iii) Drainage layer 150mm thick of stable permeable compacted granular construction, (iv) 50 mm thick bitumen/sand (Bit sand) layer (laid to correct falls). Drainage, periphery details and sizes are set out in BS 2654 (see fig 35). In all cases cost additions are required for bit-sand bases. (See separate table). | Considered Not Applicable at time of Publication | (BEAMS Note 1) The ERC for this item should be added to the total of the ERC of the other P&M items on the site and the Buildings ERC (where applicable) to enable the correct contract size adjustment to be made. ERC of P&M Items + ERC of Building Component’s = Total ERC (net figure rateable items only) to which contract size adjustment should be applied The 2023 Generic Contractors Test Spreadsheet has this facility built into the programme - it is recommended you undertake all contractors test valuations using this spreadsheet. (Details on the application of contract size adjustments can be found in the RCG 2023 Guidance notes). Where RV is calculated using the comparative method (rental method) the contract size adjustment should be made as follows: Select - SCAT code box ""P and M as an addition” within the 2023 Generic Contractors Test Spreadsheet facility. Or Where the spreadsheet is not used take the: Reciprocal of statutory de-capitalisation rate (i.e. 5% reciprocal = 20) multiply by rateable value of the buildings (before any overall end allowances are made and after making a notional deduction for the land value) and add to the ERC of P&M. Use resultant figure to calculate contract size adjustment. (Guidance Notes - Section 6) | These costs include external painting. Costs do not include for bit-sand foundations, concrete and/or concrete - pile foundations, heating coils, insulation (rock wool), linings (butyl), structural stairways, catwalks, between tank walkways, et cetera. Further additions: - It is assumed that the outside of the tank is painted with a general long life paint and the internal tank is painted with a holding primer - for internal painting costs see 215X. | 1. Dia. of tank. 2. Height of tank. 3. Material tank is made out of and whether welded or bolted plates. 4. Painting. 5. Any other known features - internally lined et cetera. 6. Fixed or Floating Head. 7. Age. | Class 4, Table 4 Class 2 (d) Draining ; (e) Supplying Water ; (f) Protection from hazards. List of accessories 1 and 2 (v) | If under Class 2, whole if Class 2 provisos applies - other than. If under Class 4 Heating coils, rock wool insulation, paddles. Whole if Class 4 (d) | Foundations, catwalks, bunds, structural staircases, piles, fire protection equipment, high-level walkways. | Where it would be normal to find more than one item in such a hereditament the ERC stated has been adjusted to reflect any number / quantity, discount. These figures are NOT one off figures. | - | Photo 1 – Tank farm photo. Photo 2 – Mixed use storage tanks. | - | 20137 |  | m3 | Per cubic metre | 3 - INDUSTRIAL | David Grace | Rob Hughes | 58.282 | Option 3 | 63.3214 | 8.647% | 71.9335 | 72.0943 | 23.7% | 13.85% | 71.9496 | 23.45% | Indexed | Ryan Hobbs | VOA_GPN_GOV_UK\7246041 | 2020-12-22 | Low | - | Medium | Costs are based on provisional 2021 agreement with agents (email chain saved in Evidence tab). Since CG2023 is currently working from the same TPI start point (322) as CG2021 I have taken the rate without adjustment, and will bulk index closer to publication date. The 215A and 215W series are interchangeable and historically this has led to the codes in the valuer's "Scale" spreadsheet (see evidence tab) not always using the code that appears in the CG. I offered Rob Hughes to correct / rationalise this in CG2023 but he declined as they would have to update all their valuations. Therefore designation (fixed / floating head) and capacity (m3) is more important than actual code. | - | Costs need to be indexed by different indices to general TPI. Some thought will be required to make sure this happens correctly. | NA | Steel | 1.56 | (BEAMS Note 1) The ERC for this item should be added to the total of the ERC of the other P&M items on the site and the Buildings ERC (where applicable) to enable the correct contract size adjustment to be made. ERC of P&M Items + ERC of Building Component’s = Total ERC (net figure rateable items only) to which contract size adjustment should be applied The 2021 Generic Contractors Test Spreadsheet has this facility built into the programme - it is recommended you undertake all contractors test valuations using this spreadsheet. (Details on the application of contract size adjustments can be found in the RCG 2021 Guidance notes). Where RV is calculated using the comparative method (rental method) the contract size adjustment should be made as follows: Select - SCAT code box "P and M as an addition” within the 2021 Generic Contractors Test Spreadsheet facility. Or Where the spreadsheet is not used take the: Reciprocal of statutory de-capitalisation rate (i.e. 5% reciprocal = 20) multiply by rateable value of the buildings (before any overall end allowances are made and after making a notional deduction for the land value) and add to the ERC of P&M. Use resultant figure to calculate contract size adjustment. (Guidance Notes - Section 6) | Photo 1 – Tank farm photo. Photo 2 – Mixed use storage tanks. | - | 1 | TRUE
5638 | 215A33 | 7585 | 215A33 | Tanks | Large vertical | Refinery and Chemical works | Fixed head | 70000m³ | Large Vertical Cylindrical - Refinery or Large Petro chemical works floating head tanks found on refineries or large chemical works are generally all steel construction (usually mild steel) with butt-welded shells and tap welded bottoms and roofs. Pre- formed tank sections are laid out on site and erected over a period of days. The tank sections have usually been treated (painted) with tank manufacturers rust prohibited coat. It is assumed that these tanks are located on Petrol Refineries and Petrochemical Works where crude, semi crude and aggressive materials are common. Unlike tanks on commercial tank farms where specific materials are stored and the tank is designed accordingly, many of the Refinery / Chemical type tanks have, over a period of time, stored a variety of products, some aggressive, resulting in a more rapid deterioration of the tank. The allowance scales (see Guidance Notes) reflect this worse case scenario. The tanks are of basic construction having capacities of up to 120,000 cu. m. (100,000 cubic metres = approx. 22 million UK gallons). In the assumed locations these tanks are used mainly for bulk storage of crude petroleum, semi processed petroleum products and by-products. Few tanks of this size have been erected in the UK since 2000. The tankage on such hereditaments contains petrochemical products, which in the main are crude, or part processed, although some tanks will contain processed products, which are waiting for distribution. Generally the products contained within such tankage is, due partly to its water content and chemical composition, aggressive and variable in its quality, thus causing problems due to chemical reactions in respect of internal corrosion. Most tanks in this size band are floating head tanks especially where there are large volumes of volatile gases present. Many of the pre 1980 tanks were very basic in design and the materials used were the lower end of the regulatory standard. Therefore the result of storing this type of product is a shorter tank life and a more demanding maintenance programme. (See allowance scales). Within Refineries and Large Petro-Chemical properties a variety of tank sizes can be found for refined products awaiting distribution. For tanks under 25,000 cu m scales 215W - - series should be used where the tank is specifically designed for the product it holds. (As the Commercial Tanks Farms). The stored products are usually for volatile, high flash point products such as gas oil, lubricating oil and fuel oil. The tanks are operated at atmospheric pressure under a floating head. Floating roofs sit on the liquid and rise and fall as volume increases / decreases. Foundations under the tanks base plate are bit-sand foundations (see separate Description Notes on bit-sand foundations and costs). The bit-sand base usually sits on an over site concrete base (e.g. 150mm). Deeper or piled foundations should be costed separately. Tanks other than for petroleum products may have other features not included above (see appropriate code series 215W --). Maintenance cycle - The tanks are usually on a 10-year maintenance cycle, which means an internal inspection takes place every 8 to 12 years. The initial inspection usually requires maintenance and repair of bottom plate holes or areas where the steel is being attacked. (This is usually regarded as maintenance). On the second inspection after 16 to 22 years there is often serious damage to the base plate which may result in renewal of large areas of the base plate or in severe cases total replacement. (This is usually regarded as repair). If renewal is required the tank can be out of commission for up to 6 months. This could lead to the tank being taken out of assessment. When the tank is re commissioned the allowance scales should be adjusted: See: Tank allowance scale Cost Information Notes re - notional age. Painting Internally. More modern tanks may have internal paint coats to prevent such aggressive oils and chemicals from attacking the mild steel plate. For cost information see appropriate scales. All steel base plates on erected tanks are assumed to be painted with a primer to prevent initial rusting. In some cases this painting is not undertaken if specified by the occupier. Painting Externally: - These Costs assume the tank has been painted to refinery tank standards. The assumption is that the tanks on refineries and petrochemical works are subject to a 10-year maintenance cycle and the allowance scales for tanks reflects this type of regime. The tanks are assumed to be painted with a product that will last a maintenance period (average 10 years) and the costs reflect this type of paint specification. Foundations for most tanks sit on a bit-sand foundation (see separate Description and costings). Most bulk storage tanks are built with a cone up centre however some tanks have a sump in the centre of the tank. In the usual cone up situation any pile or slab foundations to the tank should be established by reference to plans and sections and costed with reference to BEAMS. For piled and thicker raft foundations under the tank further additions will be required and these should be calculated with reference to the relevant section in the Cost Guide. Included costs in the bit sand base are: The usual earth foundation requires: (i) Site cleared of vegetable matter, (ii) Compacted chemically inert fill, (iii) Drainage layer 150mm thick of stable permeable compacted granular construction, (iv) 50 mm thick bitumen/sand (Bit sand) layer (laid to correct falls). Drainage, periphery details and sizes are set out in BS 2654 (see fig 35). In all cases cost additions are required for bit-sand bases. (See separate table). | Considered Not Applicable at time of Publication | (BEAMS Note 1) The ERC for this item should be added to the total of the ERC of the other P&M items on the site and the Buildings ERC (where applicable) to enable the correct contract size adjustment to be made. ERC of P&M Items + ERC of Building Component’s = Total ERC (net figure rateable items only) to which contract size adjustment should be applied The 2023 Generic Contractors Test Spreadsheet has this facility built into the programme - it is recommended you undertake all contractors test valuations using this spreadsheet. (Details on the application of contract size adjustments can be found in the RCG 2023 Guidance notes). Where RV is calculated using the comparative method (rental method) the contract size adjustment should be made as follows: Select - SCAT code box ""P and M as an addition” within the 2023 Generic Contractors Test Spreadsheet facility. Or Where the spreadsheet is not used take the: Reciprocal of statutory de-capitalisation rate (i.e. 5% reciprocal = 20) multiply by rateable value of the buildings (before any overall end allowances are made and after making a notional deduction for the land value) and add to the ERC of P&M. Use resultant figure to calculate contract size adjustment. (Guidance Notes - Section 6) | These costs include external painting. Costs do not include for bit-sand foundations, concrete and/or concrete - pile foundations, heating coils, insulation (rock wool), linings (butyl), structural stairways, catwalks, between tank walkways, et cetera. Further additions: - It is assumed that the outside of the tank is painted with a general long life paint and the internal tank is painted with a holding primer - for internal painting costs see 215X. | 1. Dia. of tank. 2. Height of tank. 3. Material tank is made out of and whether welded or bolted plates. 4. Painting. 5. Any other known features - internally lined et cetera. 6. Fixed or Floating Head. 7. Age. | Class 4, Table 4 Class 2 (d) Draining ; (e) Supplying Water ; (f) Protection from hazards. List of accessories 1 and 2 (v) | If under Class 2, whole if Class 2 provisos applies - other than. If under Class 4 Heating coils, rock wool insulation, paddles. Whole if Class 4 (d) | Foundations, catwalks, bunds, structural staircases, piles, fire protection equipment, high-level walkways. | Where it would be normal to find more than one item in such a hereditament the ERC stated has been adjusted to reflect any number / quantity, discount. These figures are NOT one off figures. | - | Photo 1 – Tank farm photo. Photo 2 – Mixed use storage tanks. | - | 20137 |  | m3 | Per cubic metre | 3 - INDUSTRIAL | David Grace | Rob Hughes | 55.0407 | Option 3 | 59.7999 | 8.647% | 67.933 | 68.0849 | 23.7% | 13.85% | 68.1577 | 23.83% | Indexed | Ryan Hobbs | VOA_GPN_GOV_UK\7246041 | 2020-12-22 | Low | - | Medium | Costs are based on provisional 2021 agreement with agents (email chain saved in Evidence tab). Since CG2023 is currently working from the same TPI start point (322) as CG2021 I have taken the rate without adjustment, and will bulk index closer to publication date. The 215A and 215W series are interchangeable and historically this has led to the codes in the valuer's "Scale" spreadsheet (see evidence tab) not always using the code that appears in the CG. I offered Rob Hughes to correct / rationalise this in CG2023 but he declined as they would have to update all their valuations. Therefore designation (fixed / floating head) and capacity (m3) is more important than actual code. | - | Costs need to be indexed by different indices to general TPI. Some thought will be required to make sure this happens correctly. | NA | Steel | 1.56 | (BEAMS Note 1) The ERC for this item should be added to the total of the ERC of the other P&M items on the site and the Buildings ERC (where applicable) to enable the correct contract size adjustment to be made. ERC of P&M Items + ERC of Building Component’s = Total ERC (net figure rateable items only) to which contract size adjustment should be applied The 2021 Generic Contractors Test Spreadsheet has this facility built into the programme - it is recommended you undertake all contractors test valuations using this spreadsheet. (Details on the application of contract size adjustments can be found in the RCG 2021 Guidance notes). Where RV is calculated using the comparative method (rental method) the contract size adjustment should be made as follows: Select - SCAT code box "P and M as an addition” within the 2021 Generic Contractors Test Spreadsheet facility. Or Where the spreadsheet is not used take the: Reciprocal of statutory de-capitalisation rate (i.e. 5% reciprocal = 20) multiply by rateable value of the buildings (before any overall end allowances are made and after making a notional deduction for the land value) and add to the ERC of P&M. Use resultant figure to calculate contract size adjustment. (Guidance Notes - Section 6) | Photo 1 – Tank farm photo. Photo 2 – Mixed use storage tanks. | - | 1 | TRUE
5639 | 215A34 | 7586 | 215A34 | Tanks | Large vertical | Refinery and Chemical works | Fixed head | 90000m³ | Large Vertical Cylindrical - Refinery or Large Petro chemical works floating head tanks found on refineries or large chemical works are generally all steel construction (usually mild steel) with butt-welded shells and tap welded bottoms and roofs. Pre- formed tank sections are laid out on site and erected over a period of days. The tank sections have usually been treated (painted) with tank manufacturers rust prohibited coat. It is assumed that these tanks are located on Petrol Refineries and Petrochemical Works where crude, semi crude and aggressive materials are common. Unlike tanks on commercial tank farms where specific materials are stored and the tank is designed accordingly, many of the Refinery / Chemical type tanks have, over a period of time, stored a variety of products, some aggressive, resulting in a more rapid deterioration of the tank. The allowance scales (see Guidance Notes) reflect this worse case scenario. The tanks are of basic construction having capacities of up to 120,000 cu. m. (100,000 cubic metres = approx. 22 million UK gallons). In the assumed locations these tanks are used mainly for bulk storage of crude petroleum, semi processed petroleum products and by-products. Few tanks of this size have been erected in the UK since 2000. The tankage on such hereditaments contains petrochemical products, which in the main are crude, or part processed, although some tanks will contain processed products, which are waiting for distribution. Generally the products contained within such tankage is, due partly to its water content and chemical composition, aggressive and variable in its quality, thus causing problems due to chemical reactions in respect of internal corrosion. Most tanks in this size band are floating head tanks especially where there are large volumes of volatile gases present. Many of the pre 1980 tanks were very basic in design and the materials used were the lower end of the regulatory standard. Therefore the result of storing this type of product is a shorter tank life and a more demanding maintenance programme. (See allowance scales). Within Refineries and Large Petro-Chemical properties a variety of tank sizes can be found for refined products awaiting distribution. For tanks under 25,000 cu m scales 215W - - series should be used where the tank is specifically designed for the product it holds. (As the Commercial Tanks Farms). The stored products are usually for volatile, high flash point products such as gas oil, lubricating oil and fuel oil. The tanks are operated at atmospheric pressure under a floating head. Floating roofs sit on the liquid and rise and fall as volume increases / decreases. Foundations under the tanks base plate are bit-sand foundations (see separate Description Notes on bit-sand foundations and costs). The bit-sand base usually sits on an over site concrete base (e.g. 150mm). Deeper or piled foundations should be costed separately. Tanks other than for petroleum products may have other features not included above (see appropriate code series 215W --). Maintenance cycle - The tanks are usually on a 10-year maintenance cycle, which means an internal inspection takes place every 8 to 12 years. The initial inspection usually requires maintenance and repair of bottom plate holes or areas where the steel is being attacked. (This is usually regarded as maintenance). On the second inspection after 16 to 22 years there is often serious damage to the base plate which may result in renewal of large areas of the base plate or in severe cases total replacement. (This is usually regarded as repair). If renewal is required the tank can be out of commission for up to 6 months. This could lead to the tank being taken out of assessment. When the tank is re commissioned the allowance scales should be adjusted: See: Tank allowance scale Cost Information Notes re - notional age. Painting Internally. More modern tanks may have internal paint coats to prevent such aggressive oils and chemicals from attacking the mild steel plate. For cost information see appropriate scales. All steel base plates on erected tanks are assumed to be painted with a primer to prevent initial rusting. In some cases this painting is not undertaken if specified by the occupier. Painting Externally: - These Costs assume the tank has been painted to refinery tank standards. The assumption is that the tanks on refineries and petrochemical works are subject to a 10-year maintenance cycle and the allowance scales for tanks reflects this type of regime. The tanks are assumed to be painted with a product that will last a maintenance period (average 10 years) and the costs reflect this type of paint specification. Foundations for most tanks sit on a bit-sand foundation (see separate Description and costings). Most bulk storage tanks are built with a cone up centre however some tanks have a sump in the centre of the tank. In the usual cone up situation any pile or slab foundations to the tank should be established by reference to plans and sections and costed with reference to BEAMS. For piled and thicker raft foundations under the tank further additions will be required and these should be calculated with reference to the relevant section in the Cost Guide. Included costs in the bit sand base are: The usual earth foundation requires: (i) Site cleared of vegetable matter, (ii) Compacted chemically inert fill, (iii) Drainage layer 150mm thick of stable permeable compacted granular construction, (iv) 50 mm thick bitumen/sand (Bit sand) layer (laid to correct falls). Drainage, periphery details and sizes are set out in BS 2654 (see fig 35). In all cases cost additions are required for bit-sand bases. (See separate table). | Considered Not Applicable at time of Publication | (BEAMS Note 1) The ERC for this item should be added to the total of the ERC of the other P&M items on the site and the Buildings ERC (where applicable) to enable the correct contract size adjustment to be made. ERC of P&M Items + ERC of Building Component’s = Total ERC (net figure rateable items only) to which contract size adjustment should be applied The 2023 Generic Contractors Test Spreadsheet has this facility built into the programme - it is recommended you undertake all contractors test valuations using this spreadsheet. (Details on the application of contract size adjustments can be found in the RCG 2023 Guidance notes). Where RV is calculated using the comparative method (rental method) the contract size adjustment should be made as follows: Select - SCAT code box ""P and M as an addition” within the 2023 Generic Contractors Test Spreadsheet facility. Or Where the spreadsheet is not used take the: Reciprocal of statutory de-capitalisation rate (i.e. 5% reciprocal = 20) multiply by rateable value of the buildings (before any overall end allowances are made and after making a notional deduction for the land value) and add to the ERC of P&M. Use resultant figure to calculate contract size adjustment. (Guidance Notes - Section 6) | These costs include external painting. Costs do not include for bit-sand foundations, concrete and/or concrete - pile foundations, heating coils, insulation (rock wool), linings (butyl), structural stairways, catwalks, between tank walkways, et cetera. Further additions: - It is assumed that the outside of the tank is painted with a general long life paint and the internal tank is painted with a holding primer - for internal painting costs see 215X. | 1. Dia. of tank. 2. Height of tank. 3. Material tank is made out of and whether welded or bolted plates. 4. Painting. 5. Any other known features - internally lined et cetera. 6. Fixed or Floating Head. 7. Age. | Class 4, Table 4 Class 2 (d) Draining ; (e) Supplying Water ; (f) Protection from hazards. List of accessories 1 and 2 (v) | If under Class 2, whole if Class 2 provisos applies - other than. If under Class 4 Heating coils, rock wool insulation, paddles. Whole if Class 4 (d) | Foundations, catwalks, bunds, structural staircases, piles, fire protection equipment, high-level walkways. | Where it would be normal to find more than one item in such a hereditament the ERC stated has been adjusted to reflect any number / quantity, discount. These figures are NOT one off figures. | - | Photo 1 – Tank farm photo. Photo 2 – Mixed use storage tanks. | - | 20137 |  | m3 | Per cubic metre | 3 - INDUSTRIAL | David Grace | Rob Hughes | 48.5582 | Option 3 | 52.7568 | 8.647% | 59.932 | 60.066 | 23.7% | 13.85% | 60.5846 | 24.77% | Indexed | Ryan Hobbs | VOA_GPN_GOV_UK\7246041 | 2022-07-29 | Low | - | Medium | Costs are based on provisional 2021 agreement with agents (email chain saved in Evidence tab). Since CG2023 is currently working from the same TPI start point (322) as CG2021 I have taken the rate without adjustment, and will bulk index closer to publication date. The 215A and 215W series are interchangeable and historically this has led to the codes in the valuer's "Scale" spreadsheet (see evidence tab) not always using the code that appears in the CG. I offered Rob Hughes to correct / rationalise this in CG2023 but he declined as they would have to update all their valuations. Therefore designation (fixed / floating head) and capacity (m3) is more important than actual code. | - | Costs need to be indexed by different indices to general TPI. Some thought will be required to make sure this happens correctly. | NA | Steel | 1.56 | (BEAMS Note 1) The ERC for this item should be added to the total of the ERC of the other P&M items on the site and the Buildings ERC (where applicable) to enable the correct contract size adjustment to be made. ERC of P&M Items + ERC of Building Component’s = Total ERC (net figure rateable items only) to which contract size adjustment should be applied The 2021 Generic Contractors Test Spreadsheet has this facility built into the programme - it is recommended you undertake all contractors test valuations using this spreadsheet. (Details on the application of contract size adjustments can be found in the RCG 2021 Guidance notes). Where RV is calculated using the comparative method (rental method) the contract size adjustment should be made as follows: Select - SCAT code box "P and M as an addition” within the 2021 Generic Contractors Test Spreadsheet facility. Or Where the spreadsheet is not used take the: Reciprocal of statutory de-capitalisation rate (i.e. 5% reciprocal = 20) multiply by rateable value of the buildings (before any overall end allowances are made and after making a notional deduction for the land value) and add to the ERC of P&M. Use resultant figure to calculate contract size adjustment. (Guidance Notes - Section 6) | Photo 1 – Tank farm photo. Photo 2 – Mixed use storage tanks. | - | 1 | TRUE
5640 | 215A35 | 7587 | 215A35 | Tanks | Large vertical | Refinery and Chemical works | Fixed head | 100000m³ | Large Vertical Cylindrical - Refinery or Large Petro chemical works floating head tanks found on refineries or large chemical works are generally all steel construction (usually mild steel) with butt-welded shells and tap welded bottoms and roofs. Pre- formed tank sections are laid out on site and erected over a period of days. The tank sections have usually been treated (painted) with tank manufacturers rust prohibited coat. It is assumed that these tanks are located on Petrol Refineries and Petrochemical Works where crude, semi crude and aggressive materials are common. Unlike tanks on commercial tank farms where specific materials are stored and the tank is designed accordingly, many of the Refinery / Chemical type tanks have, over a period of time, stored a variety of products, some aggressive, resulting in a more rapid deterioration of the tank. The allowance scales (see Guidance Notes) reflect this worse case scenario. The tanks are of basic construction having capacities of up to 120,000 cu. m. (100,000 cubic metres = approx. 22 million UK gallons). In the assumed locations these tanks are used mainly for bulk storage of crude petroleum, semi processed petroleum products and by-products. Few tanks of this size have been erected in the UK since 2000. The tankage on such hereditaments contains petrochemical products, which in the main are crude, or part processed, although some tanks will contain processed products, which are waiting for distribution. Generally the products contained within such tankage is, due partly to its water content and chemical composition, aggressive and variable in its quality, thus causing problems due to chemical reactions in respect of internal corrosion. Most tanks in this size band are floating head tanks especially where there are large volumes of volatile gases present. Many of the pre 1980 tanks were very basic in design and the materials used were the lower end of the regulatory standard. Therefore the result of storing this type of product is a shorter tank life and a more demanding maintenance programme. (See allowance scales). Within Refineries and Large Petro-Chemical properties a variety of tank sizes can be found for refined products awaiting distribution. For tanks under 25,000 cu m scales 215W - - series should be used where the tank is specifically designed for the product it holds. (As the Commercial Tanks Farms). The stored products are usually for volatile, high flash point products such as gas oil, lubricating oil and fuel oil. The tanks are operated at atmospheric pressure under a floating head. Floating roofs sit on the liquid and rise and fall as volume increases / decreases. Foundations under the tanks base plate are bit-sand foundations (see separate Description Notes on bit-sand foundations and costs). The bit-sand base usually sits on an over site concrete base (e.g. 150mm). Deeper or piled foundations should be costed separately. Tanks other than for petroleum products may have other features not included above (see appropriate code series 215W --). Maintenance cycle - The tanks are usually on a 10-year maintenance cycle, which means an internal inspection takes place every 8 to 12 years. The initial inspection usually requires maintenance and repair of bottom plate holes or areas where the steel is being attacked. (This is usually regarded as maintenance). On the second inspection after 16 to 22 years there is often serious damage to the base plate which may result in renewal of large areas of the base plate or in severe cases total replacement. (This is usually regarded as repair). If renewal is required the tank can be out of commission for up to 6 months. This could lead to the tank being taken out of assessment. When the tank is re commissioned the allowance scales should be adjusted: See: Tank allowance scale Cost Information Notes re - notional age. Painting Internally. More modern tanks may have internal paint coats to prevent such aggressive oils and chemicals from attacking the mild steel plate. For cost information see appropriate scales. All steel base plates on erected tanks are assumed to be painted with a primer to prevent initial rusting. In some cases this painting is not undertaken if specified by the occupier. Painting Externally: - These Costs assume the tank has been painted to refinery tank standards. The assumption is that the tanks on refineries and petrochemical works are subject to a 10-year maintenance cycle and the allowance scales for tanks reflects this type of regime. The tanks are assumed to be painted with a product that will last a maintenance period (average 10 years) and the costs reflect this type of paint specification. Foundations for most tanks sit on a bit-sand foundation (see separate Description and costings). Most bulk storage tanks are built with a cone up centre however some tanks have a sump in the centre of the tank. In the usual cone up situation any pile or slab foundations to the tank should be established by reference to plans and sections and costed with reference to BEAMS. For piled and thicker raft foundations under the tank further additions will be required and these should be calculated with reference to the relevant section in the Cost Guide. Included costs in the bit sand base are: The usual earth foundation requires: (i) Site cleared of vegetable matter, (ii) Compacted chemically inert fill, (iii) Drainage layer 150mm thick of stable permeable compacted granular construction, (iv) 50 mm thick bitumen/sand (Bit sand) layer (laid to correct falls). Drainage, periphery details and sizes are set out in BS 2654 (see fig 35). In all cases cost additions are required for bit-sand bases. (See separate table). | Considered Not Applicable at time of Publication | (BEAMS Note 1) The ERC for this item should be added to the total of the ERC of the other P&M items on the site and the Buildings ERC (where applicable) to enable the correct contract size adjustment to be made. ERC of P&M Items + ERC of Building Component’s = Total ERC (net figure rateable items only) to which contract size adjustment should be applied The 2023 Generic Contractors Test Spreadsheet has this facility built into the programme - it is recommended you undertake all contractors test valuations using this spreadsheet. (Details on the application of contract size adjustments can be found in the RCG 2023 Guidance notes). Where RV is calculated using the comparative method (rental method) the contract size adjustment should be made as follows: Select - SCAT code box ""P and M as an addition” within the 2023 Generic Contractors Test Spreadsheet facility. Or Where the spreadsheet is not used take the: Reciprocal of statutory de-capitalisation rate (i.e. 5% reciprocal = 20) multiply by rateable value of the buildings (before any overall end allowances are made and after making a notional deduction for the land value) and add to the ERC of P&M. Use resultant figure to calculate contract size adjustment. (Guidance Notes - Section 6) | These costs include external painting. Costs do not include for bit-sand foundations, concrete and/or concrete - pile foundations, heating coils, insulation (rock wool), linings (butyl), structural stairways, catwalks, between tank walkways, et cetera. Further additions: - It is assumed that the outside of the tank is painted with a general long life paint and the internal tank is painted with a holding primer - for internal painting costs see 215X. | 1. Dia. of tank. 2. Height of tank. 3. Material tank is made out of and whether welded or bolted plates. 4. Painting. 5. Any other known features - internally lined et cetera. 6. Fixed or Floating Head. 7. Age. | Class 4, Table 4 Class 2 (d) Draining ; (e) Supplying Water ; (f) Protection from hazards. List of accessories 1 and 2 (v) | If under Class 2, whole if Class 2 provisos applies - other than. If under Class 4 Heating coils, rock wool insulation, paddles. Whole if Class 4 (d) | Foundations, catwalks, bunds, structural staircases, piles, fire protection equipment, high-level walkways. | Where it would be normal to find more than one item in such a hereditament the ERC stated has been adjusted to reflect any number / quantity, discount. These figures are NOT one off figures. | - | Photo 1 – Tank farm photo. Photo 2 – Mixed use storage tanks. | - | 20137 |  | m3 | Per cubic metre | 3 - INDUSTRIAL | David Grace | Rob Hughes | 45.2557 | Option 3 | 49.1688 | 8.647% | 55.8561 | 55.9809 | 23.7% | 13.85% | 55.5359 | 22.72% | Indexed | Ryan Hobbs | VOA_GPN_GOV_UK\7246041 | 2020-12-22 | Low | - | Medium | Costs are based on provisional 2021 agreement with agents (email chain saved in Evidence tab). Since CG2023 is currently working from the same TPI start point (322) as CG2021 I have taken the rate without adjustment, and will bulk index closer to publication date. The 215A and 215W series are interchangeable and historically this has led to the codes in the valuer's "Scale" spreadsheet (see evidence tab) not always using the code that appears in the CG. I offered Rob Hughes to correct / rationalise this in CG2023 but he declined as they would have to update all their valuations. Therefore designation (fixed / floating head) and capacity (m3) is more important than actual code. | - | Costs need to be indexed by different indices to general TPI. Some thought will be required to make sure this happens correctly. | NA | Steel | 1.56 | (BEAMS Note 1) The ERC for this item should be added to the total of the ERC of the other P&M items on the site and the Buildings ERC (where applicable) to enable the correct contract size adjustment to be made. ERC of P&M Items + ERC of Building Component’s = Total ERC (net figure rateable items only) to which contract size adjustment should be applied The 2021 Generic Contractors Test Spreadsheet has this facility built into the programme - it is recommended you undertake all contractors test valuations using this spreadsheet. (Details on the application of contract size adjustments can be found in the RCG 2021 Guidance notes). Where RV is calculated using the comparative method (rental method) the contract size adjustment should be made as follows: Select - SCAT code box "P and M as an addition” within the 2021 Generic Contractors Test Spreadsheet facility. Or Where the spreadsheet is not used take the: Reciprocal of statutory de-capitalisation rate (i.e. 5% reciprocal = 20) multiply by rateable value of the buildings (before any overall end allowances are made and after making a notional deduction for the land value) and add to the ERC of P&M. Use resultant figure to calculate contract size adjustment. (Guidance Notes - Section 6) | Photo 1 – Tank farm photo. Photo 2 – Mixed use storage tanks. | - | 1 | FALSE
5641 | 215A36 | 7588 | 215A36 | Tanks | Large vertical | Refinery and Chemical works | Fixed head | 110000m³ | Large Vertical Cylindrical - Refinery or Large Petro chemical works floating head tanks found on refineries or large chemical works are generally all steel construction (usually mild steel) with butt-welded shells and tap welded bottoms and roofs. Pre- formed tank sections are laid out on site and erected over a period of days. The tank sections have usually been treated (painted) with tank manufacturers rust prohibited coat. It is assumed that these tanks are located on Petrol Refineries and Petrochemical Works where crude, semi crude and aggressive materials are common. Unlike tanks on commercial tank farms where specific materials are stored and the tank is designed accordingly, many of the Refinery / Chemical type tanks have, over a period of time, stored a variety of products, some aggressive, resulting in a more rapid deterioration of the tank. The allowance scales (see Guidance Notes) reflect this worse case scenario. The tanks are of basic construction having capacities of up to 120,000 cu. m. (100,000 cubic metres = approx. 22 million UK gallons). In the assumed locations these tanks are used mainly for bulk storage of crude petroleum, semi processed petroleum products and by-products. Few tanks of this size have been erected in the UK since 2000. The tankage on such hereditaments contains petrochemical products, which in the main are crude, or part processed, although some tanks will contain processed products, which are waiting for distribution. Generally the products contained within such tankage is, due partly to its water content and chemical composition, aggressive and variable in its quality, thus causing problems due to chemical reactions in respect of internal corrosion. Most tanks in this size band are floating head tanks especially where there are large volumes of volatile gases present. Many of the pre 1980 tanks were very basic in design and the materials used were the lower end of the regulatory standard. Therefore the result of storing this type of product is a shorter tank life and a more demanding maintenance programme. (See allowance scales). Within Refineries and Large Petro-Chemical properties a variety of tank sizes can be found for refined products awaiting distribution. For tanks under 25,000 cu m scales 215W - - series should be used where the tank is specifically designed for the product it holds. (As the Commercial Tanks Farms). The stored products are usually for volatile, high flash point products such as gas oil, lubricating oil and fuel oil. The tanks are operated at atmospheric pressure under a floating head. Floating roofs sit on the liquid and rise and fall as volume increases / decreases. Foundations under the tanks base plate are bit-sand foundations (see separate Description Notes on bit-sand foundations and costs). The bit-sand base usually sits on an over site concrete base (e.g. 150mm). Deeper or piled foundations should be costed separately. Tanks other than for petroleum products may have other features not included above (see appropriate code series 215W --). Maintenance cycle - The tanks are usually on a 10-year maintenance cycle, which means an internal inspection takes place every 8 to 12 years. The initial inspection usually requires maintenance and repair of bottom plate holes or areas where the steel is being attacked. (This is usually regarded as maintenance). On the second inspection after 16 to 22 years there is often serious damage to the base plate which may result in renewal of large areas of the base plate or in severe cases total replacement. (This is usually regarded as repair). If renewal is required the tank can be out of commission for up to 6 months. This could lead to the tank being taken out of assessment. When the tank is re commissioned the allowance scales should be adjusted: See: Tank allowance scale Cost Information Notes re - notional age. Painting Internally. More modern tanks may have internal paint coats to prevent such aggressive oils and chemicals from attacking the mild steel plate. For cost information see appropriate scales. All steel base plates on erected tanks are assumed to be painted with a primer to prevent initial rusting. In some cases this painting is not undertaken if specified by the occupier. Painting Externally: - These Costs assume the tank has been painted to refinery tank standards. The assumption is that the tanks on refineries and petrochemical works are subject to a 10-year maintenance cycle and the allowance scales for tanks reflects this type of regime. The tanks are assumed to be painted with a product that will last a maintenance period (average 10 years) and the costs reflect this type of paint specification. Foundations for most tanks sit on a bit-sand foundation (see separate Description and costings). Most bulk storage tanks are built with a cone up centre however some tanks have a sump in the centre of the tank. In the usual cone up situation any pile or slab foundations to the tank should be established by reference to plans and sections and costed with reference to BEAMS. For piled and thicker raft foundations under the tank further additions will be required and these should be calculated with reference to the relevant section in the Cost Guide. Included costs in the bit sand base are: The usual earth foundation requires: (i) Site cleared of vegetable matter, (ii) Compacted chemically inert fill, (iii) Drainage layer 150mm thick of stable permeable compacted granular construction, (iv) 50 mm thick bitumen/sand (Bit sand) layer (laid to correct falls). Drainage, periphery details and sizes are set out in BS 2654 (see fig 35). In all cases cost additions are required for bit-sand bases. (See separate table). | Considered Not Applicable at time of Publication | (BEAMS Note 1) The ERC for this item should be added to the total of the ERC of the other P&M items on the site and the Buildings ERC (where applicable) to enable the correct contract size adjustment to be made. ERC of P&M Items + ERC of Building Component’s = Total ERC (net figure rateable items only) to which contract size adjustment should be applied The 2023 Generic Contractors Test Spreadsheet has this facility built into the programme - it is recommended you undertake all contractors test valuations using this spreadsheet. (Details on the application of contract size adjustments can be found in the RCG 2023 Guidance notes). Where RV is calculated using the comparative method (rental method) the contract size adjustment should be made as follows: Select - SCAT code box ""P and M as an addition” within the 2023 Generic Contractors Test Spreadsheet facility. Or Where the spreadsheet is not used take the: Reciprocal of statutory de-capitalisation rate (i.e. 5% reciprocal = 20) multiply by rateable value of the buildings (before any overall end allowances are made and after making a notional deduction for the land value) and add to the ERC of P&M. Use resultant figure to calculate contract size adjustment. (Guidance Notes - Section 6) | These costs include external painting. Costs do not include for bit-sand foundations, concrete and/or concrete - pile foundations, heating coils, insulation (rock wool), linings (butyl), structural stairways, catwalks, between tank walkways, et cetera. Further additions: - It is assumed that the outside of the tank is painted with a general long life paint and the internal tank is painted with a holding primer - for internal painting costs see 215X. | 1. Dia. of tank. 2. Height of tank. 3. Material tank is made out of and whether welded or bolted plates. 4. Painting. 5. Any other known features - internally lined et cetera. 6. Fixed or Floating Head. 7. Age. | Class 4, Table 4 Class 2 (d) Draining ; (e) Supplying Water ; (f) Protection from hazards. List of accessories 1 and 2 (v) | If under Class 2, whole if Class 2 provisos applies - other than. If under Class 4 Heating coils, rock wool insulation, paddles. Whole if Class 4 (d) | Foundations, catwalks, bunds, structural staircases, piles, fire protection equipment, high-level walkways. | Where it would be normal to find more than one item in such a hereditament the ERC stated has been adjusted to reflect any number / quantity, discount. These figures are NOT one off figures. | - | Photo 1 – Tank farm photo. Photo 2 – Mixed use storage tanks. | - | 20137 |  | m3 | Per cubic metre | 3 - INDUSTRIAL | David Grace | Rob Hughes | 41.9655 | Option 3 | 45.5941 | 8.647% | 51.7888 | 51.9046 | 23.68% | 13.84% | 51.7547 | 23.33% | Indexed | Ryan Hobbs | VOA_GPN_GOV_UK\7246041 | 2020-12-22 | Low | - | Medium | Costs are based on provisional 2021 agreement with agents (email chain saved in Evidence tab). Since CG2023 is currently working from the same TPI start point (322) as CG2021 I have taken the rate without adjustment, and will bulk index closer to publication date. The 215A and 215W series are interchangeable and historically this has led to the codes in the valuer's "Scale" spreadsheet (see evidence tab) not always using the code that appears in the CG. I offered Rob Hughes to correct / rationalise this in CG2023 but he declined as they would have to update all their valuations. Therefore designation (fixed / floating head) and capacity (m3) is more important than actual code. | - | Costs need to be indexed by different indices to general TPI. Some thought will be required to make sure this happens correctly. | NA | Steel | 1.56 | (BEAMS Note 1) The ERC for this item should be added to the total of the ERC of the other P&M items on the site and the Buildings ERC (where applicable) to enable the correct contract size adjustment to be made. ERC of P&M Items + ERC of Building Component’s = Total ERC (net figure rateable items only) to which contract size adjustment should be applied The 2021 Generic Contractors Test Spreadsheet has this facility built into the programme - it is recommended you undertake all contractors test valuations using this spreadsheet. (Details on the application of contract size adjustments can be found in the RCG 2021 Guidance notes). Where RV is calculated using the comparative method (rental method) the contract size adjustment should be made as follows: Select - SCAT code box "P and M as an addition” within the 2021 Generic Contractors Test Spreadsheet facility. Or Where the spreadsheet is not used take the: Reciprocal of statutory de-capitalisation rate (i.e. 5% reciprocal = 20) multiply by rateable value of the buildings (before any overall end allowances are made and after making a notional deduction for the land value) and add to the ERC of P&M. Use resultant figure to calculate contract size adjustment. (Guidance Notes - Section 6) | Photo 1 – Tank farm photo. Photo 2 – Mixed use storage tanks. | - | 1 | TRUE
5642 | 215A37 | 7589 | 215A37 | Tanks | Large vertical | Refinery and Chemical works | Fixed head | 120000m³ | Large Vertical Cylindrical - Refinery or Large Petro chemical works floating head tanks found on refineries or large chemical works are generally all steel construction (usually mild steel) with butt-welded shells and tap welded bottoms and roofs. Pre- formed tank sections are laid out on site and erected over a period of days. The tank sections have usually been treated (painted) with tank manufacturers rust prohibited coat. It is assumed that these tanks are located on Petrol Refineries and Petrochemical Works where crude, semi crude and aggressive materials are common. Unlike tanks on commercial tank farms where specific materials are stored and the tank is designed accordingly, many of the Refinery / Chemical type tanks have, over a period of time, stored a variety of products, some aggressive, resulting in a more rapid deterioration of the tank. The allowance scales (see Guidance Notes) reflect this worse case scenario. The tanks are of basic construction having capacities of up to 120,000 cu. m. (100,000 cubic metres = approx. 22 million UK gallons). In the assumed locations these tanks are used mainly for bulk storage of crude petroleum, semi processed petroleum products and by-products. Few tanks of this size have been erected in the UK since 2000. The tankage on such hereditaments contains petrochemical products, which in the main are crude, or part processed, although some tanks will contain processed products, which are waiting for distribution. Generally the products contained within such tankage is, due partly to its water content and chemical composition, aggressive and variable in its quality, thus causing problems due to chemical reactions in respect of internal corrosion. Most tanks in this size band are floating head tanks especially where there are large volumes of volatile gases present. Many of the pre 1980 tanks were very basic in design and the materials used were the lower end of the regulatory standard. Therefore the result of storing this type of product is a shorter tank life and a more demanding maintenance programme. (See allowance scales). Within Refineries and Large Petro-Chemical properties a variety of tank sizes can be found for refined products awaiting distribution. For tanks under 25,000 cu m scales 215W - - series should be used where the tank is specifically designed for the product it holds. (As the Commercial Tanks Farms). The stored products are usually for volatile, high flash point products such as gas oil, lubricating oil and fuel oil. The tanks are operated at atmospheric pressure under a floating head. Floating roofs sit on the liquid and rise and fall as volume increases / decreases. Foundations under the tanks base plate are bit-sand foundations (see separate Description Notes on bit-sand foundations and costs). The bit-sand base usually sits on an over site concrete base (e.g. 150mm). Deeper or piled foundations should be costed separately. Tanks other than for petroleum products may have other features not included above (see appropriate code series 215W --). Maintenance cycle - The tanks are usually on a 10-year maintenance cycle, which means an internal inspection takes place every 8 to 12 years. The initial inspection usually requires maintenance and repair of bottom plate holes or areas where the steel is being attacked. (This is usually regarded as maintenance). On the second inspection after 16 to 22 years there is often serious damage to the base plate which may result in renewal of large areas of the base plate or in severe cases total replacement. (This is usually regarded as repair). If renewal is required the tank can be out of commission for up to 6 months. This could lead to the tank being taken out of assessment. When the tank is re commissioned the allowance scales should be adjusted: See: Tank allowance scale Cost Information Notes re - notional age. Painting Internally. More modern tanks may have internal paint coats to prevent such aggressive oils and chemicals from attacking the mild steel plate. For cost information see appropriate scales. All steel base plates on erected tanks are assumed to be painted with a primer to prevent initial rusting. In some cases this painting is not undertaken if specified by the occupier. Painting Externally: - These Costs assume the tank has been painted to refinery tank standards. The assumption is that the tanks on refineries and petrochemical works are subject to a 10-year maintenance cycle and the allowance scales for tanks reflects this type of regime. The tanks are assumed to be painted with a product that will last a maintenance period (average 10 years) and the costs reflect this type of paint specification. Foundations for most tanks sit on a bit-sand foundation (see separate Description and costings). Most bulk storage tanks are built with a cone up centre however some tanks have a sump in the centre of the tank. In the usual cone up situation any pile or slab foundations to the tank should be established by reference to plans and sections and costed with reference to BEAMS. For piled and thicker raft foundations under the tank further additions will be required and these should be calculated with reference to the relevant section in the Cost Guide. Included costs in the bit sand base are: The usual earth foundation requires: (i) Site cleared of vegetable matter, (ii) Compacted chemically inert fill, (iii) Drainage layer 150mm thick of stable permeable compacted granular construction, (iv) 50 mm thick bitumen/sand (Bit sand) layer (laid to correct falls). Drainage, periphery details and sizes are set out in BS 2654 (see fig 35). In all cases cost additions are required for bit-sand bases. (See separate table). | Considered Not Applicable at time of Publication | (BEAMS Note 1) The ERC for this item should be added to the total of the ERC of the other P&M items on the site and the Buildings ERC (where applicable) to enable the correct contract size adjustment to be made. ERC of P&M Items + ERC of Building Component’s = Total ERC (net figure rateable items only) to which contract size adjustment should be applied The 2023 Generic Contractors Test Spreadsheet has this facility built into the programme - it is recommended you undertake all contractors test valuations using this spreadsheet. (Details on the application of contract size adjustments can be found in the RCG 2023 Guidance notes). Where RV is calculated using the comparative method (rental method) the contract size adjustment should be made as follows: Select - SCAT code box ""P and M as an addition” within the 2023 Generic Contractors Test Spreadsheet facility. Or Where the spreadsheet is not used take the: Reciprocal of statutory de-capitalisation rate (i.e. 5% reciprocal = 20) multiply by rateable value of the buildings (before any overall end allowances are made and after making a notional deduction for the land value) and add to the ERC of P&M. Use resultant figure to calculate contract size adjustment. (Guidance Notes - Section 6) | These costs include external painting. Costs do not include for bit-sand foundations, concrete and/or concrete - pile foundations, heating coils, insulation (rock wool), linings (butyl), structural stairways, catwalks, between tank walkways, et cetera. Further additions: - It is assumed that the outside of the tank is painted with a general long life paint and the internal tank is painted with a holding primer - for internal painting costs see 215X. | 1. Dia. of tank. 2. Height of tank. 3. Material tank is made out of and whether welded or bolted plates. 4. Painting. 5. Any other known features - internally lined et cetera. 6. Fixed or Floating Head. 7. Age. | Class 4, Table 4 Class 2 (d) Draining ; (e) Supplying Water ; (f) Protection from hazards. List of accessories 1 and 2 (v) | If under Class 2, whole if Class 2 provisos applies - other than. If under Class 4 Heating coils, rock wool insulation, paddles. Whole if Class 4 (d) | Foundations, catwalks, bunds, structural staircases, piles, fire protection equipment, high-level walkways. | Where it would be normal to find more than one item in such a hereditament the ERC stated has been adjusted to reflect any number / quantity, discount. These figures are NOT one off figures. | - | Photo 1 – Tank farm photo. Photo 2 – Mixed use storage tanks. | - | 20137 |  | m3 | Per cubic metre | 3 - INDUSTRIAL | David Grace | Rob Hughes | 39.1156 | Option 3 | 42.4978 | 8.647% | 48.2819 | 48.3898 | 23.71% | 13.86% | 47.9628 | 22.62% | Indexed | Ryan Hobbs | VOA_GPN_GOV_UK\7246041 | 2020-12-22 | Low | - | Medium | Costs are based on provisional 2021 agreement with agents (email chain saved in Evidence tab). Since CG2023 is currently working from the same TPI start point (322) as CG2021 I have taken the rate without adjustment, and will bulk index closer to publication date. The 215A and 215W series are interchangeable and historically this has led to the codes in the valuer's "Scale" spreadsheet (see evidence tab) not always using the code that appears in the CG. I offered Rob Hughes to correct / rationalise this in CG2023 but he declined as they would have to update all their valuations. Therefore designation (fixed / floating head) and capacity (m3) is more important than actual code. | - | Costs need to be indexed by different indices to general TPI. Some thought will be required to make sure this happens correctly. | NA | Steel | 1.56 | (BEAMS Note 1) The ERC for this item should be added to the total of the ERC of the other P&M items on the site and the Buildings ERC (where applicable) to enable the correct contract size adjustment to be made. ERC of P&M Items + ERC of Building Component’s = Total ERC (net figure rateable items only) to which contract size adjustment should be applied The 2021 Generic Contractors Test Spreadsheet has this facility built into the programme - it is recommended you undertake all contractors test valuations using this spreadsheet. (Details on the application of contract size adjustments can be found in the RCG 2021 Guidance notes). Where RV is calculated using the comparative method (rental method) the contract size adjustment should be made as follows: Select - SCAT code box "P and M as an addition” within the 2021 Generic Contractors Test Spreadsheet facility. Or Where the spreadsheet is not used take the: Reciprocal of statutory de-capitalisation rate (i.e. 5% reciprocal = 20) multiply by rateable value of the buildings (before any overall end allowances are made and after making a notional deduction for the land value) and add to the ERC of P&M. Use resultant figure to calculate contract size adjustment. (Guidance Notes - Section 6) | Photo 1 – Tank farm photo. Photo 2 – Mixed use storage tanks. | - | 1 | TRUE