1928 | 41P31T | 6127 | 41P31T | Factory buildings process | Light - insulated | Sheet metal cladding | <= 100m² | Eaves ht - 12.0m | Building Construction : - Foundations : Concrete pad and strip foundations with 150mm mesh reinforced concrete floor. Frame : Light steel frame. Upper Floors : None. Roof : Double skin (insulated) profiled protected metal, fixed to steel purlins with plastic headed screws, translucent sheet glazing, rainwater gutters, down pipes and drainage. External Walls : 100mm brickwork infill to 1.0m; double skin (insulated) profiled protected metal cladding, fixed to horizontal steel purlins with plastic headed screws, translucent sheet glazing; rainwater gutters, down pipes and drainage. Windows and Doors : Single glazed windows in metal frames. Steel doors set within metal frames. Internal Walls : Block walls. Internal Finishes : None. Building Services : Electric light and power, water laid on, toilets, heating. | Location Adjustment Applicable (See Guidance Notes) - ERC = UK mean of 1.00 | (BEAMS Note 2) The ERC for this item should be added to all other rateable items on the hereditament (except land). Therefore the total of the ERC of the other Building Items and the P&M ERC (where applicable) to enable the correct contract size adjustment to be made. ERC of Building Component + ERC of P&M = Total ERC to which contract size adjustment should be applied. The appropriate % adjustment should be made in accordance with the scale for contract size adjustment specified under section 6 of the RCG 2023 Guidance notes. The currency ERC rates are set at £4m (Four Million Pounds) @ 1st April 2021 (AVD) for the RCG 2023 Publication. | Costs exclude external works. | - | - | - | The plant and machinery listed in the description has been included in this costing. | - | - | Factory Buildings - Process, Light - Insulated | - | 10500 |  | M2 | - | NA | NA | NA | 813.4202 | Option 1 | 1008.4817 | 23.98% | 0 | 0 | -100% | -100% | 0 | -100% | Redirected | NA | VOA_GPN_GOV_UK\7246041 | 2019-08-30 | Low | - | - | Redirected, low risk | NA | - | NA | SPONS A&B | NA | (BEAMS Note 2) The ERC for this item should be added to all other rateable items on the hereditament (except land). Therefore the total of the ERC of the other Building Items and the P&M ERC (where applicable) to enable the correct contract size adjustment to be made. ERC of Building Component + ERC of P&M = Total ERC to which contract size adjustment should be applied. The appropriate % adjustment should be made in accordance with the scale for contract size adjustment specified under section 6 of the RCG 2021 Guidance notes. The currency ERC rates are set at £4m (Four Million Pounds) @ 1st April 2019 (AVD) for the RCG 2021 Publication. | Factory Buildings - Process, Light - Insulated | - | 2 | TRUE
1929 | 41P32A | 6202 | 41P32A | Factory buildings process | Light - insulated | Sheet metal cladding | 101m² - 250m² | Eaves ht - 3.0m | Building Construction : - Foundations : Concrete pad and strip foundations with 150mm mesh reinforced concrete floor. Frame : Light steel frame. Upper Floors : None. Roof : Double skin (insulated) profiled protected metal, fixed to steel purlins with plastic headed screws, translucent sheet glazing, rainwater gutters, down pipes and drainage. External Walls : 100mm brickwork infill to 1.0m; double skin (insulated) profiled protected metal cladding, fixed to horizontal steel purlins with plastic headed screws, translucent sheet glazing; rainwater gutters, down pipes and drainage. Windows and Doors : Single glazed windows in metal frames. Steel doors set within metal frames. Internal Walls : Block walls. Internal Finishes : None. Building Services : Electric light and power, water laid on, toilets, heating. | Location Adjustment Applicable (See Guidance Notes) - ERC = UK mean of 1.00 | (BEAMS Note 2) The ERC for this item should be added to all other rateable items on the hereditament (except land). Therefore the total of the ERC of the other Building Items and the P&M ERC (where applicable) to enable the correct contract size adjustment to be made. ERC of Building Component + ERC of P&M = Total ERC to which contract size adjustment should be applied. The appropriate % adjustment should be made in accordance with the scale for contract size adjustment specified under section 6 of the RCG 2023 Guidance notes. The currency ERC rates are set at £4m (Four Million Pounds) @ 1st April 2021 (AVD) for the RCG 2023 Publication. | Costs exclude external works. | - | - | - | The plant and machinery listed in the description has been included in this costing. | - | - | Factory Buildings - Process, Light - Insulated | - | 10501 |  | M2 | - | NA | NA | NA | 348.2791 | Option 1 | 431.7979 | 23.98% | 0 | 0 | -100% | -100% | 0 | -100% | Redirected | NA | VOA_GPN_GOV_UK\7246041 | 2019-08-30 | Low | - | - | Redirected, low risk | NA | - | NA | SPONS A&B | NA | (BEAMS Note 2) The ERC for this item should be added to all other rateable items on the hereditament (except land). Therefore the total of the ERC of the other Building Items and the P&M ERC (where applicable) to enable the correct contract size adjustment to be made. ERC of Building Component + ERC of P&M = Total ERC to which contract size adjustment should be applied. The appropriate % adjustment should be made in accordance with the scale for contract size adjustment specified under section 6 of the RCG 2021 Guidance notes. The currency ERC rates are set at £4m (Four Million Pounds) @ 1st April 2019 (AVD) for the RCG 2021 Publication. | Factory Buildings - Process, Light - Insulated | - | 2 | TRUE
1930 | 41P32C | 6506 | 41P32C | Factory buildings process | Light - insulated | Sheet metal cladding | 101m² - 250m² | Eaves ht - 3.5m | Building Construction : - Foundations : Concrete pad and strip foundations with 150mm mesh reinforced concrete floor. Frame : Light steel frame. Upper Floors : None. Roof : Double skin (insulated) profiled protected metal, fixed to steel purlins with plastic headed screws, translucent sheet glazing, rainwater gutters, down pipes and drainage. External Walls : 100mm brickwork infill to 1.0m; double skin (insulated) profiled protected metal cladding, fixed to horizontal steel purlins with plastic headed screws, translucent sheet glazing; rainwater gutters, down pipes and drainage. Windows and Doors : Single glazed windows in metal frames. Steel doors set within metal frames. Internal Walls : Block walls. Internal Finishes : None. Building Services : Electric light and power, water laid on, toilets, heating. | Location Adjustment Applicable (See Guidance Notes) - ERC = UK mean of 1.00 | (BEAMS Note 2) The ERC for this item should be added to all other rateable items on the hereditament (except land). Therefore the total of the ERC of the other Building Items and the P&M ERC (where applicable) to enable the correct contract size adjustment to be made. ERC of Building Component + ERC of P&M = Total ERC to which contract size adjustment should be applied. The appropriate % adjustment should be made in accordance with the scale for contract size adjustment specified under section 6 of the RCG 2023 Guidance notes. The currency ERC rates are set at £4m (Four Million Pounds) @ 1st April 2021 (AVD) for the RCG 2023 Publication. | Costs exclude external works. | - | - | - | The plant and machinery listed in the description has been included in this costing. | - | - | Factory Buildings - Process, Light - Insulated | - | 10501 |  | M2 | - | NA | NA | NA | 345.2038 | Option 1 | 427.9851 | 23.98% | 0 | 0 | -100% | -100% | 0 | -100% | Redirected | NA | VOA_GPN_GOV_UK\7246041 | 2019-08-30 | Low | - | - | Redirected, low risk | NA | - | NA | SPONS A&B | NA | (BEAMS Note 2) The ERC for this item should be added to all other rateable items on the hereditament (except land). Therefore the total of the ERC of the other Building Items and the P&M ERC (where applicable) to enable the correct contract size adjustment to be made. ERC of Building Component + ERC of P&M = Total ERC to which contract size adjustment should be applied. The appropriate % adjustment should be made in accordance with the scale for contract size adjustment specified under section 6 of the RCG 2021 Guidance notes. The currency ERC rates are set at £4m (Four Million Pounds) @ 1st April 2019 (AVD) for the RCG 2021 Publication. | Factory Buildings - Process, Light - Insulated | - | 2 | TRUE
1931 | 41P32E | 6203 | 41P32E | Factory buildings process | Light - insulated | Sheet metal cladding | 101m² - 250m² | Eaves ht - 4.0m | Building Construction : - Foundations : Concrete pad and strip foundations with 150mm mesh reinforced concrete floor. Frame : Light steel frame. Upper Floors : None. Roof : Double skin (insulated) profiled protected metal, fixed to steel purlins with plastic headed screws, translucent sheet glazing, rainwater gutters, down pipes and drainage. External Walls : 100mm brickwork infill to 1.0m; double skin (insulated) profiled protected metal cladding, fixed to horizontal steel purlins with plastic headed screws, translucent sheet glazing; rainwater gutters, down pipes and drainage. Windows and Doors : Single glazed windows in metal frames. Steel doors set within metal frames. Internal Walls : Block walls. Internal Finishes : None. Building Services : Electric light and power, water laid on, toilets, heating. | Location Adjustment Applicable (See Guidance Notes) - ERC = UK mean of 1.00 | (BEAMS Note 2) The ERC for this item should be added to all other rateable items on the hereditament (except land). Therefore the total of the ERC of the other Building Items and the P&M ERC (where applicable) to enable the correct contract size adjustment to be made. ERC of Building Component + ERC of P&M = Total ERC to which contract size adjustment should be applied. The appropriate % adjustment should be made in accordance with the scale for contract size adjustment specified under section 6 of the RCG 2023 Guidance notes. The currency ERC rates are set at £4m (Four Million Pounds) @ 1st April 2021 (AVD) for the RCG 2023 Publication. | Costs exclude external works. | - | - | - | The plant and machinery listed in the description has been included in this costing. | - | - | Factory Buildings - Process, Light - Insulated | - | 10501 |  | M2 | - | NA | NA | NA | 369.0375 | Option 1 | 457.5342 | 23.98% | 0 | 0 | -100% | -100% | 0 | -100% | Redirected | NA | VOA_GPN_GOV_UK\7246041 | 2019-08-30 | Low | - | - | Redirected, low risk | NA | - | NA | SPONS A&B | NA | (BEAMS Note 2) The ERC for this item should be added to all other rateable items on the hereditament (except land). Therefore the total of the ERC of the other Building Items and the P&M ERC (where applicable) to enable the correct contract size adjustment to be made. ERC of Building Component + ERC of P&M = Total ERC to which contract size adjustment should be applied. The appropriate % adjustment should be made in accordance with the scale for contract size adjustment specified under section 6 of the RCG 2021 Guidance notes. The currency ERC rates are set at £4m (Four Million Pounds) @ 1st April 2019 (AVD) for the RCG 2021 Publication. | Factory Buildings - Process, Light - Insulated | - | 2 | TRUE
1932 | 41P32G | 6204 | 41P32G | Factory buildings process | Light - insulated | Sheet metal cladding | 101m² - 250m² | Eaves ht - 4.5m | Building Construction : - Foundations : Concrete pad and strip foundations with 150mm mesh reinforced concrete floor. Frame : Light steel frame. Upper Floors : None. Roof : Double skin (insulated) profiled protected metal, fixed to steel purlins with plastic headed screws, translucent sheet glazing, rainwater gutters, down pipes and drainage. External Walls : 100mm brickwork infill to 1.0m; double skin (insulated) profiled protected metal cladding, fixed to horizontal steel purlins with plastic headed screws, translucent sheet glazing; rainwater gutters, down pipes and drainage. Windows and Doors : Single glazed windows in metal frames. Steel doors set within metal frames. Internal Walls : Block walls. Internal Finishes : None. Building Services : Electric light and power, water laid on, toilets, heating. | Location Adjustment Applicable (See Guidance Notes) - ERC = UK mean of 1.00 | (BEAMS Note 2) The ERC for this item should be added to all other rateable items on the hereditament (except land). Therefore the total of the ERC of the other Building Items and the P&M ERC (where applicable) to enable the correct contract size adjustment to be made. ERC of Building Component + ERC of P&M = Total ERC to which contract size adjustment should be applied. The appropriate % adjustment should be made in accordance with the scale for contract size adjustment specified under section 6 of the RCG 2023 Guidance notes. The currency ERC rates are set at £4m (Four Million Pounds) @ 1st April 2021 (AVD) for the RCG 2023 Publication. | Costs exclude external works. | - | - | - | The plant and machinery listed in the description has been included in this costing. | - | - | Factory Buildings - Process, Light - Insulated | - | 10501 |  | M2 | - | NA | NA | NA | 379.8011 | Option 1 | 470.879 | 23.98% | 0 | 0 | -100% | -100% | 0 | -100% | Redirected | NA | VOA_GPN_GOV_UK\7246041 | 2019-08-30 | Low | - | - | Redirected, low risk | NA | - | NA | SPONS A&B | NA | (BEAMS Note 2) The ERC for this item should be added to all other rateable items on the hereditament (except land). Therefore the total of the ERC of the other Building Items and the P&M ERC (where applicable) to enable the correct contract size adjustment to be made. ERC of Building Component + ERC of P&M = Total ERC to which contract size adjustment should be applied. The appropriate % adjustment should be made in accordance with the scale for contract size adjustment specified under section 6 of the RCG 2021 Guidance notes. The currency ERC rates are set at £4m (Four Million Pounds) @ 1st April 2019 (AVD) for the RCG 2021 Publication. | Factory Buildings - Process, Light - Insulated | - | 2 | TRUE
1933 | 41P32I | 6205 | 41P32I | Factory buildings process | Light - insulated | Sheet metal cladding | 101m² - 250m² | Eaves ht - 5.0m | Building Construction : - Foundations : Concrete pad and strip foundations with 150mm mesh reinforced concrete floor. Frame : Light steel frame. Upper Floors : None. Roof : Double skin (insulated) profiled protected metal, fixed to steel purlins with plastic headed screws, translucent sheet glazing, rainwater gutters, down pipes and drainage. External Walls : 100mm brickwork infill to 1.0m; double skin (insulated) profiled protected metal cladding, fixed to horizontal steel purlins with plastic headed screws, translucent sheet glazing; rainwater gutters, down pipes and drainage. Windows and Doors : Single glazed windows in metal frames. Steel doors set within metal frames. Internal Walls : Block walls. Internal Finishes : None. Building Services : Electric light and power, water laid on, toilets, heating. | Location Adjustment Applicable (See Guidance Notes) - ERC = UK mean of 1.00 | (BEAMS Note 2) The ERC for this item should be added to all other rateable items on the hereditament (except land). Therefore the total of the ERC of the other Building Items and the P&M ERC (where applicable) to enable the correct contract size adjustment to be made. ERC of Building Component + ERC of P&M = Total ERC to which contract size adjustment should be applied. The appropriate % adjustment should be made in accordance with the scale for contract size adjustment specified under section 6 of the RCG 2023 Guidance notes. The currency ERC rates are set at £4m (Four Million Pounds) @ 1st April 2021 (AVD) for the RCG 2023 Publication. | Costs exclude external works. | - | - | - | The plant and machinery listed in the description has been included in this costing. | - | - | Factory Buildings - Process, Light - Insulated | - | 10501 |  | M2 | - | NA | NA | NA | 390.5647 | Option 1 | 484.2237 | 23.98% | 0 | 0 | -100% | -100% | 0 | -100% | Redirected | NA | VOA_GPN_GOV_UK\7246041 | 2019-08-30 | Low | - | - | Redirected, low risk | NA | - | NA | SPONS A&B | NA | (BEAMS Note 2) The ERC for this item should be added to all other rateable items on the hereditament (except land). Therefore the total of the ERC of the other Building Items and the P&M ERC (where applicable) to enable the correct contract size adjustment to be made. ERC of Building Component + ERC of P&M = Total ERC to which contract size adjustment should be applied. The appropriate % adjustment should be made in accordance with the scale for contract size adjustment specified under section 6 of the RCG 2021 Guidance notes. The currency ERC rates are set at £4m (Four Million Pounds) @ 1st April 2019 (AVD) for the RCG 2021 Publication. | Factory Buildings - Process, Light - Insulated | - | 2 | TRUE
1934 | 41P32K | 6206 | 41P32K | Factory buildings process | Light - insulated | Sheet metal cladding | 101m² - 250m² | Eaves ht - 5.5m | Building Construction : - Foundations : Concrete pad and strip foundations with 150mm mesh reinforced concrete floor. Frame : Light steel frame. Upper Floors : None. Roof : Double skin (insulated) profiled protected metal, fixed to steel purlins with plastic headed screws, translucent sheet glazing, rainwater gutters, down pipes and drainage. External Walls : 100mm brickwork infill to 1.0m; double skin (insulated) profiled protected metal cladding, fixed to horizontal steel purlins with plastic headed screws, translucent sheet glazing; rainwater gutters, down pipes and drainage. Windows and Doors : Single glazed windows in metal frames. Steel doors set within metal frames. Internal Walls : Block walls. Internal Finishes : None. Building Services : Electric light and power, water laid on, toilets, heating. | Location Adjustment Applicable (See Guidance Notes) - ERC = UK mean of 1.00 | (BEAMS Note 2) The ERC for this item should be added to all other rateable items on the hereditament (except land). Therefore the total of the ERC of the other Building Items and the P&M ERC (where applicable) to enable the correct contract size adjustment to be made. ERC of Building Component + ERC of P&M = Total ERC to which contract size adjustment should be applied. The appropriate % adjustment should be made in accordance with the scale for contract size adjustment specified under section 6 of the RCG 2023 Guidance notes. The currency ERC rates are set at £4m (Four Million Pounds) @ 1st April 2021 (AVD) for the RCG 2023 Publication. | Costs exclude external works. | - | - | - | The plant and machinery listed in the description has been included in this costing. | - | - | Factory Buildings - Process, Light - Insulated | - | 10501 |  | M2 | - | NA | NA | NA | 421.3178 | Option 1 | 522.3516 | 23.98% | 0 | 0 | -100% | -100% | 0 | -100% | Redirected | NA | VOA_GPN_GOV_UK\7246041 | 2019-08-30 | Low | - | - | Redirected, low risk | NA | - | NA | SPONS A&B | NA | (BEAMS Note 2) The ERC for this item should be added to all other rateable items on the hereditament (except land). Therefore the total of the ERC of the other Building Items and the P&M ERC (where applicable) to enable the correct contract size adjustment to be made. ERC of Building Component + ERC of P&M = Total ERC to which contract size adjustment should be applied. The appropriate % adjustment should be made in accordance with the scale for contract size adjustment specified under section 6 of the RCG 2021 Guidance notes. The currency ERC rates are set at £4m (Four Million Pounds) @ 1st April 2019 (AVD) for the RCG 2021 Publication. | Factory Buildings - Process, Light - Insulated | - | 2 | TRUE
1935 | 41P32M | 6207 | 41P32M | Factory buildings process | Light - insulated | Sheet metal cladding | 101m² - 250m² | Eaves ht - 6.0m | Building Construction : - Foundations : Concrete pad and strip foundations with 150mm mesh reinforced concrete floor. Frame : Light steel frame. Upper Floors : None. Roof : Double skin (insulated) profiled protected metal, fixed to steel purlins with plastic headed screws, translucent sheet glazing, rainwater gutters, down pipes and drainage. External Walls : 100mm brickwork infill to 1.0m; double skin (insulated) profiled protected metal cladding, fixed to horizontal steel purlins with plastic headed screws, translucent sheet glazing; rainwater gutters, down pipes and drainage. Windows and Doors : Single glazed windows in metal frames. Steel doors set within metal frames. Internal Walls : Block walls. Internal Finishes : None. Building Services : Electric light and power, water laid on, toilets, heating. | Location Adjustment Applicable (See Guidance Notes) - ERC = UK mean of 1.00 | (BEAMS Note 2) The ERC for this item should be added to all other rateable items on the hereditament (except land). Therefore the total of the ERC of the other Building Items and the P&M ERC (where applicable) to enable the correct contract size adjustment to be made. ERC of Building Component + ERC of P&M = Total ERC to which contract size adjustment should be applied. The appropriate % adjustment should be made in accordance with the scale for contract size adjustment specified under section 6 of the RCG 2023 Guidance notes. The currency ERC rates are set at £4m (Four Million Pounds) @ 1st April 2021 (AVD) for the RCG 2023 Publication. | Costs exclude external works. | - | - | - | The plant and machinery listed in the description has been included in this costing. | - | - | Factory Buildings - Process, Light - Insulated | - | 10501 |  | M2 | - | NA | NA | NA | 432.8502 | Option 1 | 536.6495 | 23.98% | 0 | 0 | -100% | -100% | 0 | -100% | Redirected | NA | VOA_GPN_GOV_UK\7246041 | 2019-08-30 | Low | - | - | Redirected, low risk | NA | - | NA | SPONS A&B | NA | (BEAMS Note 2) The ERC for this item should be added to all other rateable items on the hereditament (except land). Therefore the total of the ERC of the other Building Items and the P&M ERC (where applicable) to enable the correct contract size adjustment to be made. ERC of Building Component + ERC of P&M = Total ERC to which contract size adjustment should be applied. The appropriate % adjustment should be made in accordance with the scale for contract size adjustment specified under section 6 of the RCG 2021 Guidance notes. The currency ERC rates are set at £4m (Four Million Pounds) @ 1st April 2019 (AVD) for the RCG 2021 Publication. | Factory Buildings - Process, Light - Insulated | - | 2 | TRUE
1936 | 41P32P | 6208 | 41P32P | Factory buildings process | Light - insulated | Sheet metal cladding | 101m² - 250m² | Eaves ht - 6.5m | Building Construction : - Foundations : Concrete pad and strip foundations with 150mm mesh reinforced concrete floor. Frame : Light steel frame. Upper Floors : None. Roof : Double skin (insulated) profiled protected metal, fixed to steel purlins with plastic headed screws, translucent sheet glazing, rainwater gutters, down pipes and drainage. External Walls : 100mm brickwork infill to 1.0m; double skin (insulated) profiled protected metal cladding, fixed to horizontal steel purlins with plastic headed screws, translucent sheet glazing; rainwater gutters, down pipes and drainage. Windows and Doors : Single glazed windows in metal frames. Steel doors set within metal frames. Internal Walls : Block walls. Internal Finishes : None. Building Services : Electric light and power, water laid on, toilets, heating. | Location Adjustment Applicable (See Guidance Notes) - ERC = UK mean of 1.00 | (BEAMS Note 2) The ERC for this item should be added to all other rateable items on the hereditament (except land). Therefore the total of the ERC of the other Building Items and the P&M ERC (where applicable) to enable the correct contract size adjustment to be made. ERC of Building Component + ERC of P&M = Total ERC to which contract size adjustment should be applied. The appropriate % adjustment should be made in accordance with the scale for contract size adjustment specified under section 6 of the RCG 2023 Guidance notes. The currency ERC rates are set at £4m (Four Million Pounds) @ 1st April 2021 (AVD) for the RCG 2023 Publication. | Costs exclude external works. | - | - | - | The plant and machinery listed in the description has been included in this costing. | - | - | Factory Buildings - Process, Light - Insulated | - | 10501 |  | M2 | - | NA | NA | NA | 445.1515 | Option 1 | 551.9006 | 23.98% | 0 | 0 | -100% | -100% | 0 | -100% | Redirected | NA | VOA_GPN_GOV_UK\7246041 | 2019-08-30 | Low | - | - | Redirected, low risk | NA | - | NA | SPONS A&B | NA | (BEAMS Note 2) The ERC for this item should be added to all other rateable items on the hereditament (except land). Therefore the total of the ERC of the other Building Items and the P&M ERC (where applicable) to enable the correct contract size adjustment to be made. ERC of Building Component + ERC of P&M = Total ERC to which contract size adjustment should be applied. The appropriate % adjustment should be made in accordance with the scale for contract size adjustment specified under section 6 of the RCG 2021 Guidance notes. The currency ERC rates are set at £4m (Four Million Pounds) @ 1st April 2019 (AVD) for the RCG 2021 Publication. | Factory Buildings - Process, Light - Insulated | - | 2 | TRUE
1937 | 41P32R | 6212 | 41P32R | Factory buildings process | Light - insulated | Sheet metal cladding | 101m² - 250m² | Eaves ht - 7.0m | Building Construction : - Foundations : Concrete pad and strip foundations with 150mm mesh reinforced concrete floor. Frame : Light steel frame. Upper Floors : None. Roof : Double skin (insulated) profiled protected metal, fixed to steel purlins with plastic headed screws, translucent sheet glazing, rainwater gutters, down pipes and drainage. External Walls : 100mm brickwork infill to 1.0m; double skin (insulated) profiled protected metal cladding, fixed to horizontal steel purlins with plastic headed screws, translucent sheet glazing; rainwater gutters, down pipes and drainage. Windows and Doors : Single glazed windows in metal frames. Steel doors set within metal frames. Internal Walls : Block walls. Internal Finishes : None. Building Services : Electric light and power, water laid on, toilets, heating. | Location Adjustment Applicable (See Guidance Notes) - ERC = UK mean of 1.00 | (BEAMS Note 2) The ERC for this item should be added to all other rateable items on the hereditament (except land). Therefore the total of the ERC of the other Building Items and the P&M ERC (where applicable) to enable the correct contract size adjustment to be made. ERC of Building Component + ERC of P&M = Total ERC to which contract size adjustment should be applied. The appropriate % adjustment should be made in accordance with the scale for contract size adjustment specified under section 6 of the RCG 2023 Guidance notes. The currency ERC rates are set at £4m (Four Million Pounds) @ 1st April 2021 (AVD) for the RCG 2023 Publication. | Costs exclude external works. | - | - | - | The plant and machinery listed in the description has been included in this costing. | - | - | Factory Buildings - Process, Light - Insulated | - | 10501 |  | M2 | - | NA | NA | NA | 456.6839 | Option 1 | 566.1986 | 23.98% | 0 | 0 | -100% | -100% | 0 | -100% | Redirected | NA | VOA_GPN_GOV_UK\7246041 | 2019-08-30 | Low | - | - | Redirected, low risk | NA | - | NA | SPONS A&B | NA | (BEAMS Note 2) The ERC for this item should be added to all other rateable items on the hereditament (except land). Therefore the total of the ERC of the other Building Items and the P&M ERC (where applicable) to enable the correct contract size adjustment to be made. ERC of Building Component + ERC of P&M = Total ERC to which contract size adjustment should be applied. The appropriate % adjustment should be made in accordance with the scale for contract size adjustment specified under section 6 of the RCG 2021 Guidance notes. The currency ERC rates are set at £4m (Four Million Pounds) @ 1st April 2019 (AVD) for the RCG 2021 Publication. | Factory Buildings - Process, Light - Insulated | - | 2 | TRUE
1938 | 41P32T | 6213 | 41P32T | Factory buildings process | Light - insulated | Sheet metal cladding | 101m² - 250m² | Eaves ht - 7.5m | Building Construction : - Foundations : Concrete pad and strip foundations with 150mm mesh reinforced concrete floor. Frame : Light steel frame. Upper Floors : None. Roof : Double skin (insulated) profiled protected metal, fixed to steel purlins with plastic headed screws, translucent sheet glazing, rainwater gutters, down pipes and drainage. External Walls : 100mm brickwork infill to 1.0m; double skin (insulated) profiled protected metal cladding, fixed to horizontal steel purlins with plastic headed screws, translucent sheet glazing; rainwater gutters, down pipes and drainage. Windows and Doors : Single glazed windows in metal frames. Steel doors set within metal frames. Internal Walls : Block walls. Internal Finishes : None. Building Services : Electric light and power, water laid on, toilets, heating. | Location Adjustment Applicable (See Guidance Notes) - ERC = UK mean of 1.00 | (BEAMS Note 2) The ERC for this item should be added to all other rateable items on the hereditament (except land). Therefore the total of the ERC of the other Building Items and the P&M ERC (where applicable) to enable the correct contract size adjustment to be made. ERC of Building Component + ERC of P&M = Total ERC to which contract size adjustment should be applied. The appropriate % adjustment should be made in accordance with the scale for contract size adjustment specified under section 6 of the RCG 2023 Guidance notes. The currency ERC rates are set at £4m (Four Million Pounds) @ 1st April 2021 (AVD) for the RCG 2023 Publication. | Costs exclude external works. | - | - | - | The plant and machinery listed in the description has been included in this costing. | - | - | Factory Buildings - Process, Light - Insulated | - | 10501 |  | M2 | - | NA | NA | NA | 470.5228 | Option 1 | 583.3561 | 23.98% | 0 | 0 | -100% | -100% | 0 | -100% | Redirected | NA | VOA_GPN_GOV_UK\7246041 | 2019-08-30 | Low | - | - | Redirected, low risk | NA | - | NA | SPONS A&B | NA | (BEAMS Note 2) The ERC for this item should be added to all other rateable items on the hereditament (except land). Therefore the total of the ERC of the other Building Items and the P&M ERC (where applicable) to enable the correct contract size adjustment to be made. ERC of Building Component + ERC of P&M = Total ERC to which contract size adjustment should be applied. The appropriate % adjustment should be made in accordance with the scale for contract size adjustment specified under section 6 of the RCG 2021 Guidance notes. The currency ERC rates are set at £4m (Four Million Pounds) @ 1st April 2019 (AVD) for the RCG 2021 Publication. | Factory Buildings - Process, Light - Insulated | - | 2 | TRUE
1939 | 41P33A | 6217 | 41P33A | Factory buildings process | Light - insulated | Sheet metal cladding | 101m² - 250m² | Eaves ht - 8.0m | Building Construction : - Foundations : Concrete pad and strip foundations with 150mm mesh reinforced concrete floor. Frame : Light steel frame. Upper Floors : None. Roof : Double skin (insulated) profiled protected metal, fixed to steel purlins with plastic headed screws, translucent sheet glazing, rainwater gutters, down pipes and drainage. External Walls : 100mm brickwork infill to 1.0m; double skin (insulated) profiled protected metal cladding, fixed to horizontal steel purlins with plastic headed screws, translucent sheet glazing; rainwater gutters, down pipes and drainage. Windows and Doors : Single glazed windows in metal frames. Steel doors set within metal frames. Internal Walls : Block walls. Internal Finishes : None. Building Services : Electric light and power, water laid on, toilets, heating. | Location Adjustment Applicable (See Guidance Notes) - ERC = UK mean of 1.00 | (BEAMS Note 2) The ERC for this item should be added to all other rateable items on the hereditament (except land). Therefore the total of the ERC of the other Building Items and the P&M ERC (where applicable) to enable the correct contract size adjustment to be made. ERC of Building Component + ERC of P&M = Total ERC to which contract size adjustment should be applied. The appropriate % adjustment should be made in accordance with the scale for contract size adjustment specified under section 6 of the RCG 2023 Guidance notes. The currency ERC rates are set at £4m (Four Million Pounds) @ 1st April 2021 (AVD) for the RCG 2023 Publication. | Costs exclude external works. | - | - | - | The plant and machinery listed in the description has been included in this costing. | - | - | Factory Buildings - Process, Light - Insulated | - | 10501 |  | M2 | - | NA | NA | NA | 515.8837 | Option 1 | 639.5947 | 23.98% | 0 | 0 | -100% | -100% | 0 | -100% | Redirected | NA | VOA_GPN_GOV_UK\7246041 | 2019-08-30 | Low | - | - | Redirected, low risk | NA | - | NA | SPONS A&B | NA | (BEAMS Note 2) The ERC for this item should be added to all other rateable items on the hereditament (except land). Therefore the total of the ERC of the other Building Items and the P&M ERC (where applicable) to enable the correct contract size adjustment to be made. ERC of Building Component + ERC of P&M = Total ERC to which contract size adjustment should be applied. The appropriate % adjustment should be made in accordance with the scale for contract size adjustment specified under section 6 of the RCG 2021 Guidance notes. The currency ERC rates are set at £4m (Four Million Pounds) @ 1st April 2019 (AVD) for the RCG 2021 Publication. | Factory Buildings - Process, Light - Insulated | - | 2 | TRUE
1940 | 41P33C | 6218 | 41P33C | Factory buildings process | Light - insulated | Sheet metal cladding | 101m² - 250m² | Eaves ht - 8.5m | Building Construction : - Foundations : Concrete pad and strip foundations with 150mm mesh reinforced concrete floor. Frame : Light steel frame. Upper Floors : None. Roof : Double skin (insulated) profiled protected metal, fixed to steel purlins with plastic headed screws, translucent sheet glazing, rainwater gutters, down pipes and drainage. External Walls : 100mm brickwork infill to 1.0m; double skin (insulated) profiled protected metal cladding, fixed to horizontal steel purlins with plastic headed screws, translucent sheet glazing; rainwater gutters, down pipes and drainage. Windows and Doors : Single glazed windows in metal frames. Steel doors set within metal frames. Internal Walls : Block walls. Internal Finishes : None. Building Services : Electric light and power, water laid on, toilets, heating. | Location Adjustment Applicable (See Guidance Notes) - ERC = UK mean of 1.00 | (BEAMS Note 2) The ERC for this item should be added to all other rateable items on the hereditament (except land). Therefore the total of the ERC of the other Building Items and the P&M ERC (where applicable) to enable the correct contract size adjustment to be made. ERC of Building Component + ERC of P&M = Total ERC to which contract size adjustment should be applied. The appropriate % adjustment should be made in accordance with the scale for contract size adjustment specified under section 6 of the RCG 2023 Guidance notes. The currency ERC rates are set at £4m (Four Million Pounds) @ 1st April 2021 (AVD) for the RCG 2023 Publication. | Costs exclude external works. | - | - | - | The plant and machinery listed in the description has been included in this costing. | - | - | Factory Buildings - Process, Light - Insulated | - | 10501 |  | M2 | - | NA | NA | NA | 528.9538 | Option 1 | 655.799 | 23.98% | 0 | 0 | -100% | -100% | 0 | -100% | Redirected | NA | VOA_GPN_GOV_UK\7246041 | 2019-08-30 | Low | - | - | Redirected, low risk | NA | - | NA | SPONS A&B | NA | (BEAMS Note 2) The ERC for this item should be added to all other rateable items on the hereditament (except land). Therefore the total of the ERC of the other Building Items and the P&M ERC (where applicable) to enable the correct contract size adjustment to be made. ERC of Building Component + ERC of P&M = Total ERC to which contract size adjustment should be applied. The appropriate % adjustment should be made in accordance with the scale for contract size adjustment specified under section 6 of the RCG 2021 Guidance notes. The currency ERC rates are set at £4m (Four Million Pounds) @ 1st April 2019 (AVD) for the RCG 2021 Publication. | Factory Buildings - Process, Light - Insulated | - | 2 | TRUE
1941 | 41P33E | 6219 | 41P33E | Factory buildings process | Light - insulated | Sheet metal cladding | 101m² - 250m² | Eaves ht - 9.0m | Building Construction : - Foundations : Concrete pad and strip foundations with 150mm mesh reinforced concrete floor. Frame : Light steel frame. Upper Floors : None. Roof : Double skin (insulated) profiled protected metal, fixed to steel purlins with plastic headed screws, translucent sheet glazing, rainwater gutters, down pipes and drainage. External Walls : 100mm brickwork infill to 1.0m; double skin (insulated) profiled protected metal cladding, fixed to horizontal steel purlins with plastic headed screws, translucent sheet glazing; rainwater gutters, down pipes and drainage. Windows and Doors : Single glazed windows in metal frames. Steel doors set within metal frames. Internal Walls : Block walls. Internal Finishes : None. Building Services : Electric light and power, water laid on, toilets, heating. | Location Adjustment Applicable (See Guidance Notes) - ERC = UK mean of 1.00 | (BEAMS Note 2) The ERC for this item should be added to all other rateable items on the hereditament (except land). Therefore the total of the ERC of the other Building Items and the P&M ERC (where applicable) to enable the correct contract size adjustment to be made. ERC of Building Component + ERC of P&M = Total ERC to which contract size adjustment should be applied. The appropriate % adjustment should be made in accordance with the scale for contract size adjustment specified under section 6 of the RCG 2023 Guidance notes. The currency ERC rates are set at £4m (Four Million Pounds) @ 1st April 2021 (AVD) for the RCG 2023 Publication. | Costs exclude external works. | - | - | - | The plant and machinery listed in the description has been included in this costing. | - | - | Factory Buildings - Process, Light - Insulated | - | 10501 |  | M2 | - | NA | NA | NA | 542.7927 | Option 1 | 672.9566 | 23.98% | 0 | 0 | -100% | -100% | 0 | -100% | Redirected | NA | VOA_GPN_GOV_UK\7246041 | 2019-08-30 | Low | - | - | Redirected, low risk | NA | - | NA | SPONS A&B | NA | (BEAMS Note 2) The ERC for this item should be added to all other rateable items on the hereditament (except land). Therefore the total of the ERC of the other Building Items and the P&M ERC (where applicable) to enable the correct contract size adjustment to be made. ERC of Building Component + ERC of P&M = Total ERC to which contract size adjustment should be applied. The appropriate % adjustment should be made in accordance with the scale for contract size adjustment specified under section 6 of the RCG 2021 Guidance notes. The currency ERC rates are set at £4m (Four Million Pounds) @ 1st April 2019 (AVD) for the RCG 2021 Publication. | Factory Buildings - Process, Light - Insulated | - | 2 | TRUE
1942 | 41P33G | 6220 | 41P33G | Factory buildings process | Light - insulated | Sheet metal cladding | 101m² - 250m² | Eaves ht - 9.5m | Building Construction : - Foundations : Concrete pad and strip foundations with 150mm mesh reinforced concrete floor. Frame : Light steel frame. Upper Floors : None. Roof : Double skin (insulated) profiled protected metal, fixed to steel purlins with plastic headed screws, translucent sheet glazing, rainwater gutters, down pipes and drainage. External Walls : 100mm brickwork infill to 1.0m; double skin (insulated) profiled protected metal cladding, fixed to horizontal steel purlins with plastic headed screws, translucent sheet glazing; rainwater gutters, down pipes and drainage. Windows and Doors : Single glazed windows in metal frames. Steel doors set within metal frames. Internal Walls : Block walls. Internal Finishes : None. Building Services : Electric light and power, water laid on, toilets, heating. | Location Adjustment Applicable (See Guidance Notes) - ERC = UK mean of 1.00 | (BEAMS Note 2) The ERC for this item should be added to all other rateable items on the hereditament (except land). Therefore the total of the ERC of the other Building Items and the P&M ERC (where applicable) to enable the correct contract size adjustment to be made. ERC of Building Component + ERC of P&M = Total ERC to which contract size adjustment should be applied. The appropriate % adjustment should be made in accordance with the scale for contract size adjustment specified under section 6 of the RCG 2023 Guidance notes. The currency ERC rates are set at £4m (Four Million Pounds) @ 1st April 2021 (AVD) for the RCG 2023 Publication. | Costs exclude external works. | - | - | - | The plant and machinery listed in the description has been included in this costing. | - | - | Factory Buildings - Process, Light - Insulated | - | 10501 |  | M2 | - | NA | NA | NA | 556.6316 | Option 1 | 690.1141 | 23.98% | 0 | 0 | -100% | -100% | 0 | -100% | Redirected | NA | VOA_GPN_GOV_UK\7246041 | 2019-08-30 | Low | - | - | Redirected, low risk | NA | - | NA | SPONS A&B | NA | (BEAMS Note 2) The ERC for this item should be added to all other rateable items on the hereditament (except land). Therefore the total of the ERC of the other Building Items and the P&M ERC (where applicable) to enable the correct contract size adjustment to be made. ERC of Building Component + ERC of P&M = Total ERC to which contract size adjustment should be applied. The appropriate % adjustment should be made in accordance with the scale for contract size adjustment specified under section 6 of the RCG 2021 Guidance notes. The currency ERC rates are set at £4m (Four Million Pounds) @ 1st April 2019 (AVD) for the RCG 2021 Publication. | Factory Buildings - Process, Light - Insulated | - | 2 | TRUE
1943 | 41P33K | 5930 | 41P33K | Factory buildings process | Light - insulated | Sheet metal cladding | 101m² - 250m² | Eaves ht - 10.0m | Building Construction : - Foundations : Concrete pad and strip foundations with 150mm mesh reinforced concrete floor. Frame : Light steel frame. Upper Floors : None. Roof : Double skin (insulated) profiled protected metal, fixed to steel purlins with plastic headed screws, translucent sheet glazing, rainwater gutters, down pipes and drainage. External Walls : 100mm brickwork infill to 1.0m; double skin (insulated) profiled protected metal cladding, fixed to horizontal steel purlins with plastic headed screws, translucent sheet glazing; rainwater gutters, down pipes and drainage. Windows and Doors : Single glazed windows in metal frames. Steel doors set within metal frames. Internal Walls : Block walls. Internal Finishes : None. Building Services : Electric light and power, water laid on, toilets, heating. | Location Adjustment Applicable (See Guidance Notes) - ERC = UK mean of 1.00 | (BEAMS Note 2) The ERC for this item should be added to all other rateable items on the hereditament (except land). Therefore the total of the ERC of the other Building Items and the P&M ERC (where applicable) to enable the correct contract size adjustment to be made. ERC of Building Component + ERC of P&M = Total ERC to which contract size adjustment should be applied. The appropriate % adjustment should be made in accordance with the scale for contract size adjustment specified under section 6 of the RCG 2023 Guidance notes. The currency ERC rates are set at £4m (Four Million Pounds) @ 1st April 2021 (AVD) for the RCG 2023 Publication. | Costs exclude external works. | - | - | - | The plant and machinery listed in the description has been included in this costing. | - | - | Factory Buildings - Process, Light - Insulated | - | 10501 |  | M2 | - | NA | NA | NA | 570.4705 | Option 1 | 707.2716 | 23.98% | 0 | 0 | -100% | -100% | 0 | -100% | Redirected | NA | VOA_GPN_GOV_UK\7246041 | 2019-08-30 | Low | - | - | Redirected, low risk | NA | - | NA | SPONS A&B | NA | (BEAMS Note 2) The ERC for this item should be added to all other rateable items on the hereditament (except land). Therefore the total of the ERC of the other Building Items and the P&M ERC (where applicable) to enable the correct contract size adjustment to be made. ERC of Building Component + ERC of P&M = Total ERC to which contract size adjustment should be applied. The appropriate % adjustment should be made in accordance with the scale for contract size adjustment specified under section 6 of the RCG 2021 Guidance notes. The currency ERC rates are set at £4m (Four Million Pounds) @ 1st April 2019 (AVD) for the RCG 2021 Publication. | Factory Buildings - Process, Light - Insulated | - | 2 | TRUE
1944 | 41P33P | 5931 | 41P33P | Factory buildings process | Light - insulated | Sheet metal cladding | 101m² - 250m² | Eaves ht - 11.0m | Building Construction : - Foundations : Concrete pad and strip foundations with 150mm mesh reinforced concrete floor. Frame : Light steel frame. Upper Floors : None. Roof : Double skin (insulated) profiled protected metal, fixed to steel purlins with plastic headed screws, translucent sheet glazing, rainwater gutters, down pipes and drainage. External Walls : 100mm brickwork infill to 1.0m; double skin (insulated) profiled protected metal cladding, fixed to horizontal steel purlins with plastic headed screws, translucent sheet glazing; rainwater gutters, down pipes and drainage. Windows and Doors : Single glazed windows in metal frames. Steel doors set within metal frames. Internal Walls : Block walls. Internal Finishes : None. Building Services : Electric light and power, water laid on, toilets, heating. | Location Adjustment Applicable (See Guidance Notes) - ERC = UK mean of 1.00 | (BEAMS Note 2) The ERC for this item should be added to all other rateable items on the hereditament (except land). Therefore the total of the ERC of the other Building Items and the P&M ERC (where applicable) to enable the correct contract size adjustment to be made. ERC of Building Component + ERC of P&M = Total ERC to which contract size adjustment should be applied. The appropriate % adjustment should be made in accordance with the scale for contract size adjustment specified under section 6 of the RCG 2023 Guidance notes. The currency ERC rates are set at £4m (Four Million Pounds) @ 1st April 2021 (AVD) for the RCG 2023 Publication. | Costs exclude external works. | - | - | - | The plant and machinery listed in the description has been included in this costing. | - | - | Factory Buildings - Process, Light - Insulated | - | 10501 |  | M2 | - | NA | NA | NA | 597.3795 | Option 1 | 740.6335 | 23.98% | 0 | 0 | -100% | -100% | 0 | -100% | Redirected | NA | VOA_GPN_GOV_UK\7246041 | 2019-08-30 | Low | - | - | Redirected, low risk | NA | - | NA | SPONS A&B | NA | (BEAMS Note 2) The ERC for this item should be added to all other rateable items on the hereditament (except land). Therefore the total of the ERC of the other Building Items and the P&M ERC (where applicable) to enable the correct contract size adjustment to be made. ERC of Building Component + ERC of P&M = Total ERC to which contract size adjustment should be applied. The appropriate % adjustment should be made in accordance with the scale for contract size adjustment specified under section 6 of the RCG 2021 Guidance notes. The currency ERC rates are set at £4m (Four Million Pounds) @ 1st April 2019 (AVD) for the RCG 2021 Publication. | Factory Buildings - Process, Light - Insulated | - | 2 | TRUE
1945 | 41P33T | 5932 | 41P33T | Factory buildings process | Light - insulated | Sheet metal cladding | 101m² - 250m² | Eaves ht - 12.0m | Building Construction : - Foundations : Concrete pad and strip foundations with 150mm mesh reinforced concrete floor. Frame : Light steel frame. Upper Floors : None. Roof : Double skin (insulated) profiled protected metal, fixed to steel purlins with plastic headed screws, translucent sheet glazing, rainwater gutters, down pipes and drainage. External Walls : 100mm brickwork infill to 1.0m; double skin (insulated) profiled protected metal cladding, fixed to horizontal steel purlins with plastic headed screws, translucent sheet glazing; rainwater gutters, down pipes and drainage. Windows and Doors : Single glazed windows in metal frames. Steel doors set within metal frames. Internal Walls : Block walls. Internal Finishes : None. Building Services : Electric light and power, water laid on, toilets, heating. | Location Adjustment Applicable (See Guidance Notes) - ERC = UK mean of 1.00 | (BEAMS Note 2) The ERC for this item should be added to all other rateable items on the hereditament (except land). Therefore the total of the ERC of the other Building Items and the P&M ERC (where applicable) to enable the correct contract size adjustment to be made. ERC of Building Component + ERC of P&M = Total ERC to which contract size adjustment should be applied. The appropriate % adjustment should be made in accordance with the scale for contract size adjustment specified under section 6 of the RCG 2023 Guidance notes. The currency ERC rates are set at £4m (Four Million Pounds) @ 1st April 2021 (AVD) for the RCG 2023 Publication. | Costs exclude external works. | - | - | - | The plant and machinery listed in the description has been included in this costing. | - | - | Factory Buildings - Process, Light - Insulated | - | 10501 |  | M2 | - | NA | NA | NA | 624.2884 | Option 1 | 773.9954 | 23.98% | 0 | 0 | -100% | -100% | 0 | -100% | Redirected | NA | VOA_GPN_GOV_UK\7246041 | 2019-08-30 | Low | - | - | Redirected, low risk | NA | - | NA | SPONS A&B | NA | (BEAMS Note 2) The ERC for this item should be added to all other rateable items on the hereditament (except land). Therefore the total of the ERC of the other Building Items and the P&M ERC (where applicable) to enable the correct contract size adjustment to be made. ERC of Building Component + ERC of P&M = Total ERC to which contract size adjustment should be applied. The appropriate % adjustment should be made in accordance with the scale for contract size adjustment specified under section 6 of the RCG 2021 Guidance notes. The currency ERC rates are set at £4m (Four Million Pounds) @ 1st April 2019 (AVD) for the RCG 2021 Publication. | Factory Buildings - Process, Light - Insulated | - | 2 | TRUE
1946 | 41P34A | 5942 | 41P34A | Factory buildings process | Light - insulated | Sheet metal cladding | 251m² - 500m² | Eaves ht - 3.0m | Building Construction : - Foundations : Concrete pad and strip foundations with 150mm mesh reinforced concrete floor. Frame : Light steel frame. Upper Floors : None. Roof : Double skin (insulated) profiled protected metal, fixed to steel purlins with plastic headed screws, translucent sheet glazing, rainwater gutters, down pipes and drainage. External Walls : 100mm brickwork infill to 1.0m; double skin (insulated) profiled protected metal cladding, fixed to horizontal steel purlins with plastic headed screws, translucent sheet glazing; rainwater gutters, down pipes and drainage. Windows and Doors : Single glazed windows in metal frames. Steel doors set within metal frames. Internal Walls : Block walls. Internal Finishes : None. Building Services : Electric light and power, water laid on, toilets, heating. | Location Adjustment Applicable (See Guidance Notes) - ERC = UK mean of 1.00 | (BEAMS Note 2) The ERC for this item should be added to all other rateable items on the hereditament (except land). Therefore the total of the ERC of the other Building Items and the P&M ERC (where applicable) to enable the correct contract size adjustment to be made. ERC of Building Component + ERC of P&M = Total ERC to which contract size adjustment should be applied. The appropriate % adjustment should be made in accordance with the scale for contract size adjustment specified under section 6 of the RCG 2023 Guidance notes. The currency ERC rates are set at £4m (Four Million Pounds) @ 1st April 2021 (AVD) for the RCG 2023 Publication. | Costs exclude external works. | - | - | - | The plant and machinery listed in the description has been included in this costing. | - | - | Factory Buildings - Process, Light - Insulated | - | 10502 |  | M2 | - | NA | NA | NA | 307.5313 | Option 1 | 381.2785 | 23.98% | 0 | 0 | -100% | -100% | 0 | -100% | Redirected | NA | VOA_GPN_GOV_UK\7246041 | 2019-08-30 | Low | - | - | Redirected, low risk | NA | - | NA | SPONS A&B | NA | (BEAMS Note 2) The ERC for this item should be added to all other rateable items on the hereditament (except land). Therefore the total of the ERC of the other Building Items and the P&M ERC (where applicable) to enable the correct contract size adjustment to be made. ERC of Building Component + ERC of P&M = Total ERC to which contract size adjustment should be applied. The appropriate % adjustment should be made in accordance with the scale for contract size adjustment specified under section 6 of the RCG 2021 Guidance notes. The currency ERC rates are set at £4m (Four Million Pounds) @ 1st April 2019 (AVD) for the RCG 2021 Publication. | Factory Buildings - Process, Light - Insulated | - | 2 | TRUE
1947 | 41P34C | 5946 | 41P34C | Factory buildings process | Light - insulated | Sheet metal cladding | 251m² - 500m² | Eaves ht - 3.5m | Building Construction : - Foundations : Concrete pad and strip foundations with 150mm mesh reinforced concrete floor. Frame : Light steel frame. Upper Floors : None. Roof : Double skin (insulated) profiled protected metal, fixed to steel purlins with plastic headed screws, translucent sheet glazing, rainwater gutters, down pipes and drainage. External Walls : 100mm brickwork infill to 1.0m; double skin (insulated) profiled protected metal cladding, fixed to horizontal steel purlins with plastic headed screws, translucent sheet glazing; rainwater gutters, down pipes and drainage. Windows and Doors : Single glazed windows in metal frames. Steel doors set within metal frames. Internal Walls : Block walls. Internal Finishes : None. Building Services : Electric light and power, water laid on, toilets, heating. | Location Adjustment Applicable (See Guidance Notes) - ERC = UK mean of 1.00 | (BEAMS Note 2) The ERC for this item should be added to all other rateable items on the hereditament (except land). Therefore the total of the ERC of the other Building Items and the P&M ERC (where applicable) to enable the correct contract size adjustment to be made. ERC of Building Component + ERC of P&M = Total ERC to which contract size adjustment should be applied. The appropriate % adjustment should be made in accordance with the scale for contract size adjustment specified under section 6 of the RCG 2023 Guidance notes. The currency ERC rates are set at £4m (Four Million Pounds) @ 1st April 2021 (AVD) for the RCG 2023 Publication. | Costs exclude external works. | - | - | - | The plant and machinery listed in the description has been included in this costing. | - | - | Factory Buildings - Process, Light - Insulated | - | 10502 |  | M2 | - | NA | NA | NA | 313.6819 | Option 1 | 388.9041 | 23.98% | 0 | 0 | -100% | -100% | 0 | -100% | Redirected | NA | VOA_GPN_GOV_UK\7246041 | 2019-08-30 | Low | - | - | Redirected, low risk | NA | - | NA | SPONS A&B | NA | (BEAMS Note 2) The ERC for this item should be added to all other rateable items on the hereditament (except land). Therefore the total of the ERC of the other Building Items and the P&M ERC (where applicable) to enable the correct contract size adjustment to be made. ERC of Building Component + ERC of P&M = Total ERC to which contract size adjustment should be applied. The appropriate % adjustment should be made in accordance with the scale for contract size adjustment specified under section 6 of the RCG 2021 Guidance notes. The currency ERC rates are set at £4m (Four Million Pounds) @ 1st April 2019 (AVD) for the RCG 2021 Publication. | Factory Buildings - Process, Light - Insulated | - | 2 | TRUE
1948 | 41P34E | 5947 | 41P34E | Factory buildings process | Light - insulated | Sheet metal cladding | 251m² - 500m² | Eaves ht - 4.0m | Building Construction : - Foundations : Concrete pad and strip foundations with 150mm mesh reinforced concrete floor. Frame : Light steel frame. Upper Floors : None. Roof : Double skin (insulated) profiled protected metal, fixed to steel purlins with plastic headed screws, translucent sheet glazing, rainwater gutters, down pipes and drainage. External Walls : 100mm brickwork infill to 1.0m; double skin (insulated) profiled protected metal cladding, fixed to horizontal steel purlins with plastic headed screws, translucent sheet glazing; rainwater gutters, down pipes and drainage. Windows and Doors : Single glazed windows in metal frames. Steel doors set within metal frames. Internal Walls : Block walls. Internal Finishes : None. Building Services : Electric light and power, water laid on, toilets, heating. | Location Adjustment Applicable (See Guidance Notes) - ERC = UK mean of 1.00 | (BEAMS Note 2) The ERC for this item should be added to all other rateable items on the hereditament (except land). Therefore the total of the ERC of the other Building Items and the P&M ERC (where applicable) to enable the correct contract size adjustment to be made. ERC of Building Component + ERC of P&M = Total ERC to which contract size adjustment should be applied. The appropriate % adjustment should be made in accordance with the scale for contract size adjustment specified under section 6 of the RCG 2023 Guidance notes. The currency ERC rates are set at £4m (Four Million Pounds) @ 1st April 2021 (AVD) for the RCG 2023 Publication. | Costs exclude external works. | - | - | - | The plant and machinery listed in the description has been included in this costing. | - | - | Factory Buildings - Process, Light - Insulated | - | 10502 |  | M2 | - | NA | NA | NA | 320.6013 | Option 1 | 397.4828 | 23.98% | 0 | 0 | -100% | -100% | 0 | -100% | Redirected | NA | VOA_GPN_GOV_UK\7246041 | 2019-08-30 | Low | - | - | Redirected, low risk | NA | - | NA | SPONS A&B | NA | (BEAMS Note 2) The ERC for this item should be added to all other rateable items on the hereditament (except land). Therefore the total of the ERC of the other Building Items and the P&M ERC (where applicable) to enable the correct contract size adjustment to be made. ERC of Building Component + ERC of P&M = Total ERC to which contract size adjustment should be applied. The appropriate % adjustment should be made in accordance with the scale for contract size adjustment specified under section 6 of the RCG 2021 Guidance notes. The currency ERC rates are set at £4m (Four Million Pounds) @ 1st April 2019 (AVD) for the RCG 2021 Publication. | Factory Buildings - Process, Light - Insulated | - | 2 | TRUE
1949 | 41P34G | 5948 | 41P34G | Factory buildings process | Light - insulated | Sheet metal cladding | 251m² - 500m² | Eaves ht - 4.5m | Building Construction : - Foundations : Concrete pad and strip foundations with 150mm mesh reinforced concrete floor. Frame : Light steel frame. Upper Floors : None. Roof : Double skin (insulated) profiled protected metal, fixed to steel purlins with plastic headed screws, translucent sheet glazing, rainwater gutters, down pipes and drainage. External Walls : 100mm brickwork infill to 1.0m; double skin (insulated) profiled protected metal cladding, fixed to horizontal steel purlins with plastic headed screws, translucent sheet glazing; rainwater gutters, down pipes and drainage. Windows and Doors : Single glazed windows in metal frames. Steel doors set within metal frames. Internal Walls : Block walls. Internal Finishes : None. Building Services : Electric light and power, water laid on, toilets, heating. | Location Adjustment Applicable (See Guidance Notes) - ERC = UK mean of 1.00 | (BEAMS Note 2) The ERC for this item should be added to all other rateable items on the hereditament (except land). Therefore the total of the ERC of the other Building Items and the P&M ERC (where applicable) to enable the correct contract size adjustment to be made. ERC of Building Component + ERC of P&M = Total ERC to which contract size adjustment should be applied. The appropriate % adjustment should be made in accordance with the scale for contract size adjustment specified under section 6 of the RCG 2023 Guidance notes. The currency ERC rates are set at £4m (Four Million Pounds) @ 1st April 2021 (AVD) for the RCG 2023 Publication. | Costs exclude external works. | - | - | - | The plant and machinery listed in the description has been included in this costing. | - | - | Factory Buildings - Process, Light - Insulated | - | 10502 |  | M2 | - | NA | NA | NA | 327.5208 | Option 1 | 406.0616 | 23.98% | 0 | 0 | -100% | -100% | 0 | -100% | Redirected | NA | VOA_GPN_GOV_UK\7246041 | 2019-08-30 | Low | - | - | Redirected, low risk | NA | - | NA | SPONS A&B | NA | (BEAMS Note 2) The ERC for this item should be added to all other rateable items on the hereditament (except land). Therefore the total of the ERC of the other Building Items and the P&M ERC (where applicable) to enable the correct contract size adjustment to be made. ERC of Building Component + ERC of P&M = Total ERC to which contract size adjustment should be applied. The appropriate % adjustment should be made in accordance with the scale for contract size adjustment specified under section 6 of the RCG 2021 Guidance notes. The currency ERC rates are set at £4m (Four Million Pounds) @ 1st April 2019 (AVD) for the RCG 2021 Publication. | Factory Buildings - Process, Light - Insulated | - | 2 | TRUE
1950 | 41P34I | 5949 | 41P34I | Factory buildings process | Light - insulated | Sheet metal cladding | 251m² - 500m² | Eaves ht - 5.0m | Building Construction : - Foundations : Concrete pad and strip foundations with 150mm mesh reinforced concrete floor. Frame : Light steel frame. Upper Floors : None. Roof : Double skin (insulated) profiled protected metal, fixed to steel purlins with plastic headed screws, translucent sheet glazing, rainwater gutters, down pipes and drainage. External Walls : 100mm brickwork infill to 1.0m; double skin (insulated) profiled protected metal cladding, fixed to horizontal steel purlins with plastic headed screws, translucent sheet glazing; rainwater gutters, down pipes and drainage. Windows and Doors : Single glazed windows in metal frames. Steel doors set within metal frames. Internal Walls : Block walls. Internal Finishes : None. Building Services : Electric light and power, water laid on, toilets, heating. | Location Adjustment Applicable (See Guidance Notes) - ERC = UK mean of 1.00 | (BEAMS Note 2) The ERC for this item should be added to all other rateable items on the hereditament (except land). Therefore the total of the ERC of the other Building Items and the P&M ERC (where applicable) to enable the correct contract size adjustment to be made. ERC of Building Component + ERC of P&M = Total ERC to which contract size adjustment should be applied. The appropriate % adjustment should be made in accordance with the scale for contract size adjustment specified under section 6 of the RCG 2023 Guidance notes. The currency ERC rates are set at £4m (Four Million Pounds) @ 1st April 2021 (AVD) for the RCG 2023 Publication. | Costs exclude external works. | - | - | - | The plant and machinery listed in the description has been included in this costing. | - | - | Factory Buildings - Process, Light - Insulated | - | 10502 |  | M2 | - | NA | NA | NA | 333.6714 | Option 1 | 413.6872 | 23.98% | 0 | 0 | -100% | -100% | 0 | -100% | Redirected | NA | VOA_GPN_GOV_UK\7246041 | 2019-08-30 | Low | - | - | Redirected, low risk | NA | - | NA | SPONS A&B | NA | (BEAMS Note 2) The ERC for this item should be added to all other rateable items on the hereditament (except land). Therefore the total of the ERC of the other Building Items and the P&M ERC (where applicable) to enable the correct contract size adjustment to be made. ERC of Building Component + ERC of P&M = Total ERC to which contract size adjustment should be applied. The appropriate % adjustment should be made in accordance with the scale for contract size adjustment specified under section 6 of the RCG 2021 Guidance notes. The currency ERC rates are set at £4m (Four Million Pounds) @ 1st April 2019 (AVD) for the RCG 2021 Publication. | Factory Buildings - Process, Light - Insulated | - | 2 | TRUE
1951 | 41P34K | 5950 | 41P34K | Factory buildings process | Light - insulated | Sheet metal cladding | 251m² - 500m² | Eaves ht - 5.5m | Building Construction : - Foundations : Concrete pad and strip foundations with 150mm mesh reinforced concrete floor. Frame : Light steel frame. Upper Floors : None. Roof : Double skin (insulated) profiled protected metal, fixed to steel purlins with plastic headed screws, translucent sheet glazing, rainwater gutters, down pipes and drainage. External Walls : 100mm brickwork infill to 1.0m; double skin (insulated) profiled protected metal cladding, fixed to horizontal steel purlins with plastic headed screws, translucent sheet glazing; rainwater gutters, down pipes and drainage. Windows and Doors : Single glazed windows in metal frames. Steel doors set within metal frames. Internal Walls : Block walls. Internal Finishes : None. Building Services : Electric light and power, water laid on, toilets, heating. | Location Adjustment Applicable (See Guidance Notes) - ERC = UK mean of 1.00 | (BEAMS Note 2) The ERC for this item should be added to all other rateable items on the hereditament (except land). Therefore the total of the ERC of the other Building Items and the P&M ERC (where applicable) to enable the correct contract size adjustment to be made. ERC of Building Component + ERC of P&M = Total ERC to which contract size adjustment should be applied. The appropriate % adjustment should be made in accordance with the scale for contract size adjustment specified under section 6 of the RCG 2023 Guidance notes. The currency ERC rates are set at £4m (Four Million Pounds) @ 1st April 2021 (AVD) for the RCG 2023 Publication. | Costs exclude external works. | - | - | - | The plant and machinery listed in the description has been included in this costing. | - | - | Factory Buildings - Process, Light - Insulated | - | 10502 |  | M2 | - | NA | NA | NA | 354.4298 | Option 1 | 439.4235 | 23.98% | 0 | 0 | -100% | -100% | 0 | -100% | Redirected | NA | VOA_GPN_GOV_UK\7246041 | 2019-08-30 | Low | - | - | Redirected, low risk | NA | - | NA | SPONS A&B | NA | (BEAMS Note 2) The ERC for this item should be added to all other rateable items on the hereditament (except land). Therefore the total of the ERC of the other Building Items and the P&M ERC (where applicable) to enable the correct contract size adjustment to be made. ERC of Building Component + ERC of P&M = Total ERC to which contract size adjustment should be applied. The appropriate % adjustment should be made in accordance with the scale for contract size adjustment specified under section 6 of the RCG 2021 Guidance notes. The currency ERC rates are set at £4m (Four Million Pounds) @ 1st April 2019 (AVD) for the RCG 2021 Publication. | Factory Buildings - Process, Light - Insulated | - | 2 | TRUE
1952 | 41P34M | 5951 | 41P34M | Factory buildings process | Light - insulated | Sheet metal cladding | 251m² - 500m² | Eaves ht - 6.0m | Building Construction : - Foundations : Concrete pad and strip foundations with 150mm mesh reinforced concrete floor. Frame : Light steel frame. Upper Floors : None. Roof : Double skin (insulated) profiled protected metal, fixed to steel purlins with plastic headed screws, translucent sheet glazing, rainwater gutters, down pipes and drainage. External Walls : 100mm brickwork infill to 1.0m; double skin (insulated) profiled protected metal cladding, fixed to horizontal steel purlins with plastic headed screws, translucent sheet glazing; rainwater gutters, down pipes and drainage. Windows and Doors : Single glazed windows in metal frames. Steel doors set within metal frames. Internal Walls : Block walls. Internal Finishes : None. Building Services : Electric light and power, water laid on, toilets, heating. | Location Adjustment Applicable (See Guidance Notes) - ERC = UK mean of 1.00 | (BEAMS Note 2) The ERC for this item should be added to all other rateable items on the hereditament (except land). Therefore the total of the ERC of the other Building Items and the P&M ERC (where applicable) to enable the correct contract size adjustment to be made. ERC of Building Component + ERC of P&M = Total ERC to which contract size adjustment should be applied. The appropriate % adjustment should be made in accordance with the scale for contract size adjustment specified under section 6 of the RCG 2023 Guidance notes. The currency ERC rates are set at £4m (Four Million Pounds) @ 1st April 2021 (AVD) for the RCG 2023 Publication. | Costs exclude external works. | - | - | - | The plant and machinery listed in the description has been included in this costing. | - | - | Factory Buildings - Process, Light - Insulated | - | 10502 |  | M2 | - | NA | NA | NA | 361.3492 | Option 1 | 448.0023 | 23.98% | 0 | 0 | -100% | -100% | 0 | -100% | Redirected | NA | VOA_GPN_GOV_UK\7246041 | 2019-08-30 | Low | - | - | Redirected, low risk | NA | - | NA | SPONS A&B | NA | (BEAMS Note 2) The ERC for this item should be added to all other rateable items on the hereditament (except land). Therefore the total of the ERC of the other Building Items and the P&M ERC (where applicable) to enable the correct contract size adjustment to be made. ERC of Building Component + ERC of P&M = Total ERC to which contract size adjustment should be applied. The appropriate % adjustment should be made in accordance with the scale for contract size adjustment specified under section 6 of the RCG 2021 Guidance notes. The currency ERC rates are set at £4m (Four Million Pounds) @ 1st April 2019 (AVD) for the RCG 2021 Publication. | Factory Buildings - Process, Light - Insulated | - | 2 | TRUE
1953 | 41P34P | 5952 | 41P34P | Factory buildings process | Light - insulated | Sheet metal cladding | 251m² - 500m² | Eaves ht - 6.5m | Building Construction : - Foundations : Concrete pad and strip foundations with 150mm mesh reinforced concrete floor. Frame : Light steel frame. Upper Floors : None. Roof : Double skin (insulated) profiled protected metal, fixed to steel purlins with plastic headed screws, translucent sheet glazing, rainwater gutters, down pipes and drainage. External Walls : 100mm brickwork infill to 1.0m; double skin (insulated) profiled protected metal cladding, fixed to horizontal steel purlins with plastic headed screws, translucent sheet glazing; rainwater gutters, down pipes and drainage. Windows and Doors : Single glazed windows in metal frames. Steel doors set within metal frames. Internal Walls : Block walls. Internal Finishes : None. Building Services : Electric light and power, water laid on, toilets, heating. | Location Adjustment Applicable (See Guidance Notes) - ERC = UK mean of 1.00 | (BEAMS Note 2) The ERC for this item should be added to all other rateable items on the hereditament (except land). Therefore the total of the ERC of the other Building Items and the P&M ERC (where applicable) to enable the correct contract size adjustment to be made. ERC of Building Component + ERC of P&M = Total ERC to which contract size adjustment should be applied. The appropriate % adjustment should be made in accordance with the scale for contract size adjustment specified under section 6 of the RCG 2023 Guidance notes. The currency ERC rates are set at £4m (Four Million Pounds) @ 1st April 2021 (AVD) for the RCG 2023 Publication. | Costs exclude external works. | - | - | - | The plant and machinery listed in the description has been included in this costing. | - | - | Factory Buildings - Process, Light - Insulated | - | 10502 |  | M2 | - | NA | NA | NA | 369.0375 | Option 1 | 457.5342 | 23.98% | 0 | 0 | -100% | -100% | 0 | -100% | Redirected | NA | VOA_GPN_GOV_UK\7246041 | 2019-08-30 | Low | - | - | Redirected, low risk | NA | - | NA | SPONS A&B | NA | (BEAMS Note 2) The ERC for this item should be added to all other rateable items on the hereditament (except land). Therefore the total of the ERC of the other Building Items and the P&M ERC (where applicable) to enable the correct contract size adjustment to be made. ERC of Building Component + ERC of P&M = Total ERC to which contract size adjustment should be applied. The appropriate % adjustment should be made in accordance with the scale for contract size adjustment specified under section 6 of the RCG 2021 Guidance notes. The currency ERC rates are set at £4m (Four Million Pounds) @ 1st April 2019 (AVD) for the RCG 2021 Publication. | Factory Buildings - Process, Light - Insulated | - | 2 | TRUE
1954 | 41P34R | 5953 | 41P34R | Factory buildings process | Light - insulated | Sheet metal cladding | 251m² - 500m² | Eaves ht - 7.0m | Building Construction : - Foundations : Concrete pad and strip foundations with 150mm mesh reinforced concrete floor. Frame : Light steel frame. Upper Floors : None. Roof : Double skin (insulated) profiled protected metal, fixed to steel purlins with plastic headed screws, translucent sheet glazing, rainwater gutters, down pipes and drainage. External Walls : 100mm brickwork infill to 1.0m; double skin (insulated) profiled protected metal cladding, fixed to horizontal steel purlins with plastic headed screws, translucent sheet glazing; rainwater gutters, down pipes and drainage. Windows and Doors : Single glazed windows in metal frames. Steel doors set within metal frames. Internal Walls : Block walls. Internal Finishes : None. Building Services : Electric light and power, water laid on, toilets, heating. | Location Adjustment Applicable (See Guidance Notes) - ERC = UK mean of 1.00 | (BEAMS Note 2) The ERC for this item should be added to all other rateable items on the hereditament (except land). Therefore the total of the ERC of the other Building Items and the P&M ERC (where applicable) to enable the correct contract size adjustment to be made. ERC of Building Component + ERC of P&M = Total ERC to which contract size adjustment should be applied. The appropriate % adjustment should be made in accordance with the scale for contract size adjustment specified under section 6 of the RCG 2023 Guidance notes. The currency ERC rates are set at £4m (Four Million Pounds) @ 1st April 2021 (AVD) for the RCG 2023 Publication. | Costs exclude external works. | - | - | - | The plant and machinery listed in the description has been included in this costing. | - | - | Factory Buildings - Process, Light - Insulated | - | 10502 |  | M2 | - | NA | NA | NA | 376.7258 | Option 1 | 467.0662 | 23.98% | 0 | 0 | -100% | -100% | 0 | -100% | Redirected | NA | VOA_GPN_GOV_UK\7246041 | 2019-08-30 | Low | - | - | Redirected, low risk | NA | - | NA | SPONS A&B | NA | (BEAMS Note 2) The ERC for this item should be added to all other rateable items on the hereditament (except land). Therefore the total of the ERC of the other Building Items and the P&M ERC (where applicable) to enable the correct contract size adjustment to be made. ERC of Building Component + ERC of P&M = Total ERC to which contract size adjustment should be applied. The appropriate % adjustment should be made in accordance with the scale for contract size adjustment specified under section 6 of the RCG 2021 Guidance notes. The currency ERC rates are set at £4m (Four Million Pounds) @ 1st April 2019 (AVD) for the RCG 2021 Publication. | Factory Buildings - Process, Light - Insulated | - | 2 | TRUE
1955 | 41P34T | 5954 | 41P34T | Factory buildings process | Light - insulated | Sheet metal cladding | 251m² - 500m² | Eaves ht - 7.5m | Building Construction : - Foundations : Concrete pad and strip foundations with 150mm mesh reinforced concrete floor. Frame : Light steel frame. Upper Floors : None. Roof : Double skin (insulated) profiled protected metal, fixed to steel purlins with plastic headed screws, translucent sheet glazing, rainwater gutters, down pipes and drainage. External Walls : 100mm brickwork infill to 1.0m; double skin (insulated) profiled protected metal cladding, fixed to horizontal steel purlins with plastic headed screws, translucent sheet glazing; rainwater gutters, down pipes and drainage. Windows and Doors : Single glazed windows in metal frames. Steel doors set within metal frames. Internal Walls : Block walls. Internal Finishes : None. Building Services : Electric light and power, water laid on, toilets, heating. | Location Adjustment Applicable (See Guidance Notes) - ERC = UK mean of 1.00 | (BEAMS Note 2) The ERC for this item should be added to all other rateable items on the hereditament (except land). Therefore the total of the ERC of the other Building Items and the P&M ERC (where applicable) to enable the correct contract size adjustment to be made. ERC of Building Component + ERC of P&M = Total ERC to which contract size adjustment should be applied. The appropriate % adjustment should be made in accordance with the scale for contract size adjustment specified under section 6 of the RCG 2023 Guidance notes. The currency ERC rates are set at £4m (Four Million Pounds) @ 1st April 2021 (AVD) for the RCG 2023 Publication. | Costs exclude external works. | - | - | - | The plant and machinery listed in the description has been included in this costing. | - | - | Factory Buildings - Process, Light - Insulated | - | 10502 |  | M2 | - | NA | NA | NA | 385.9517 | Option 1 | 478.5045 | 23.98% | 0 | 0 | -100% | -100% | 0 | -100% | Redirected | NA | VOA_GPN_GOV_UK\7246041 | 2019-08-30 | Low | - | - | Redirected, low risk | NA | - | NA | SPONS A&B | NA | (BEAMS Note 2) The ERC for this item should be added to all other rateable items on the hereditament (except land). Therefore the total of the ERC of the other Building Items and the P&M ERC (where applicable) to enable the correct contract size adjustment to be made. ERC of Building Component + ERC of P&M = Total ERC to which contract size adjustment should be applied. The appropriate % adjustment should be made in accordance with the scale for contract size adjustment specified under section 6 of the RCG 2021 Guidance notes. The currency ERC rates are set at £4m (Four Million Pounds) @ 1st April 2019 (AVD) for the RCG 2021 Publication. | Factory Buildings - Process, Light - Insulated | - | 2 | TRUE
1956 | 41P35A | 5968 | 41P35A | Factory buildings process | Light - insulated | Sheet metal cladding | 251m² - 500m² | Eaves ht - 8.0m | Building Construction : - Foundations : Concrete pad and strip foundations with 150mm mesh reinforced concrete floor. Frame : Light steel frame. Upper Floors : None. Roof : Double skin (insulated) profiled protected metal, fixed to steel purlins with plastic headed screws, translucent sheet glazing, rainwater gutters, down pipes and drainage. External Walls : 100mm brickwork infill to 1.0m; double skin (insulated) profiled protected metal cladding, fixed to horizontal steel purlins with plastic headed screws, translucent sheet glazing; rainwater gutters, down pipes and drainage. Windows and Doors : Single glazed windows in metal frames. Steel doors set within metal frames. Internal Walls : Block walls. Internal Finishes : None. Building Services : Electric light and power, water laid on, toilets, heating. | Location Adjustment Applicable (See Guidance Notes) - ERC = UK mean of 1.00 | (BEAMS Note 2) The ERC for this item should be added to all other rateable items on the hereditament (except land). Therefore the total of the ERC of the other Building Items and the P&M ERC (where applicable) to enable the correct contract size adjustment to be made. ERC of Building Component + ERC of P&M = Total ERC to which contract size adjustment should be applied. The appropriate % adjustment should be made in accordance with the scale for contract size adjustment specified under section 6 of the RCG 2023 Guidance notes. The currency ERC rates are set at £4m (Four Million Pounds) @ 1st April 2021 (AVD) for the RCG 2023 Publication. | Costs exclude external works. | - | - | - | The plant and machinery listed in the description has been included in this costing. | - | - | Factory Buildings - Process, Light - Insulated | - | 10502 |  | M2 | - | NA | NA | NA | 415.936 | Option 1 | 515.6792 | 23.98% | 0 | 0 | -100% | -100% | 0 | -100% | Redirected | NA | VOA_GPN_GOV_UK\7246041 | 2019-08-30 | Low | - | - | Redirected, low risk | NA | - | NA | SPONS A&B | NA | (BEAMS Note 2) The ERC for this item should be added to all other rateable items on the hereditament (except land). Therefore the total of the ERC of the other Building Items and the P&M ERC (where applicable) to enable the correct contract size adjustment to be made. ERC of Building Component + ERC of P&M = Total ERC to which contract size adjustment should be applied. The appropriate % adjustment should be made in accordance with the scale for contract size adjustment specified under section 6 of the RCG 2021 Guidance notes. The currency ERC rates are set at £4m (Four Million Pounds) @ 1st April 2019 (AVD) for the RCG 2021 Publication. | Factory Buildings - Process, Light - Insulated | - | 2 | TRUE
1957 | 41P35C | 5969 | 41P35C | Factory buildings process | Light - insulated | Sheet metal cladding | 251m² - 500m² | Eaves ht - 8.5m | Building Construction : - Foundations : Concrete pad and strip foundations with 150mm mesh reinforced concrete floor. Frame : Light steel frame. Upper Floors : None. Roof : Double skin (insulated) profiled protected metal, fixed to steel purlins with plastic headed screws, translucent sheet glazing, rainwater gutters, down pipes and drainage. External Walls : 100mm brickwork infill to 1.0m; double skin (insulated) profiled protected metal cladding, fixed to horizontal steel purlins with plastic headed screws, translucent sheet glazing; rainwater gutters, down pipes and drainage. Windows and Doors : Single glazed windows in metal frames. Steel doors set within metal frames. Internal Walls : Block walls. Internal Finishes : None. Building Services : Electric light and power, water laid on, toilets, heating. | Location Adjustment Applicable (See Guidance Notes) - ERC = UK mean of 1.00 | (BEAMS Note 2) The ERC for this item should be added to all other rateable items on the hereditament (except land). Therefore the total of the ERC of the other Building Items and the P&M ERC (where applicable) to enable the correct contract size adjustment to be made. ERC of Building Component + ERC of P&M = Total ERC to which contract size adjustment should be applied. The appropriate % adjustment should be made in accordance with the scale for contract size adjustment specified under section 6 of the RCG 2023 Guidance notes. The currency ERC rates are set at £4m (Four Million Pounds) @ 1st April 2021 (AVD) for the RCG 2023 Publication. | Costs exclude external works. | - | - | - | The plant and machinery listed in the description has been included in this costing. | - | - | Factory Buildings - Process, Light - Insulated | - | 10502 |  | M2 | - | NA | NA | NA | 424.3931 | Option 1 | 526.1643 | 23.98% | 0 | 0 | -100% | -100% | 0 | -100% | Redirected | NA | VOA_GPN_GOV_UK\7246041 | 2019-08-30 | Low | - | - | Redirected, low risk | NA | - | NA | SPONS A&B | NA | (BEAMS Note 2) The ERC for this item should be added to all other rateable items on the hereditament (except land). Therefore the total of the ERC of the other Building Items and the P&M ERC (where applicable) to enable the correct contract size adjustment to be made. ERC of Building Component + ERC of P&M = Total ERC to which contract size adjustment should be applied. The appropriate % adjustment should be made in accordance with the scale for contract size adjustment specified under section 6 of the RCG 2021 Guidance notes. The currency ERC rates are set at £4m (Four Million Pounds) @ 1st April 2019 (AVD) for the RCG 2021 Publication. | Factory Buildings - Process, Light - Insulated | - | 2 | TRUE
1958 | 41P35E | 5970 | 41P35E | Factory buildings process | Light - insulated | Sheet metal cladding | 251m² - 500m² | Eaves ht - 9.0m | Building Construction : - Foundations : Concrete pad and strip foundations with 150mm mesh reinforced concrete floor. Frame : Light steel frame. Upper Floors : None. Roof : Double skin (insulated) profiled protected metal, fixed to steel purlins with plastic headed screws, translucent sheet glazing, rainwater gutters, down pipes and drainage. External Walls : 100mm brickwork infill to 1.0m; double skin (insulated) profiled protected metal cladding, fixed to horizontal steel purlins with plastic headed screws, translucent sheet glazing; rainwater gutters, down pipes and drainage. Windows and Doors : Single glazed windows in metal frames. Steel doors set within metal frames. Internal Walls : Block walls. Internal Finishes : None. Building Services : Electric light and power, water laid on, toilets, heating. | Location Adjustment Applicable (See Guidance Notes) - ERC = UK mean of 1.00 | (BEAMS Note 2) The ERC for this item should be added to all other rateable items on the hereditament (except land). Therefore the total of the ERC of the other Building Items and the P&M ERC (where applicable) to enable the correct contract size adjustment to be made. ERC of Building Component + ERC of P&M = Total ERC to which contract size adjustment should be applied. The appropriate % adjustment should be made in accordance with the scale for contract size adjustment specified under section 6 of the RCG 2023 Guidance notes. The currency ERC rates are set at £4m (Four Million Pounds) @ 1st April 2021 (AVD) for the RCG 2023 Publication. | Costs exclude external works. | - | - | - | The plant and machinery listed in the description has been included in this costing. | - | - | Factory Buildings - Process, Light - Insulated | - | 10502 |  | M2 | - | NA | NA | NA | 433.6191 | Option 1 | 537.6027 | 23.98% | 0 | 0 | -100% | -100% | 0 | -100% | Redirected | NA | VOA_GPN_GOV_UK\7246041 | 2019-08-30 | Low | - | - | Redirected, low risk | NA | - | NA | SPONS A&B | NA | (BEAMS Note 2) The ERC for this item should be added to all other rateable items on the hereditament (except land). Therefore the total of the ERC of the other Building Items and the P&M ERC (where applicable) to enable the correct contract size adjustment to be made. ERC of Building Component + ERC of P&M = Total ERC to which contract size adjustment should be applied. The appropriate % adjustment should be made in accordance with the scale for contract size adjustment specified under section 6 of the RCG 2021 Guidance notes. The currency ERC rates are set at £4m (Four Million Pounds) @ 1st April 2019 (AVD) for the RCG 2021 Publication. | Factory Buildings - Process, Light - Insulated | - | 2 | TRUE
1959 | 41P35G | 5971 | 41P35G | Factory buildings process | Light - insulated | Sheet metal cladding | 251m² - 500m² | Eaves ht - 9.5m | Building Construction : - Foundations : Concrete pad and strip foundations with 150mm mesh reinforced concrete floor. Frame : Light steel frame. Upper Floors : None. Roof : Double skin (insulated) profiled protected metal, fixed to steel purlins with plastic headed screws, translucent sheet glazing, rainwater gutters, down pipes and drainage. External Walls : 100mm brickwork infill to 1.0m; double skin (insulated) profiled protected metal cladding, fixed to horizontal steel purlins with plastic headed screws, translucent sheet glazing; rainwater gutters, down pipes and drainage. Windows and Doors : Single glazed windows in metal frames. Steel doors set within metal frames. Internal Walls : Block walls. Internal Finishes : None. Building Services : Electric light and power, water laid on, toilets, heating. | Location Adjustment Applicable (See Guidance Notes) - ERC = UK mean of 1.00 | (BEAMS Note 2) The ERC for this item should be added to all other rateable items on the hereditament (except land). Therefore the total of the ERC of the other Building Items and the P&M ERC (where applicable) to enable the correct contract size adjustment to be made. ERC of Building Component + ERC of P&M = Total ERC to which contract size adjustment should be applied. The appropriate % adjustment should be made in accordance with the scale for contract size adjustment specified under section 6 of the RCG 2023 Guidance notes. The currency ERC rates are set at £4m (Four Million Pounds) @ 1st April 2021 (AVD) for the RCG 2023 Publication. | Costs exclude external works. | - | - | - | The plant and machinery listed in the description has been included in this costing. | - | - | Factory Buildings - Process, Light - Insulated | - | 10502 |  | M2 | - | NA | NA | NA | 442.0762 | Option 1 | 548.0879 | 23.98% | 0 | 0 | -100% | -100% | 0 | -100% | Redirected | NA | VOA_GPN_GOV_UK\7246041 | 2019-08-30 | Low | - | - | Redirected, low risk | NA | - | NA | SPONS A&B | NA | (BEAMS Note 2) The ERC for this item should be added to all other rateable items on the hereditament (except land). Therefore the total of the ERC of the other Building Items and the P&M ERC (where applicable) to enable the correct contract size adjustment to be made. ERC of Building Component + ERC of P&M = Total ERC to which contract size adjustment should be applied. The appropriate % adjustment should be made in accordance with the scale for contract size adjustment specified under section 6 of the RCG 2021 Guidance notes. The currency ERC rates are set at £4m (Four Million Pounds) @ 1st April 2019 (AVD) for the RCG 2021 Publication. | Factory Buildings - Process, Light - Insulated | - | 2 | TRUE
1960 | 41P35K | 5972 | 41P35K | Factory buildings process | Light - insulated | Sheet metal cladding | 251m² - 500m² | Eaves ht - 10.0m | Building Construction : - Foundations : Concrete pad and strip foundations with 150mm mesh reinforced concrete floor. Frame : Light steel frame. Upper Floors : None. Roof : Double skin (insulated) profiled protected metal, fixed to steel purlins with plastic headed screws, translucent sheet glazing, rainwater gutters, down pipes and drainage. External Walls : 100mm brickwork infill to 1.0m; double skin (insulated) profiled protected metal cladding, fixed to horizontal steel purlins with plastic headed screws, translucent sheet glazing; rainwater gutters, down pipes and drainage. Windows and Doors : Single glazed windows in metal frames. Steel doors set within metal frames. Internal Walls : Block walls. Internal Finishes : None. Building Services : Electric light and power, water laid on, toilets, heating. | Location Adjustment Applicable (See Guidance Notes) - ERC = UK mean of 1.00 | (BEAMS Note 2) The ERC for this item should be added to all other rateable items on the hereditament (except land). Therefore the total of the ERC of the other Building Items and the P&M ERC (where applicable) to enable the correct contract size adjustment to be made. ERC of Building Component + ERC of P&M = Total ERC to which contract size adjustment should be applied. The appropriate % adjustment should be made in accordance with the scale for contract size adjustment specified under section 6 of the RCG 2023 Guidance notes. The currency ERC rates are set at £4m (Four Million Pounds) @ 1st April 2021 (AVD) for the RCG 2023 Publication. | Costs exclude external works. | - | - | - | The plant and machinery listed in the description has been included in this costing. | - | - | Factory Buildings - Process, Light - Insulated | - | 10502 |  | M2 | - | NA | NA | NA | 450.5333 | Option 1 | 558.573 | 23.98% | 0 | 0 | -100% | -100% | 0 | -100% | Redirected | NA | VOA_GPN_GOV_UK\7246041 | 2019-08-30 | Low | - | - | Redirected, low risk | NA | - | NA | SPONS A&B | NA | (BEAMS Note 2) The ERC for this item should be added to all other rateable items on the hereditament (except land). Therefore the total of the ERC of the other Building Items and the P&M ERC (where applicable) to enable the correct contract size adjustment to be made. ERC of Building Component + ERC of P&M = Total ERC to which contract size adjustment should be applied. The appropriate % adjustment should be made in accordance with the scale for contract size adjustment specified under section 6 of the RCG 2021 Guidance notes. The currency ERC rates are set at £4m (Four Million Pounds) @ 1st April 2019 (AVD) for the RCG 2021 Publication. | Factory Buildings - Process, Light - Insulated | - | 2 | TRUE
1961 | 41P35P | 5973 | 41P35P | Factory buildings process | Light - insulated | Sheet metal cladding | 251m² - 500m² | Eaves ht - 11.0m | Building Construction : - Foundations : Concrete pad and strip foundations with 150mm mesh reinforced concrete floor. Frame : Light steel frame. Upper Floors : None. Roof : Double skin (insulated) profiled protected metal, fixed to steel purlins with plastic headed screws, translucent sheet glazing, rainwater gutters, down pipes and drainage. External Walls : 100mm brickwork infill to 1.0m; double skin (insulated) profiled protected metal cladding, fixed to horizontal steel purlins with plastic headed screws, translucent sheet glazing; rainwater gutters, down pipes and drainage. Windows and Doors : Single glazed windows in metal frames. Steel doors set within metal frames. Internal Walls : Block walls. Internal Finishes : None. Building Services : Electric light and power, water laid on, toilets, heating. | Location Adjustment Applicable (See Guidance Notes) - ERC = UK mean of 1.00 | (BEAMS Note 2) The ERC for this item should be added to all other rateable items on the hereditament (except land). Therefore the total of the ERC of the other Building Items and the P&M ERC (where applicable) to enable the correct contract size adjustment to be made. ERC of Building Component + ERC of P&M = Total ERC to which contract size adjustment should be applied. The appropriate % adjustment should be made in accordance with the scale for contract size adjustment specified under section 6 of the RCG 2023 Guidance notes. The currency ERC rates are set at £4m (Four Million Pounds) @ 1st April 2021 (AVD) for the RCG 2023 Publication. | Costs exclude external works. | - | - | - | The plant and machinery listed in the description has been included in this costing. | - | - | Factory Buildings - Process, Light - Insulated | - | 10502 |  | M2 | - | NA | NA | NA | 468.2163 | Option 1 | 580.4965 | 23.98% | 0 | 0 | -100% | -100% | 0 | -100% | Redirected | NA | VOA_GPN_GOV_UK\7246041 | 2019-08-30 | Low | - | - | Redirected, low risk | NA | - | NA | SPONS A&B | NA | (BEAMS Note 2) The ERC for this item should be added to all other rateable items on the hereditament (except land). Therefore the total of the ERC of the other Building Items and the P&M ERC (where applicable) to enable the correct contract size adjustment to be made. ERC of Building Component + ERC of P&M = Total ERC to which contract size adjustment should be applied. The appropriate % adjustment should be made in accordance with the scale for contract size adjustment specified under section 6 of the RCG 2021 Guidance notes. The currency ERC rates are set at £4m (Four Million Pounds) @ 1st April 2019 (AVD) for the RCG 2021 Publication. | Factory Buildings - Process, Light - Insulated | - | 2 | TRUE
1962 | 41P35T | 5974 | 41P35T | Factory buildings process | Light - insulated | Sheet metal cladding | 251m² - 500m² | Eaves ht - 12.0m | Building Construction : - Foundations : Concrete pad and strip foundations with 150mm mesh reinforced concrete floor. Frame : Light steel frame. Upper Floors : None. Roof : Double skin (insulated) profiled protected metal, fixed to steel purlins with plastic headed screws, translucent sheet glazing, rainwater gutters, down pipes and drainage. External Walls : 100mm brickwork infill to 1.0m; double skin (insulated) profiled protected metal cladding, fixed to horizontal steel purlins with plastic headed screws, translucent sheet glazing; rainwater gutters, down pipes and drainage. Windows and Doors : Single glazed windows in metal frames. Steel doors set within metal frames. Internal Walls : Block walls. Internal Finishes : None. Building Services : Electric light and power, water laid on, toilets, heating. | Location Adjustment Applicable (See Guidance Notes) - ERC = UK mean of 1.00 | (BEAMS Note 2) The ERC for this item should be added to all other rateable items on the hereditament (except land). Therefore the total of the ERC of the other Building Items and the P&M ERC (where applicable) to enable the correct contract size adjustment to be made. ERC of Building Component + ERC of P&M = Total ERC to which contract size adjustment should be applied. The appropriate % adjustment should be made in accordance with the scale for contract size adjustment specified under section 6 of the RCG 2023 Guidance notes. The currency ERC rates are set at £4m (Four Million Pounds) @ 1st April 2021 (AVD) for the RCG 2023 Publication. | Costs exclude external works. | - | - | - | The plant and machinery listed in the description has been included in this costing. | - | - | Factory Buildings - Process, Light - Insulated | - | 10502 |  | M2 | - | NA | NA | NA | 485.8994 | Option 1 | 602.42 | 23.98% | 0 | 0 | -100% | -100% | 0 | -100% | Redirected | NA | VOA_GPN_GOV_UK\7246041 | 2019-08-30 | Low | - | - | Redirected, low risk | NA | - | NA | SPONS A&B | NA | (BEAMS Note 2) The ERC for this item should be added to all other rateable items on the hereditament (except land). Therefore the total of the ERC of the other Building Items and the P&M ERC (where applicable) to enable the correct contract size adjustment to be made. ERC of Building Component + ERC of P&M = Total ERC to which contract size adjustment should be applied. The appropriate % adjustment should be made in accordance with the scale for contract size adjustment specified under section 6 of the RCG 2021 Guidance notes. The currency ERC rates are set at £4m (Four Million Pounds) @ 1st April 2019 (AVD) for the RCG 2021 Publication. | Factory Buildings - Process, Light - Insulated | - | 2 | TRUE
1963 | 41P365 | 5979 | 41P365 | Factory buildings process | Light - insulated | Sheet metal cladding | <= 100m² | Eaves ht - 13.0m | Building Construction: - Foundations: Concrete pad and strip foundations with 250mm mesh reinforced concrete floor. Frame: Light steel frame. Upper Floors: None. Roof: Double skin (insulated) profiled protected metal, fixed to steel purlins with plastic headed screws, translucent sheet glazing, rainwater gutters, down pipes and drainage. External Walls: 100mm brickwork infill to 1.0m; double skin (insulated) profiled protected metal cladding, fixed to horizontal steel purlins with plastic headed screws, translucent sheet glazing; rainwater gutters, down pipes and drainage. Windows and Doors: Single glazed windows in metal frames. Steel doors set within metal frames. Internal Walls: Block walls to toilet areas. Internal Finishes: None- paint to toilet area walls. Building Services: Electric light and power, water laid on, toilets, heating. | Location Adjustment Applicable (See Guidance Notes) - ERC = UK mean of 1.00 | (BEAMS Note 2) The ERC for this item should be added to all other rateable items on the hereditament (except land). Therefore the total of the ERC of the other Building Items and the P&M ERC (where applicable) to enable the correct contract size adjustment to be made. ERC of Building Component + ERC of P&M = Total ERC to which contract size adjustment should be applied. The appropriate % adjustment should be made in accordance with the scale for contract size adjustment specified under section 6 of the RCG 2023 Guidance notes. The currency ERC rates are set at £4m (Four Million Pounds) @ 1st April 2021 (AVD) for the RCG 2023 Publication. | Costs exclude external works. | Measure to GIA | - | - | - | The plant and machinery listed in the description has been included in this costing. | - | - | - | 10500 |  | M2 | - | NA | NA | NA | 851.8616 | Option 1 | 1056.1415 | 23.98% | 0 | 0 | -100% | -100% | 0 | -100% | Redirected | NA | VOA_GPN_GOV_UK\7246041 | 2019-08-30 | Low | - | - | Redirected, low risk | NA | - | NA | SPONS A&B | NA | (BEAMS Note 2) The ERC for this item should be added to all other rateable items on the hereditament (except land). Therefore the total of the ERC of the other Building Items and the P&M ERC (where applicable) to enable the correct contract size adjustment to be made. ERC of Building Component + ERC of P&M = Total ERC to which contract size adjustment should be applied. The appropriate % adjustment should be made in accordance with the scale for contract size adjustment specified under section 6 of the RCG 2021 Guidance notes. The currency ERC rates are set at £4m (Four Million Pounds) @ 1st April 2019 (AVD) for the RCG 2021 Publication. | - | - | 2 | TRUE
1964 | 41P366 | 5980 | 41P366 | Factory buildings process | Light - insulated | Sheet metal cladding | <= 100m² | Eaves ht - 14.0m | Building Construction: - Foundations: Concrete pad and strip foundations with 250mm mesh reinforced concrete floor. Frame: Light steel frame. Upper Floors: None. Roof: Double skin (insulated) profiled protected metal, fixed to steel purlins with plastic headed screws, translucent sheet glazing, rainwater gutters, down pipes and drainage. External Walls: 100mm brickwork infill to 1.0m; double skin (insulated) profiled protected metal cladding, fixed to horizontal steel purlins with plastic headed screws, translucent sheet glazing; rainwater gutters, down pipes and drainage. Windows and Doors: Single glazed windows in metal frames. Steel doors set within metal frames. Internal Walls: Block walls to toilet areas. Internal Finishes: None- paint to toilet area walls. Building Services: Electric light and power, water laid on, toilets, heating. | Location Adjustment Applicable (See Guidance Notes) - ERC = UK mean of 1.00 | (BEAMS Note 2) The ERC for this item should be added to all other rateable items on the hereditament (except land). Therefore the total of the ERC of the other Building Items and the P&M ERC (where applicable) to enable the correct contract size adjustment to be made. ERC of Building Component + ERC of P&M = Total ERC to which contract size adjustment should be applied. The appropriate % adjustment should be made in accordance with the scale for contract size adjustment specified under section 6 of the RCG 2023 Guidance notes. The currency ERC rates are set at £4m (Four Million Pounds) @ 1st April 2021 (AVD) for the RCG 2023 Publication. | Costs exclude external works. | Measure to GIA | - | - | - | The plant and machinery listed in the description has been included in this costing. | - | - | - | 10500 |  | M2 | - | NA | NA | NA | 891.0718 | Option 1 | 1104.7545 | 23.98% | 0 | 0 | -100% | -100% | 0 | -100% | Redirected | NA | VOA_GPN_GOV_UK\7246041 | 2019-08-30 | Low | - | - | Redirected, low risk | NA | - | NA | SPONS A&B | NA | (BEAMS Note 2) The ERC for this item should be added to all other rateable items on the hereditament (except land). Therefore the total of the ERC of the other Building Items and the P&M ERC (where applicable) to enable the correct contract size adjustment to be made. ERC of Building Component + ERC of P&M = Total ERC to which contract size adjustment should be applied. The appropriate % adjustment should be made in accordance with the scale for contract size adjustment specified under section 6 of the RCG 2021 Guidance notes. The currency ERC rates are set at £4m (Four Million Pounds) @ 1st April 2019 (AVD) for the RCG 2021 Publication. | - | - | 2 | TRUE
1965 | 41P367 | 6221 | 41P367 | Factory buildings process | Light - insulated | Sheet metal cladding | <= 100m² | Eaves ht - 15.0m | Building Construction: - Foundations: Concrete pad and strip foundations with 250mm mesh reinforced concrete floor. Frame: Light steel frame. Upper Floors: None. Roof: Double skin (insulated) profiled protected metal, fixed to steel purlins with plastic headed screws, translucent sheet glazing, rainwater gutters, down pipes and drainage. External Walls: 100mm brickwork infill to 1.0m; double skin (insulated) profiled protected metal cladding, fixed to horizontal steel purlins with plastic headed screws, translucent sheet glazing; rainwater gutters, down pipes and drainage. Windows and Doors: Single glazed windows in metal frames. Steel doors set within metal frames. Internal Walls: Block walls to toilet areas. Internal Finishes: None- paint to toilet area walls. Building Services: Electric light and power, water laid on, toilets, heating. | Location Adjustment Applicable (See Guidance Notes) - ERC = UK mean of 1.00 | (BEAMS Note 2) The ERC for this item should be added to all other rateable items on the hereditament (except land). Therefore the total of the ERC of the other Building Items and the P&M ERC (where applicable) to enable the correct contract size adjustment to be made. ERC of Building Component + ERC of P&M = Total ERC to which contract size adjustment should be applied. The appropriate % adjustment should be made in accordance with the scale for contract size adjustment specified under section 6 of the RCG 2023 Guidance notes. The currency ERC rates are set at £4m (Four Million Pounds) @ 1st April 2021 (AVD) for the RCG 2023 Publication. | Costs exclude external works. | Measure to GIA | - | - | - | The plant and machinery listed in the description has been included in this costing. | - | - | - | 10500 |  | M2 | - | NA | NA | NA | 929.5132 | Option 1 | 1152.4143 | 23.98% | 0 | 0 | -100% | -100% | 0 | -100% | Redirected | NA | VOA_GPN_GOV_UK\7246041 | 2019-08-30 | Low | - | - | Redirected, low risk | NA | - | NA | SPONS A&B | NA | (BEAMS Note 2) The ERC for this item should be added to all other rateable items on the hereditament (except land). Therefore the total of the ERC of the other Building Items and the P&M ERC (where applicable) to enable the correct contract size adjustment to be made. ERC of Building Component + ERC of P&M = Total ERC to which contract size adjustment should be applied. The appropriate % adjustment should be made in accordance with the scale for contract size adjustment specified under section 6 of the RCG 2021 Guidance notes. The currency ERC rates are set at £4m (Four Million Pounds) @ 1st April 2019 (AVD) for the RCG 2021 Publication. | - | - | 2 | TRUE
1966 | 41P36A | 5985 | 41P36A | Factory buildings process | Light - insulated | Sheet metal cladding | 501m² - 1000m² | Eaves ht - 3.0m | Building Construction : - Foundations : Concrete pad and strip foundations with 150mm mesh reinforced concrete floor. Frame : Light steel frame. Upper Floors : None. Roof : Double skin (insulated) profiled protected metal, fixed to steel purlins with plastic headed screws, translucent sheet glazing, rainwater gutters, down pipes and drainage. External Walls : 100mm brickwork infill to 1.0m; double skin (insulated) profiled protected metal cladding, fixed to horizontal steel purlins with plastic headed screws, translucent sheet glazing; rainwater gutters, down pipes and drainage. Windows and Doors : Single glazed windows in metal frames. Steel doors set within metal frames. Internal Walls : Block walls. Internal Finishes : None. Building Services : Electric light and power, water laid on, toilets, heating. | Location Adjustment Applicable (See Guidance Notes) - ERC = UK mean of 1.00 | (BEAMS Note 2) The ERC for this item should be added to all other rateable items on the hereditament (except land). Therefore the total of the ERC of the other Building Items and the P&M ERC (where applicable) to enable the correct contract size adjustment to be made. ERC of Building Component + ERC of P&M = Total ERC to which contract size adjustment should be applied. The appropriate % adjustment should be made in accordance with the scale for contract size adjustment specified under section 6 of the RCG 2023 Guidance notes. The currency ERC rates are set at £4m (Four Million Pounds) @ 1st April 2021 (AVD) for the RCG 2023 Publication. | Costs exclude external works. | - | - | - | The plant and machinery listed in the description has been included in this costing. | - | - | Factory Buildings - Process, Light - Insulated | - | 10503 |  | M2 | - | NA | NA | NA | 286.0041 | Option 1 | 354.589 | 23.98% | 0 | 0 | -100% | -100% | 0 | -100% | Redirected | NA | VOA_GPN_GOV_UK\7246041 | 2019-08-30 | Low | - | - | Redirected, low risk | NA | - | NA | SPONS A&B | NA | (BEAMS Note 2) The ERC for this item should be added to all other rateable items on the hereditament (except land). Therefore the total of the ERC of the other Building Items and the P&M ERC (where applicable) to enable the correct contract size adjustment to be made. ERC of Building Component + ERC of P&M = Total ERC to which contract size adjustment should be applied. The appropriate % adjustment should be made in accordance with the scale for contract size adjustment specified under section 6 of the RCG 2021 Guidance notes. The currency ERC rates are set at £4m (Four Million Pounds) @ 1st April 2019 (AVD) for the RCG 2021 Publication. | Factory Buildings - Process, Light - Insulated | - | 2 | TRUE
1967 | 41P36C | 5986 | 41P36C | Factory buildings process | Light - insulated | Sheet metal cladding | 501m² - 1000m² | Eaves ht - 3.5m | Building Construction : - Foundations : Concrete pad and strip foundations with 150mm mesh reinforced concrete floor. Frame : Light steel frame. Upper Floors : None. Roof : Double skin (insulated) profiled protected metal, fixed to steel purlins with plastic headed screws, translucent sheet glazing, rainwater gutters, down pipes and drainage. External Walls : 100mm brickwork infill to 1.0m; double skin (insulated) profiled protected metal cladding, fixed to horizontal steel purlins with plastic headed screws, translucent sheet glazing; rainwater gutters, down pipes and drainage. Windows and Doors : Single glazed windows in metal frames. Steel doors set within metal frames. Internal Walls : Block walls. Internal Finishes : None. Building Services : Electric light and power, water laid on, toilets, heating. | Location Adjustment Applicable (See Guidance Notes) - ERC = UK mean of 1.00 | (BEAMS Note 2) The ERC for this item should be added to all other rateable items on the hereditament (except land). Therefore the total of the ERC of the other Building Items and the P&M ERC (where applicable) to enable the correct contract size adjustment to be made. ERC of Building Component + ERC of P&M = Total ERC to which contract size adjustment should be applied. The appropriate % adjustment should be made in accordance with the scale for contract size adjustment specified under section 6 of the RCG 2023 Guidance notes. The currency ERC rates are set at £4m (Four Million Pounds) @ 1st April 2021 (AVD) for the RCG 2023 Publication. | Costs exclude external works. | - | - | - | The plant and machinery listed in the description has been included in this costing. | - | - | Factory Buildings - Process, Light - Insulated | - | 10503 |  | M2 | - | NA | NA | NA | 290.617 | Option 1 | 360.3082 | 23.98% | 0 | 0 | -100% | -100% | 0 | -100% | Redirected | NA | VOA_GPN_GOV_UK\7246041 | 2019-08-30 | Low | - | - | Redirected, low risk | NA | - | NA | SPONS A&B | NA | (BEAMS Note 2) The ERC for this item should be added to all other rateable items on the hereditament (except land). Therefore the total of the ERC of the other Building Items and the P&M ERC (where applicable) to enable the correct contract size adjustment to be made. ERC of Building Component + ERC of P&M = Total ERC to which contract size adjustment should be applied. The appropriate % adjustment should be made in accordance with the scale for contract size adjustment specified under section 6 of the RCG 2021 Guidance notes. The currency ERC rates are set at £4m (Four Million Pounds) @ 1st April 2019 (AVD) for the RCG 2021 Publication. | Factory Buildings - Process, Light - Insulated | - | 2 | TRUE
1968 | 41P36E | 5987 | 41P36E | Factory buildings process | Light - insulated | Sheet metal cladding | 501m² - 1000m² | Eaves ht - 4.0m | Building Construction : - Foundations : Concrete pad and strip foundations with 150mm mesh reinforced concrete floor. Frame : Light steel frame. Upper Floors : None. Roof : Double skin (insulated) profiled protected metal, fixed to steel purlins with plastic headed screws, translucent sheet glazing, rainwater gutters, down pipes and drainage. External Walls : 100mm brickwork infill to 1.0m; double skin (insulated) profiled protected metal cladding, fixed to horizontal steel purlins with plastic headed screws, translucent sheet glazing; rainwater gutters, down pipes and drainage. Windows and Doors : Single glazed windows in metal frames. Steel doors set within metal frames. Internal Walls : Block walls. Internal Finishes : None. Building Services : Electric light and power, water laid on, toilets, heating. | Location Adjustment Applicable (See Guidance Notes) - ERC = UK mean of 1.00 | (BEAMS Note 2) The ERC for this item should be added to all other rateable items on the hereditament (except land). Therefore the total of the ERC of the other Building Items and the P&M ERC (where applicable) to enable the correct contract size adjustment to be made. ERC of Building Component + ERC of P&M = Total ERC to which contract size adjustment should be applied. The appropriate % adjustment should be made in accordance with the scale for contract size adjustment specified under section 6 of the RCG 2023 Guidance notes. The currency ERC rates are set at £4m (Four Million Pounds) @ 1st April 2021 (AVD) for the RCG 2023 Publication. | Costs exclude external works. | - | - | - | The plant and machinery listed in the description has been included in this costing. | - | - | Factory Buildings - Process, Light - Insulated | - | 10503 |  | M2 | - | NA | NA | NA | 295.23 | Option 1 | 366.0274 | 23.98% | 0 | 0 | -100% | -100% | 0 | -100% | Redirected | NA | VOA_GPN_GOV_UK\7246041 | 2019-08-30 | Low | - | - | Redirected, low risk | NA | - | NA | SPONS A&B | NA | (BEAMS Note 2) The ERC for this item should be added to all other rateable items on the hereditament (except land). Therefore the total of the ERC of the other Building Items and the P&M ERC (where applicable) to enable the correct contract size adjustment to be made. ERC of Building Component + ERC of P&M = Total ERC to which contract size adjustment should be applied. The appropriate % adjustment should be made in accordance with the scale for contract size adjustment specified under section 6 of the RCG 2021 Guidance notes. The currency ERC rates are set at £4m (Four Million Pounds) @ 1st April 2019 (AVD) for the RCG 2021 Publication. | Factory Buildings - Process, Light - Insulated | - | 2 | TRUE
1969 | 41P36G | 5988 | 41P36G | Factory buildings process | Light - insulated | Sheet metal cladding | 501m² - 1000m² | Eaves ht - 4.5m | Building Construction : - Foundations : Concrete pad and strip foundations with 150mm mesh reinforced concrete floor. Frame : Light steel frame. Upper Floors : None. Roof : Double skin (insulated) profiled protected metal, fixed to steel purlins with plastic headed screws, translucent sheet glazing, rainwater gutters, down pipes and drainage. External Walls : 100mm brickwork infill to 1.0m; double skin (insulated) profiled protected metal cladding, fixed to horizontal steel purlins with plastic headed screws, translucent sheet glazing; rainwater gutters, down pipes and drainage. Windows and Doors : Single glazed windows in metal frames. Steel doors set within metal frames. Internal Walls : Block walls. Internal Finishes : None. Building Services : Electric light and power, water laid on, toilets, heating. | Location Adjustment Applicable (See Guidance Notes) - ERC = UK mean of 1.00 | (BEAMS Note 2) The ERC for this item should be added to all other rateable items on the hereditament (except land). Therefore the total of the ERC of the other Building Items and the P&M ERC (where applicable) to enable the correct contract size adjustment to be made. ERC of Building Component + ERC of P&M = Total ERC to which contract size adjustment should be applied. The appropriate % adjustment should be made in accordance with the scale for contract size adjustment specified under section 6 of the RCG 2023 Guidance notes. The currency ERC rates are set at £4m (Four Million Pounds) @ 1st April 2021 (AVD) for the RCG 2023 Publication. | Costs exclude external works. | - | - | - | The plant and machinery listed in the description has been included in this costing. | - | - | Factory Buildings - Process, Light - Insulated | - | 10503 |  | M2 | - | NA | NA | NA | 299.843 | Option 1 | 371.7465 | 23.98% | 0 | 0 | -100% | -100% | 0 | -100% | Redirected | NA | VOA_GPN_GOV_UK\7246041 | 2019-08-30 | Low | - | - | Redirected, low risk | NA | - | NA | SPONS A&B | NA | (BEAMS Note 2) The ERC for this item should be added to all other rateable items on the hereditament (except land). Therefore the total of the ERC of the other Building Items and the P&M ERC (where applicable) to enable the correct contract size adjustment to be made. ERC of Building Component + ERC of P&M = Total ERC to which contract size adjustment should be applied. The appropriate % adjustment should be made in accordance with the scale for contract size adjustment specified under section 6 of the RCG 2021 Guidance notes. The currency ERC rates are set at £4m (Four Million Pounds) @ 1st April 2019 (AVD) for the RCG 2021 Publication. | Factory Buildings - Process, Light - Insulated | - | 2 | TRUE
1970 | 41P36I | 5989 | 41P36I | Factory buildings process | Light - insulated | Sheet metal cladding | 501m² - 1000m² | Eaves ht - 5.0m | Building Construction : - Foundations : Concrete pad and strip foundations with 150mm mesh reinforced concrete floor. Frame : Light steel frame. Upper Floors : None. Roof : Double skin (insulated) profiled protected metal, fixed to steel purlins with plastic headed screws, translucent sheet glazing, rainwater gutters, down pipes and drainage. External Walls : 100mm brickwork infill to 1.0m; double skin (insulated) profiled protected metal cladding, fixed to horizontal steel purlins with plastic headed screws, translucent sheet glazing; rainwater gutters, down pipes and drainage. Windows and Doors : Single glazed windows in metal frames. Steel doors set within metal frames. Internal Walls : Block walls. Internal Finishes : None. Building Services : Electric light and power, water laid on, toilets, heating. | Location Adjustment Applicable (See Guidance Notes) - ERC = UK mean of 1.00 | (BEAMS Note 2) The ERC for this item should be added to all other rateable items on the hereditament (except land). Therefore the total of the ERC of the other Building Items and the P&M ERC (where applicable) to enable the correct contract size adjustment to be made. ERC of Building Component + ERC of P&M = Total ERC to which contract size adjustment should be applied. The appropriate % adjustment should be made in accordance with the scale for contract size adjustment specified under section 6 of the RCG 2023 Guidance notes. The currency ERC rates are set at £4m (Four Million Pounds) @ 1st April 2021 (AVD) for the RCG 2023 Publication. | Costs exclude external works. | - | - | - | The plant and machinery listed in the description has been included in this costing. | - | - | Factory Buildings - Process, Light - Insulated | - | 10503 |  | M2 | - | NA | NA | NA | 304.4559 | Option 1 | 377.4657 | 23.98% | 0 | 0 | -100% | -100% | 0 | -100% | Redirected | NA | VOA_GPN_GOV_UK\7246041 | 2019-08-30 | Low | - | - | Redirected, low risk | NA | - | NA | SPONS A&B | NA | (BEAMS Note 2) The ERC for this item should be added to all other rateable items on the hereditament (except land). Therefore the total of the ERC of the other Building Items and the P&M ERC (where applicable) to enable the correct contract size adjustment to be made. ERC of Building Component + ERC of P&M = Total ERC to which contract size adjustment should be applied. The appropriate % adjustment should be made in accordance with the scale for contract size adjustment specified under section 6 of the RCG 2021 Guidance notes. The currency ERC rates are set at £4m (Four Million Pounds) @ 1st April 2019 (AVD) for the RCG 2021 Publication. | Factory Buildings - Process, Light - Insulated | - | 2 | TRUE
1971 | 41P36K | 5990 | 41P36K | Factory buildings process | Light - insulated | Sheet metal cladding | 501m² - 1000m² | Eaves ht - 5.5m | Building Construction : - Foundations : Concrete pad and strip foundations with 150mm mesh reinforced concrete floor. Frame : Light steel frame. Upper Floors : None. Roof : Double skin (insulated) profiled protected metal, fixed to steel purlins with plastic headed screws, translucent sheet glazing, rainwater gutters, down pipes and drainage. External Walls : 100mm brickwork infill to 1.0m; double skin (insulated) profiled protected metal cladding, fixed to horizontal steel purlins with plastic headed screws, translucent sheet glazing; rainwater gutters, down pipes and drainage. Windows and Doors : Single glazed windows in metal frames. Steel doors set within metal frames. Internal Walls : Block walls. Internal Finishes : None. Building Services : Electric light and power, water laid on, toilets, heating. | Location Adjustment Applicable (See Guidance Notes) - ERC = UK mean of 1.00 | (BEAMS Note 2) The ERC for this item should be added to all other rateable items on the hereditament (except land). Therefore the total of the ERC of the other Building Items and the P&M ERC (where applicable) to enable the correct contract size adjustment to be made. ERC of Building Component + ERC of P&M = Total ERC to which contract size adjustment should be applied. The appropriate % adjustment should be made in accordance with the scale for contract size adjustment specified under section 6 of the RCG 2023 Guidance notes. The currency ERC rates are set at £4m (Four Million Pounds) @ 1st April 2021 (AVD) for the RCG 2023 Publication. | Costs exclude external works. | - | - | - | The plant and machinery listed in the description has been included in this costing. | - | - | Factory Buildings - Process, Light - Insulated | - | 10503 |  | M2 | - | NA | NA | NA | 317.526 | Option 1 | 393.6701 | 23.98% | 0 | 0 | -100% | -100% | 0 | -100% | Redirected | NA | VOA_GPN_GOV_UK\7246041 | 2019-08-30 | Low | - | - | Redirected, low risk | NA | - | NA | SPONS A&B | NA | (BEAMS Note 2) The ERC for this item should be added to all other rateable items on the hereditament (except land). Therefore the total of the ERC of the other Building Items and the P&M ERC (where applicable) to enable the correct contract size adjustment to be made. ERC of Building Component + ERC of P&M = Total ERC to which contract size adjustment should be applied. The appropriate % adjustment should be made in accordance with the scale for contract size adjustment specified under section 6 of the RCG 2021 Guidance notes. The currency ERC rates are set at £4m (Four Million Pounds) @ 1st April 2019 (AVD) for the RCG 2021 Publication. | Factory Buildings - Process, Light - Insulated | - | 2 | TRUE
1972 | 41P36M | 5991 | 41P36M | Factory buildings process | Light - insulated | Sheet metal cladding | 501m² - 1000m² | Eaves ht - 6.0m | Building Construction : - Foundations : Concrete pad and strip foundations with 150mm mesh reinforced concrete floor. Frame : Light steel frame. Upper Floors : None. Roof : Double skin (insulated) profiled protected metal, fixed to steel purlins with plastic headed screws, translucent sheet glazing, rainwater gutters, down pipes and drainage. External Walls : 100mm brickwork infill to 1.0m; double skin (insulated) profiled protected metal cladding, fixed to horizontal steel purlins with plastic headed screws, translucent sheet glazing; rainwater gutters, down pipes and drainage. Windows and Doors : Single glazed windows in metal frames. Steel doors set within metal frames. Internal Walls : Block walls. Internal Finishes : None. Building Services : Electric light and power, water laid on, toilets, heating. | Location Adjustment Applicable (See Guidance Notes) - ERC = UK mean of 1.00 | (BEAMS Note 2) The ERC for this item should be added to all other rateable items on the hereditament (except land). Therefore the total of the ERC of the other Building Items and the P&M ERC (where applicable) to enable the correct contract size adjustment to be made. ERC of Building Component + ERC of P&M = Total ERC to which contract size adjustment should be applied. The appropriate % adjustment should be made in accordance with the scale for contract size adjustment specified under section 6 of the RCG 2023 Guidance notes. The currency ERC rates are set at £4m (Four Million Pounds) @ 1st April 2021 (AVD) for the RCG 2023 Publication. | Costs exclude external works. | - | - | - | The plant and machinery listed in the description has been included in this costing. | - | - | Factory Buildings - Process, Light - Insulated | - | 10503 |  | M2 | - | NA | NA | NA | 322.9078 | Option 1 | 400.3424 | 23.98% | 0 | 0 | -100% | -100% | 0 | -100% | Redirected | NA | VOA_GPN_GOV_UK\7246041 | 2019-08-30 | Low | - | - | Redirected, low risk | NA | - | NA | SPONS A&B | NA | (BEAMS Note 2) The ERC for this item should be added to all other rateable items on the hereditament (except land). Therefore the total of the ERC of the other Building Items and the P&M ERC (where applicable) to enable the correct contract size adjustment to be made. ERC of Building Component + ERC of P&M = Total ERC to which contract size adjustment should be applied. The appropriate % adjustment should be made in accordance with the scale for contract size adjustment specified under section 6 of the RCG 2021 Guidance notes. The currency ERC rates are set at £4m (Four Million Pounds) @ 1st April 2019 (AVD) for the RCG 2021 Publication. | Factory Buildings - Process, Light - Insulated | - | 2 | TRUE
1973 | 41P36P | 5992 | 41P36P | Factory buildings process | Light - insulated | Sheet metal cladding | 501m² - 1000m² | Eaves ht - 6.5m | Building Construction : - Foundations : Concrete pad and strip foundations with 150mm mesh reinforced concrete floor. Frame : Light steel frame. Upper Floors : None. Roof : Double skin (insulated) profiled protected metal, fixed to steel purlins with plastic headed screws, translucent sheet glazing, rainwater gutters, down pipes and drainage. External Walls : 100mm brickwork infill to 1.0m; double skin (insulated) profiled protected metal cladding, fixed to horizontal steel purlins with plastic headed screws, translucent sheet glazing; rainwater gutters, down pipes and drainage. Windows and Doors : Single glazed windows in metal frames. Steel doors set within metal frames. Internal Walls : Block walls. Internal Finishes : None. Building Services : Electric light and power, water laid on, toilets, heating. | Location Adjustment Applicable (See Guidance Notes) - ERC = UK mean of 1.00 | (BEAMS Note 2) The ERC for this item should be added to all other rateable items on the hereditament (except land). Therefore the total of the ERC of the other Building Items and the P&M ERC (where applicable) to enable the correct contract size adjustment to be made. ERC of Building Component + ERC of P&M = Total ERC to which contract size adjustment should be applied. The appropriate % adjustment should be made in accordance with the scale for contract size adjustment specified under section 6 of the RCG 2023 Guidance notes. The currency ERC rates are set at £4m (Four Million Pounds) @ 1st April 2021 (AVD) for the RCG 2023 Publication. | Costs exclude external works. | - | - | - | The plant and machinery listed in the description has been included in this costing. | - | - | Factory Buildings - Process, Light - Insulated | - | 10503 |  | M2 | - | NA | NA | NA | 328.2896 | Option 1 | 407.0148 | 23.98% | 0 | 0 | -100% | -100% | 0 | -100% | Redirected | NA | VOA_GPN_GOV_UK\7246041 | 2019-08-30 | Low | - | - | Redirected, low risk | NA | - | NA | SPONS A&B | NA | (BEAMS Note 2) The ERC for this item should be added to all other rateable items on the hereditament (except land). Therefore the total of the ERC of the other Building Items and the P&M ERC (where applicable) to enable the correct contract size adjustment to be made. ERC of Building Component + ERC of P&M = Total ERC to which contract size adjustment should be applied. The appropriate % adjustment should be made in accordance with the scale for contract size adjustment specified under section 6 of the RCG 2021 Guidance notes. The currency ERC rates are set at £4m (Four Million Pounds) @ 1st April 2019 (AVD) for the RCG 2021 Publication. | Factory Buildings - Process, Light - Insulated | - | 2 | TRUE
1974 | 41P36R | 5993 | 41P36R | Factory buildings process | Light - insulated | Sheet metal cladding | 501m² - 1000m² | Eaves ht - 7.0m | Building Construction : - Foundations : Concrete pad and strip foundations with 150mm mesh reinforced concrete floor. Frame : Light steel frame. Upper Floors : None. Roof : Double skin (insulated) profiled protected metal, fixed to steel purlins with plastic headed screws, translucent sheet glazing, rainwater gutters, down pipes and drainage. External Walls : 100mm brickwork infill to 1.0m; double skin (insulated) profiled protected metal cladding, fixed to horizontal steel purlins with plastic headed screws, translucent sheet glazing; rainwater gutters, down pipes and drainage. Windows and Doors : Single glazed windows in metal frames. Steel doors set within metal frames. Internal Walls : Block walls. Internal Finishes : None. Building Services : Electric light and power, water laid on, toilets, heating. | Location Adjustment Applicable (See Guidance Notes) - ERC = UK mean of 1.00 | (BEAMS Note 2) The ERC for this item should be added to all other rateable items on the hereditament (except land). Therefore the total of the ERC of the other Building Items and the P&M ERC (where applicable) to enable the correct contract size adjustment to be made. ERC of Building Component + ERC of P&M = Total ERC to which contract size adjustment should be applied. The appropriate % adjustment should be made in accordance with the scale for contract size adjustment specified under section 6 of the RCG 2023 Guidance notes. The currency ERC rates are set at £4m (Four Million Pounds) @ 1st April 2021 (AVD) for the RCG 2023 Publication. | Costs exclude external works. | - | - | - | The plant and machinery listed in the description has been included in this costing. | - | - | Factory Buildings - Process, Light - Insulated | - | 10503 |  | M2 | - | NA | NA | NA | 333.6714 | Option 1 | 413.6872 | 23.98% | 0 | 0 | -100% | -100% | 0 | -100% | Redirected | NA | VOA_GPN_GOV_UK\7246041 | 2019-08-30 | Low | - | - | Redirected, low risk | NA | - | NA | SPONS A&B | NA | (BEAMS Note 2) The ERC for this item should be added to all other rateable items on the hereditament (except land). Therefore the total of the ERC of the other Building Items and the P&M ERC (where applicable) to enable the correct contract size adjustment to be made. ERC of Building Component + ERC of P&M = Total ERC to which contract size adjustment should be applied. The appropriate % adjustment should be made in accordance with the scale for contract size adjustment specified under section 6 of the RCG 2021 Guidance notes. The currency ERC rates are set at £4m (Four Million Pounds) @ 1st April 2019 (AVD) for the RCG 2021 Publication. | Factory Buildings - Process, Light - Insulated | - | 2 | TRUE
1975 | 41P36T | 5994 | 41P36T | Factory buildings process | Light - insulated | Sheet metal cladding | 501m² - 1000m² | Eaves ht - 7.5m | Building Construction : - Foundations : Concrete pad and strip foundations with 150mm mesh reinforced concrete floor. Frame : Light steel frame. Upper Floors : None. Roof : Double skin (insulated) profiled protected metal, fixed to steel purlins with plastic headed screws, translucent sheet glazing, rainwater gutters, down pipes and drainage. External Walls : 100mm brickwork infill to 1.0m; double skin (insulated) profiled protected metal cladding, fixed to horizontal steel purlins with plastic headed screws, translucent sheet glazing; rainwater gutters, down pipes and drainage. Windows and Doors : Single glazed windows in metal frames. Steel doors set within metal frames. Internal Walls : Block walls. Internal Finishes : None. Building Services : Electric light and power, water laid on, toilets, heating. | Location Adjustment Applicable (See Guidance Notes) - ERC = UK mean of 1.00 | (BEAMS Note 2) The ERC for this item should be added to all other rateable items on the hereditament (except land). Therefore the total of the ERC of the other Building Items and the P&M ERC (where applicable) to enable the correct contract size adjustment to be made. ERC of Building Component + ERC of P&M = Total ERC to which contract size adjustment should be applied. The appropriate % adjustment should be made in accordance with the scale for contract size adjustment specified under section 6 of the RCG 2023 Guidance notes. The currency ERC rates are set at £4m (Four Million Pounds) @ 1st April 2021 (AVD) for the RCG 2023 Publication. | Costs exclude external works. | - | - | - | The plant and machinery listed in the description has been included in this costing. | - | - | Factory Buildings - Process, Light - Insulated | - | 10503 |  | M2 | - | NA | NA | NA | 339.822 | Option 1 | 421.3128 | 23.98% | 0 | 0 | -100% | -100% | 0 | -100% | Redirected | NA | VOA_GPN_GOV_UK\7246041 | 2019-08-30 | Low | - | - | Redirected, low risk | NA | - | NA | SPONS A&B | NA | (BEAMS Note 2) The ERC for this item should be added to all other rateable items on the hereditament (except land). Therefore the total of the ERC of the other Building Items and the P&M ERC (where applicable) to enable the correct contract size adjustment to be made. ERC of Building Component + ERC of P&M = Total ERC to which contract size adjustment should be applied. The appropriate % adjustment should be made in accordance with the scale for contract size adjustment specified under section 6 of the RCG 2021 Guidance notes. The currency ERC rates are set at £4m (Four Million Pounds) @ 1st April 2019 (AVD) for the RCG 2021 Publication. | Factory Buildings - Process, Light - Insulated | - | 2 | TRUE
1976 | 41P37A | 6008 | 41P37A | Factory buildings process | Light - insulated | Sheet metal cladding | 501m² - 1000m² | Eaves ht - 8.0m | Building Construction : - Foundations : Concrete pad and strip foundations with 150mm mesh reinforced concrete floor. Frame : Light steel frame. Upper Floors : None. Roof : Double skin (insulated) profiled protected metal, fixed to steel purlins with plastic headed screws, translucent sheet glazing, rainwater gutters, down pipes and drainage. External Walls : 100mm brickwork infill to 1.0m; double skin (insulated) profiled protected metal cladding, fixed to horizontal steel purlins with plastic headed screws, translucent sheet glazing; rainwater gutters, down pipes and drainage. Windows and Doors : Single glazed windows in metal frames. Steel doors set within metal frames. Internal Walls : Block walls. Internal Finishes : None. Building Services : Electric light and power, water laid on, toilets, heating. | Location Adjustment Applicable (See Guidance Notes) - ERC = UK mean of 1.00 | (BEAMS Note 2) The ERC for this item should be added to all other rateable items on the hereditament (except land). Therefore the total of the ERC of the other Building Items and the P&M ERC (where applicable) to enable the correct contract size adjustment to be made. ERC of Building Component + ERC of P&M = Total ERC to which contract size adjustment should be applied. The appropriate % adjustment should be made in accordance with the scale for contract size adjustment specified under section 6 of the RCG 2023 Guidance notes. The currency ERC rates are set at £4m (Four Million Pounds) @ 1st April 2021 (AVD) for the RCG 2023 Publication. | Costs exclude external works. | - | - | - | The plant and machinery listed in the description has been included in this costing. | - | - | Factory Buildings - Process, Light - Insulated | - | 10503 |  | M2 | - | NA | NA | NA | 359.8116 | Option 1 | 446.0959 | 23.98% | 0 | 0 | -100% | -100% | 0 | -100% | Redirected | NA | VOA_GPN_GOV_UK\7246041 | 2019-08-30 | Low | - | - | Redirected, low risk | NA | - | NA | SPONS A&B | NA | (BEAMS Note 2) The ERC for this item should be added to all other rateable items on the hereditament (except land). Therefore the total of the ERC of the other Building Items and the P&M ERC (where applicable) to enable the correct contract size adjustment to be made. ERC of Building Component + ERC of P&M = Total ERC to which contract size adjustment should be applied. The appropriate % adjustment should be made in accordance with the scale for contract size adjustment specified under section 6 of the RCG 2021 Guidance notes. The currency ERC rates are set at £4m (Four Million Pounds) @ 1st April 2019 (AVD) for the RCG 2021 Publication. | Factory Buildings - Process, Light - Insulated | - | 2 | TRUE
1977 | 41P37C | 6009 | 41P37C | Factory buildings process | Light - insulated | Sheet metal cladding | 501m² - 1000m² | Eaves ht - 8.5m | Building Construction : - Foundations : Concrete pad and strip foundations with 150mm mesh reinforced concrete floor. Frame : Light steel frame. Upper Floors : None. Roof : Double skin (insulated) profiled protected metal, fixed to steel purlins with plastic headed screws, translucent sheet glazing, rainwater gutters, down pipes and drainage. External Walls : 100mm brickwork infill to 1.0m; double skin (insulated) profiled protected metal cladding, fixed to horizontal steel purlins with plastic headed screws, translucent sheet glazing; rainwater gutters, down pipes and drainage. Windows and Doors : Single glazed windows in metal frames. Steel doors set within metal frames. Internal Walls : Block walls. Internal Finishes : None. Building Services : Electric light and power, water laid on, toilets, heating. | Location Adjustment Applicable (See Guidance Notes) - ERC = UK mean of 1.00 | (BEAMS Note 2) The ERC for this item should be added to all other rateable items on the hereditament (except land). Therefore the total of the ERC of the other Building Items and the P&M ERC (where applicable) to enable the correct contract size adjustment to be made. ERC of Building Component + ERC of P&M = Total ERC to which contract size adjustment should be applied. The appropriate % adjustment should be made in accordance with the scale for contract size adjustment specified under section 6 of the RCG 2023 Guidance notes. The currency ERC rates are set at £4m (Four Million Pounds) @ 1st April 2021 (AVD) for the RCG 2023 Publication. | Costs exclude external works. | - | - | - | The plant and machinery listed in the description has been included in this costing. | - | - | Factory Buildings - Process, Light - Insulated | - | 10503 |  | M2 | - | NA | NA | NA | 365.9622 | Option 1 | 453.7214 | 23.98% | 0 | 0 | -100% | -100% | 0 | -100% | Redirected | NA | VOA_GPN_GOV_UK\7246041 | 2019-08-30 | Low | - | - | Redirected, low risk | NA | - | NA | SPONS A&B | NA | (BEAMS Note 2) The ERC for this item should be added to all other rateable items on the hereditament (except land). Therefore the total of the ERC of the other Building Items and the P&M ERC (where applicable) to enable the correct contract size adjustment to be made. ERC of Building Component + ERC of P&M = Total ERC to which contract size adjustment should be applied. The appropriate % adjustment should be made in accordance with the scale for contract size adjustment specified under section 6 of the RCG 2021 Guidance notes. The currency ERC rates are set at £4m (Four Million Pounds) @ 1st April 2019 (AVD) for the RCG 2021 Publication. | Factory Buildings - Process, Light - Insulated | - | 2 | TRUE
1978 | 41P37E | 6010 | 41P37E | Factory buildings process | Light - insulated | Sheet metal cladding | 501m² - 1000m² | Eaves ht - 9.0m | Building Construction : - Foundations : Concrete pad and strip foundations with 150mm mesh reinforced concrete floor. Frame : Light steel frame. Upper Floors : None. Roof : Double skin (insulated) profiled protected metal, fixed to steel purlins with plastic headed screws, translucent sheet glazing, rainwater gutters, down pipes and drainage. External Walls : 100mm brickwork infill to 1.0m; double skin (insulated) profiled protected metal cladding, fixed to horizontal steel purlins with plastic headed screws, translucent sheet glazing; rainwater gutters, down pipes and drainage. Windows and Doors : Single glazed windows in metal frames. Steel doors set within metal frames. Internal Walls : Block walls. Internal Finishes : None. Building Services : Electric light and power, water laid on, toilets, heating. | Location Adjustment Applicable (See Guidance Notes) - ERC = UK mean of 1.00 | (BEAMS Note 2) The ERC for this item should be added to all other rateable items on the hereditament (except land). Therefore the total of the ERC of the other Building Items and the P&M ERC (where applicable) to enable the correct contract size adjustment to be made. ERC of Building Component + ERC of P&M = Total ERC to which contract size adjustment should be applied. The appropriate % adjustment should be made in accordance with the scale for contract size adjustment specified under section 6 of the RCG 2023 Guidance notes. The currency ERC rates are set at £4m (Four Million Pounds) @ 1st April 2021 (AVD) for the RCG 2023 Publication. | Costs exclude external works. | - | - | - | The plant and machinery listed in the description has been included in this costing. | - | - | Factory Buildings - Process, Light - Insulated | - | 10503 |  | M2 | - | NA | NA | NA | 371.344 | Option 1 | 460.3938 | 23.98% | 0 | 0 | -100% | -100% | 0 | -100% | Redirected | NA | VOA_GPN_GOV_UK\7246041 | 2019-08-30 | Low | - | - | Redirected, low risk | NA | - | NA | SPONS A&B | NA | (BEAMS Note 2) The ERC for this item should be added to all other rateable items on the hereditament (except land). Therefore the total of the ERC of the other Building Items and the P&M ERC (where applicable) to enable the correct contract size adjustment to be made. ERC of Building Component + ERC of P&M = Total ERC to which contract size adjustment should be applied. The appropriate % adjustment should be made in accordance with the scale for contract size adjustment specified under section 6 of the RCG 2021 Guidance notes. The currency ERC rates are set at £4m (Four Million Pounds) @ 1st April 2019 (AVD) for the RCG 2021 Publication. | Factory Buildings - Process, Light - Insulated | - | 2 | TRUE
1979 | 41P37G | 6011 | 41P37G | Factory buildings process | Light - insulated | Sheet metal cladding | 501m² - 1000m² | Eaves ht - 9.5m | Building Construction : - Foundations : Concrete pad and strip foundations with 150mm mesh reinforced concrete floor. Frame : Light steel frame. Upper Floors : None. Roof : Double skin (insulated) profiled protected metal, fixed to steel purlins with plastic headed screws, translucent sheet glazing, rainwater gutters, down pipes and drainage. External Walls : 100mm brickwork infill to 1.0m; double skin (insulated) profiled protected metal cladding, fixed to horizontal steel purlins with plastic headed screws, translucent sheet glazing; rainwater gutters, down pipes and drainage. Windows and Doors : Single glazed windows in metal frames. Steel doors set within metal frames. Internal Walls : Block walls. Internal Finishes : None. Building Services : Electric light and power, water laid on, toilets, heating. | Location Adjustment Applicable (See Guidance Notes) - ERC = UK mean of 1.00 | (BEAMS Note 2) The ERC for this item should be added to all other rateable items on the hereditament (except land). Therefore the total of the ERC of the other Building Items and the P&M ERC (where applicable) to enable the correct contract size adjustment to be made. ERC of Building Component + ERC of P&M = Total ERC to which contract size adjustment should be applied. The appropriate % adjustment should be made in accordance with the scale for contract size adjustment specified under section 6 of the RCG 2023 Guidance notes. The currency ERC rates are set at £4m (Four Million Pounds) @ 1st April 2021 (AVD) for the RCG 2023 Publication. | Costs exclude external works. | - | - | - | The plant and machinery listed in the description has been included in this costing. | - | - | Factory Buildings - Process, Light - Insulated | - | 10503 |  | M2 | - | NA | NA | NA | 377.4946 | Option 1 | 468.0194 | 23.98% | 0 | 0 | -100% | -100% | 0 | -100% | Redirected | NA | VOA_GPN_GOV_UK\7246041 | 2019-08-30 | Low | - | - | Redirected, low risk | NA | - | NA | SPONS A&B | NA | (BEAMS Note 2) The ERC for this item should be added to all other rateable items on the hereditament (except land). Therefore the total of the ERC of the other Building Items and the P&M ERC (where applicable) to enable the correct contract size adjustment to be made. ERC of Building Component + ERC of P&M = Total ERC to which contract size adjustment should be applied. The appropriate % adjustment should be made in accordance with the scale for contract size adjustment specified under section 6 of the RCG 2021 Guidance notes. The currency ERC rates are set at £4m (Four Million Pounds) @ 1st April 2019 (AVD) for the RCG 2021 Publication. | Factory Buildings - Process, Light - Insulated | - | 2 | TRUE
1980 | 41P37K | 6012 | 41P37K | Factory buildings process | Light - insulated | Sheet metal cladding | 501m² - 1000m² | Eaves ht - 10.0m | Building Construction : - Foundations : Concrete pad and strip foundations with 150mm mesh reinforced concrete floor. Frame : Light steel frame. Upper Floors : None. Roof : Double skin (insulated) profiled protected metal, fixed to steel purlins with plastic headed screws, translucent sheet glazing, rainwater gutters, down pipes and drainage. External Walls : 100mm brickwork infill to 1.0m; double skin (insulated) profiled protected metal cladding, fixed to horizontal steel purlins with plastic headed screws, translucent sheet glazing; rainwater gutters, down pipes and drainage. Windows and Doors : Single glazed windows in metal frames. Steel doors set within metal frames. Internal Walls : Block walls. Internal Finishes : None. Building Services : Electric light and power, water laid on, toilets, heating. | Location Adjustment Applicable (See Guidance Notes) - ERC = UK mean of 1.00 | (BEAMS Note 2) The ERC for this item should be added to all other rateable items on the hereditament (except land). Therefore the total of the ERC of the other Building Items and the P&M ERC (where applicable) to enable the correct contract size adjustment to be made. ERC of Building Component + ERC of P&M = Total ERC to which contract size adjustment should be applied. The appropriate % adjustment should be made in accordance with the scale for contract size adjustment specified under section 6 of the RCG 2023 Guidance notes. The currency ERC rates are set at £4m (Four Million Pounds) @ 1st April 2021 (AVD) for the RCG 2023 Publication. | Costs exclude external works. | - | - | - | The plant and machinery listed in the description has been included in this costing. | - | - | Factory Buildings - Process, Light - Insulated | - | 10503 |  | M2 | - | NA | NA | NA | 383.6452 | Option 1 | 475.6449 | 23.98% | 0 | 0 | -100% | -100% | 0 | -100% | Redirected | NA | VOA_GPN_GOV_UK\7246041 | 2019-08-30 | Low | - | - | Redirected, low risk | NA | - | NA | SPONS A&B | NA | (BEAMS Note 2) The ERC for this item should be added to all other rateable items on the hereditament (except land). Therefore the total of the ERC of the other Building Items and the P&M ERC (where applicable) to enable the correct contract size adjustment to be made. ERC of Building Component + ERC of P&M = Total ERC to which contract size adjustment should be applied. The appropriate % adjustment should be made in accordance with the scale for contract size adjustment specified under section 6 of the RCG 2021 Guidance notes. The currency ERC rates are set at £4m (Four Million Pounds) @ 1st April 2019 (AVD) for the RCG 2021 Publication. | Factory Buildings - Process, Light - Insulated | - | 2 | TRUE
1981 | 41P37P | 6013 | 41P37P | Factory buildings process | Light - insulated | Sheet metal cladding | 501m² - 1000m² | Eaves ht - 11.0m | Building Construction : - Foundations : Concrete pad and strip foundations with 150mm mesh reinforced concrete floor. Frame : Light steel frame. Upper Floors : None. Roof : Double skin (insulated) profiled protected metal, fixed to steel purlins with plastic headed screws, translucent sheet glazing, rainwater gutters, down pipes and drainage. External Walls : 100mm brickwork infill to 1.0m; double skin (insulated) profiled protected metal cladding, fixed to horizontal steel purlins with plastic headed screws, translucent sheet glazing; rainwater gutters, down pipes and drainage. Windows and Doors : Single glazed windows in metal frames. Steel doors set within metal frames. Internal Walls : Block walls. Internal Finishes : None. Building Services : Electric light and power, water laid on, toilets, heating. | Location Adjustment Applicable (See Guidance Notes) - ERC = UK mean of 1.00 | (BEAMS Note 2) The ERC for this item should be added to all other rateable items on the hereditament (except land). Therefore the total of the ERC of the other Building Items and the P&M ERC (where applicable) to enable the correct contract size adjustment to be made. ERC of Building Component + ERC of P&M = Total ERC to which contract size adjustment should be applied. The appropriate % adjustment should be made in accordance with the scale for contract size adjustment specified under section 6 of the RCG 2023 Guidance notes. The currency ERC rates are set at £4m (Four Million Pounds) @ 1st April 2021 (AVD) for the RCG 2023 Publication. | Costs exclude external works. | - | - | - | The plant and machinery listed in the description has been included in this costing. | - | - | Factory Buildings - Process, Light - Insulated | - | 10503 |  | M2 | - | NA | NA | NA | 395.9465 | Option 1 | 490.8961 | 23.98% | 0 | 0 | -100% | -100% | 0 | -100% | Redirected | NA | VOA_GPN_GOV_UK\7246041 | 2019-08-30 | Low | - | - | Redirected, low risk | NA | - | NA | SPONS A&B | NA | (BEAMS Note 2) The ERC for this item should be added to all other rateable items on the hereditament (except land). Therefore the total of the ERC of the other Building Items and the P&M ERC (where applicable) to enable the correct contract size adjustment to be made. ERC of Building Component + ERC of P&M = Total ERC to which contract size adjustment should be applied. The appropriate % adjustment should be made in accordance with the scale for contract size adjustment specified under section 6 of the RCG 2021 Guidance notes. The currency ERC rates are set at £4m (Four Million Pounds) @ 1st April 2019 (AVD) for the RCG 2021 Publication. | Factory Buildings - Process, Light - Insulated | - | 2 | TRUE
1982 | 41P37T | 6014 | 41P37T | Factory buildings process | Light - insulated | Sheet metal cladding | 501m² - 1000m² | Eaves ht - 12.0m | Building Construction : - Foundations : Concrete pad and strip foundations with 150mm mesh reinforced concrete floor. Frame : Light steel frame. Upper Floors : None. Roof : Double skin (insulated) profiled protected metal, fixed to steel purlins with plastic headed screws, translucent sheet glazing, rainwater gutters, down pipes and drainage. External Walls : 100mm brickwork infill to 1.0m; double skin (insulated) profiled protected metal cladding, fixed to horizontal steel purlins with plastic headed screws, translucent sheet glazing; rainwater gutters, down pipes and drainage. Windows and Doors : Single glazed windows in metal frames. Steel doors set within metal frames. Internal Walls : Block walls. Internal Finishes : None. Building Services : Electric light and power, water laid on, toilets, heating. | Location Adjustment Applicable (See Guidance Notes) - ERC = UK mean of 1.00 | (BEAMS Note 2) The ERC for this item should be added to all other rateable items on the hereditament (except land). Therefore the total of the ERC of the other Building Items and the P&M ERC (where applicable) to enable the correct contract size adjustment to be made. ERC of Building Component + ERC of P&M = Total ERC to which contract size adjustment should be applied. The appropriate % adjustment should be made in accordance with the scale for contract size adjustment specified under section 6 of the RCG 2023 Guidance notes. The currency ERC rates are set at £4m (Four Million Pounds) @ 1st April 2021 (AVD) for the RCG 2023 Publication. | Costs exclude external works. | - | - | - | The plant and machinery listed in the description has been included in this costing. | - | - | Factory Buildings - Process, Light - Insulated | - | 10503 |  | M2 | - | NA | NA | NA | 407.4789 | Option 1 | 505.194 | 23.98% | 0 | 0 | -100% | -100% | 0 | -100% | Redirected | NA | VOA_GPN_GOV_UK\7246041 | 2019-08-30 | Low | - | - | Redirected, low risk | NA | - | NA | SPONS A&B | NA | (BEAMS Note 2) The ERC for this item should be added to all other rateable items on the hereditament (except land). Therefore the total of the ERC of the other Building Items and the P&M ERC (where applicable) to enable the correct contract size adjustment to be made. ERC of Building Component + ERC of P&M = Total ERC to which contract size adjustment should be applied. The appropriate % adjustment should be made in accordance with the scale for contract size adjustment specified under section 6 of the RCG 2021 Guidance notes. The currency ERC rates are set at £4m (Four Million Pounds) @ 1st April 2019 (AVD) for the RCG 2021 Publication. | Factory Buildings - Process, Light - Insulated | - | 2 | TRUE
1983 | 41P38A | 6026 | 41P38A | Factory buildings process | Light - insulated | Sheet metal cladding | > 5000m² | Eaves ht - 3.0m | Building Construction : - Foundations : Concrete pad and strip foundations with 150mm mesh reinforced concrete floor. Frame : Light steel frame. Upper Floors : None. Roof : Double skin (insulated) profiled protected metal, fixed to steel purlins with plastic headed screws, translucent sheet glazing, rainwater gutters, down pipes and drainage. External Walls : 100mm brickwork infill to 1.0m; double skin (insulated) profiled protected metal cladding, fixed to horizontal steel purlins with plastic headed screws, translucent sheet glazing; rainwater gutters, down pipes and drainage. Windows and Doors : Single glazed windows in metal frames. Steel doors set within metal frames. Internal Walls : Block walls. Internal Finishes : None. Building Services : Electric light and power, water laid on, toilets, heating. | Location Adjustment Applicable (See Guidance Notes) - ERC = UK mean of 1.00 | (BEAMS Note 2) The ERC for this item should be added to all other rateable items on the hereditament (except land). Therefore the total of the ERC of the other Building Items and the P&M ERC (where applicable) to enable the correct contract size adjustment to be made. ERC of Building Component + ERC of P&M = Total ERC to which contract size adjustment should be applied. The appropriate % adjustment should be made in accordance with the scale for contract size adjustment specified under section 6 of the RCG 2023 Guidance notes. The currency ERC rates are set at £4m (Four Million Pounds) @ 1st April 2021 (AVD) for the RCG 2023 Publication. | Costs exclude external works. | - | - | - | The plant and machinery listed in the description has been included in this costing. | - | - | Factory Buildings - Process, Light - Insulated | - | 10504 |  | M2 | - | NA | NA | NA | 259.8639 | Option 1 | 322.1803 | 23.98% | 0 | 0 | -100% | -100% | 0 | -100% | Redirected | NA | VOA_GPN_GOV_UK\7246041 | 2019-08-30 | Low | - | - | Redirected, low risk | NA | - | NA | SPONS A&B | NA | (BEAMS Note 2) The ERC for this item should be added to all other rateable items on the hereditament (except land). Therefore the total of the ERC of the other Building Items and the P&M ERC (where applicable) to enable the correct contract size adjustment to be made. ERC of Building Component + ERC of P&M = Total ERC to which contract size adjustment should be applied. The appropriate % adjustment should be made in accordance with the scale for contract size adjustment specified under section 6 of the RCG 2021 Guidance notes. The currency ERC rates are set at £4m (Four Million Pounds) @ 1st April 2019 (AVD) for the RCG 2021 Publication. | Factory Buildings - Process, Light - Insulated | - | 2 | TRUE
1984 | 41P38C | 6027 | 41P38C | Factory buildings process | Light - insulated | Sheet metal cladding | > 5000m² | Eaves ht - 3.5m | Building Construction : - Foundations : Concrete pad and strip foundations with 150mm mesh reinforced concrete floor. Frame : Light steel frame. Upper Floors : None. Roof : Double skin (insulated) profiled protected metal, fixed to steel purlins with plastic headed screws, translucent sheet glazing, rainwater gutters, down pipes and drainage. External Walls : 100mm brickwork infill to 1.0m; double skin (insulated) profiled protected metal cladding, fixed to horizontal steel purlins with plastic headed screws, translucent sheet glazing; rainwater gutters, down pipes and drainage. Windows and Doors : Single glazed windows in metal frames. Steel doors set within metal frames. Internal Walls : Block walls. Internal Finishes : None. Building Services : Electric light and power, water laid on, toilets, heating. | Location Adjustment Applicable (See Guidance Notes) - ERC = UK mean of 1.00 | (BEAMS Note 2) The ERC for this item should be added to all other rateable items on the hereditament (except land). Therefore the total of the ERC of the other Building Items and the P&M ERC (where applicable) to enable the correct contract size adjustment to be made. ERC of Building Component + ERC of P&M = Total ERC to which contract size adjustment should be applied. The appropriate % adjustment should be made in accordance with the scale for contract size adjustment specified under section 6 of the RCG 2023 Guidance notes. The currency ERC rates are set at £4m (Four Million Pounds) @ 1st April 2021 (AVD) for the RCG 2023 Publication. | Costs exclude external works. | - | - | - | The plant and machinery listed in the description has been included in this costing. | - | - | Factory Buildings - Process, Light - Insulated | - | 10504 |  | M2 | - | NA | NA | NA | 262.1704 | Option 1 | 325.0399 | 23.98% | 0 | 0 | -100% | -100% | 0 | -100% | Redirected | NA | VOA_GPN_GOV_UK\7246041 | 2019-08-30 | Low | - | - | Redirected, low risk | NA | - | NA | SPONS A&B | NA | (BEAMS Note 2) The ERC for this item should be added to all other rateable items on the hereditament (except land). Therefore the total of the ERC of the other Building Items and the P&M ERC (where applicable) to enable the correct contract size adjustment to be made. ERC of Building Component + ERC of P&M = Total ERC to which contract size adjustment should be applied. The appropriate % adjustment should be made in accordance with the scale for contract size adjustment specified under section 6 of the RCG 2021 Guidance notes. The currency ERC rates are set at £4m (Four Million Pounds) @ 1st April 2019 (AVD) for the RCG 2021 Publication. | Factory Buildings - Process, Light - Insulated | - | 2 | TRUE
1985 | 41P38E | 6028 | 41P38E | Factory buildings process | Light - insulated | Sheet metal cladding | > 5000m² | Eaves ht - 4.0m | Building Construction : - Foundations : Concrete pad and strip foundations with 150mm mesh reinforced concrete floor. Frame : Light steel frame. Upper Floors : None. Roof : Double skin (insulated) profiled protected metal, fixed to steel purlins with plastic headed screws, translucent sheet glazing, rainwater gutters, down pipes and drainage. External Walls : 100mm brickwork infill to 1.0m; double skin (insulated) profiled protected metal cladding, fixed to horizontal steel purlins with plastic headed screws, translucent sheet glazing; rainwater gutters, down pipes and drainage. Windows and Doors : Single glazed windows in metal frames. Steel doors set within metal frames. Internal Walls : Block walls. Internal Finishes : None. Building Services : Electric light and power, water laid on, toilets, heating. | Location Adjustment Applicable (See Guidance Notes) - ERC = UK mean of 1.00 | (BEAMS Note 2) The ERC for this item should be added to all other rateable items on the hereditament (except land). Therefore the total of the ERC of the other Building Items and the P&M ERC (where applicable) to enable the correct contract size adjustment to be made. ERC of Building Component + ERC of P&M = Total ERC to which contract size adjustment should be applied. The appropriate % adjustment should be made in accordance with the scale for contract size adjustment specified under section 6 of the RCG 2023 Guidance notes. The currency ERC rates are set at £4m (Four Million Pounds) @ 1st April 2021 (AVD) for the RCG 2023 Publication. | Costs exclude external works. | - | - | - | The plant and machinery listed in the description has been included in this costing. | - | - | Factory Buildings - Process, Light - Insulated | - | 10504 |  | M2 | - | NA | NA | NA | 264.4769 | Option 1 | 327.8995 | 23.98% | 0 | 0 | -100% | -100% | 0 | -100% | Redirected | NA | VOA_GPN_GOV_UK\7246041 | 2019-08-30 | Low | - | - | Redirected, low risk | NA | - | NA | SPONS A&B | NA | (BEAMS Note 2) The ERC for this item should be added to all other rateable items on the hereditament (except land). Therefore the total of the ERC of the other Building Items and the P&M ERC (where applicable) to enable the correct contract size adjustment to be made. ERC of Building Component + ERC of P&M = Total ERC to which contract size adjustment should be applied. The appropriate % adjustment should be made in accordance with the scale for contract size adjustment specified under section 6 of the RCG 2021 Guidance notes. The currency ERC rates are set at £4m (Four Million Pounds) @ 1st April 2019 (AVD) for the RCG 2021 Publication. | Factory Buildings - Process, Light - Insulated | - | 2 | TRUE
1986 | 41P38G | 6029 | 41P38G | Factory buildings process | Light - insulated | Sheet metal cladding | > 5000m² | Eaves ht - 4.5m | Building Construction : - Foundations : Concrete pad and strip foundations with 150mm mesh reinforced concrete floor. Frame : Light steel frame. Upper Floors : None. Roof : Double skin (insulated) profiled protected metal, fixed to steel purlins with plastic headed screws, translucent sheet glazing, rainwater gutters, down pipes and drainage. External Walls : 100mm brickwork infill to 1.0m; double skin (insulated) profiled protected metal cladding, fixed to horizontal steel purlins with plastic headed screws, translucent sheet glazing; rainwater gutters, down pipes and drainage. Windows and Doors : Single glazed windows in metal frames. Steel doors set within metal frames. Internal Walls : Block walls. Internal Finishes : None. Building Services : Electric light and power, water laid on, toilets, heating. | Location Adjustment Applicable (See Guidance Notes) - ERC = UK mean of 1.00 | (BEAMS Note 2) The ERC for this item should be added to all other rateable items on the hereditament (except land). Therefore the total of the ERC of the other Building Items and the P&M ERC (where applicable) to enable the correct contract size adjustment to be made. ERC of Building Component + ERC of P&M = Total ERC to which contract size adjustment should be applied. The appropriate % adjustment should be made in accordance with the scale for contract size adjustment specified under section 6 of the RCG 2023 Guidance notes. The currency ERC rates are set at £4m (Four Million Pounds) @ 1st April 2021 (AVD) for the RCG 2023 Publication. | Costs exclude external works. | - | - | - | The plant and machinery listed in the description has been included in this costing. | - | - | Factory Buildings - Process, Light - Insulated | - | 10504 |  | M2 | - | NA | NA | NA | 266.7834 | Option 1 | 330.7591 | 23.98% | 0 | 0 | -100% | -100% | 0 | -100% | Redirected | NA | VOA_GPN_GOV_UK\7246041 | 2019-08-30 | Low | - | - | Redirected, low risk | NA | - | NA | SPONS A&B | NA | (BEAMS Note 2) The ERC for this item should be added to all other rateable items on the hereditament (except land). Therefore the total of the ERC of the other Building Items and the P&M ERC (where applicable) to enable the correct contract size adjustment to be made. ERC of Building Component + ERC of P&M = Total ERC to which contract size adjustment should be applied. The appropriate % adjustment should be made in accordance with the scale for contract size adjustment specified under section 6 of the RCG 2021 Guidance notes. The currency ERC rates are set at £4m (Four Million Pounds) @ 1st April 2019 (AVD) for the RCG 2021 Publication. | Factory Buildings - Process, Light - Insulated | - | 2 | TRUE
1987 | 41P38I | 6030 | 41P38I | Factory buildings process | Light - insulated | Sheet metal cladding | > 5000m² | Eaves ht - 5.0m | Building Construction : - Foundations : Concrete pad and strip foundations with 150mm mesh reinforced concrete floor. Frame : Light steel frame. Upper Floors : None. Roof : Double skin (insulated) profiled protected metal, fixed to steel purlins with plastic headed screws, translucent sheet glazing, rainwater gutters, down pipes and drainage. External Walls : 100mm brickwork infill to 1.0m; double skin (insulated) profiled protected metal cladding, fixed to horizontal steel purlins with plastic headed screws, translucent sheet glazing; rainwater gutters, down pipes and drainage. Windows and Doors : Single glazed windows in metal frames. Steel doors set within metal frames. Internal Walls : Block walls. Internal Finishes : None. Building Services : Electric light and power, water laid on, toilets, heating. | Location Adjustment Applicable (See Guidance Notes) - ERC = UK mean of 1.00 | (BEAMS Note 2) The ERC for this item should be added to all other rateable items on the hereditament (except land). Therefore the total of the ERC of the other Building Items and the P&M ERC (where applicable) to enable the correct contract size adjustment to be made. ERC of Building Component + ERC of P&M = Total ERC to which contract size adjustment should be applied. The appropriate % adjustment should be made in accordance with the scale for contract size adjustment specified under section 6 of the RCG 2023 Guidance notes. The currency ERC rates are set at £4m (Four Million Pounds) @ 1st April 2021 (AVD) for the RCG 2023 Publication. | Costs exclude external works. | - | - | - | The plant and machinery listed in the description has been included in this costing. | - | - | Factory Buildings - Process, Light - Insulated | - | 10504 |  | M2 | - | NA | NA | NA | 269.0898 | Option 1 | 333.6187 | 23.98% | 0 | 0 | -100% | -100% | 0 | -100% | Redirected | NA | VOA_GPN_GOV_UK\7246041 | 2019-08-30 | Low | - | - | Redirected, low risk | NA | - | NA | SPONS A&B | NA | (BEAMS Note 2) The ERC for this item should be added to all other rateable items on the hereditament (except land). Therefore the total of the ERC of the other Building Items and the P&M ERC (where applicable) to enable the correct contract size adjustment to be made. ERC of Building Component + ERC of P&M = Total ERC to which contract size adjustment should be applied. The appropriate % adjustment should be made in accordance with the scale for contract size adjustment specified under section 6 of the RCG 2021 Guidance notes. The currency ERC rates are set at £4m (Four Million Pounds) @ 1st April 2019 (AVD) for the RCG 2021 Publication. | Factory Buildings - Process, Light - Insulated | - | 2 | TRUE
1988 | 41P38K | 6031 | 41P38K | Factory buildings process | Light - insulated | Sheet metal cladding | > 5000m² | Eaves ht - 5.5m | Building Construction : - Foundations : Concrete pad and strip foundations with 150mm mesh reinforced concrete floor. Frame : Light steel frame. Upper Floors : None. Roof : Double skin (insulated) profiled protected metal, fixed to steel purlins with plastic headed screws, translucent sheet glazing, rainwater gutters, down pipes and drainage. External Walls : 100mm brickwork infill to 1.0m; double skin (insulated) profiled protected metal cladding, fixed to horizontal steel purlins with plastic headed screws, translucent sheet glazing; rainwater gutters, down pipes and drainage. Windows and Doors : Single glazed windows in metal frames. Steel doors set within metal frames. Internal Walls : Block walls. Internal Finishes : None. Building Services : Electric light and power, water laid on, toilets, heating. | Location Adjustment Applicable (See Guidance Notes) - ERC = UK mean of 1.00 | (BEAMS Note 2) The ERC for this item should be added to all other rateable items on the hereditament (except land). Therefore the total of the ERC of the other Building Items and the P&M ERC (where applicable) to enable the correct contract size adjustment to be made. ERC of Building Component + ERC of P&M = Total ERC to which contract size adjustment should be applied. The appropriate % adjustment should be made in accordance with the scale for contract size adjustment specified under section 6 of the RCG 2023 Guidance notes. The currency ERC rates are set at £4m (Four Million Pounds) @ 1st April 2021 (AVD) for the RCG 2023 Publication. | Costs exclude external works. | - | - | - | The plant and machinery listed in the description has been included in this costing. | - | - | Factory Buildings - Process, Light - Insulated | - | 10504 |  | M2 | - | NA | NA | NA | 276.0093 | Option 1 | 342.1975 | 23.98% | 0 | 0 | -100% | -100% | 0 | -100% | Redirected | NA | VOA_GPN_GOV_UK\7246041 | 2019-08-30 | Low | - | - | Redirected, low risk | NA | - | NA | SPONS A&B | NA | (BEAMS Note 2) The ERC for this item should be added to all other rateable items on the hereditament (except land). Therefore the total of the ERC of the other Building Items and the P&M ERC (where applicable) to enable the correct contract size adjustment to be made. ERC of Building Component + ERC of P&M = Total ERC to which contract size adjustment should be applied. The appropriate % adjustment should be made in accordance with the scale for contract size adjustment specified under section 6 of the RCG 2021 Guidance notes. The currency ERC rates are set at £4m (Four Million Pounds) @ 1st April 2019 (AVD) for the RCG 2021 Publication. | Factory Buildings - Process, Light - Insulated | - | 2 | TRUE
1989 | 41P38M | 6032 | 41P38M | Factory buildings process | Light - insulated | Sheet metal cladding | > 5000m² | Eaves ht - 6.0m | Building Construction : - Foundations : Concrete pad and strip foundations with 150mm mesh reinforced concrete floor. Frame : Light steel frame. Upper Floors : None. Roof : Double skin (insulated) profiled protected metal, fixed to steel purlins with plastic headed screws, translucent sheet glazing, rainwater gutters, down pipes and drainage. External Walls : 100mm brickwork infill to 1.0m; double skin (insulated) profiled protected metal cladding, fixed to horizontal steel purlins with plastic headed screws, translucent sheet glazing; rainwater gutters, down pipes and drainage. Windows and Doors : Single glazed windows in metal frames. Steel doors set within metal frames. Internal Walls : Block walls. Internal Finishes : None. Building Services : Electric light and power, water laid on, toilets, heating. | Location Adjustment Applicable (See Guidance Notes) - ERC = UK mean of 1.00 | (BEAMS Note 2) The ERC for this item should be added to all other rateable items on the hereditament (except land). Therefore the total of the ERC of the other Building Items and the P&M ERC (where applicable) to enable the correct contract size adjustment to be made. ERC of Building Component + ERC of P&M = Total ERC to which contract size adjustment should be applied. The appropriate % adjustment should be made in accordance with the scale for contract size adjustment specified under section 6 of the RCG 2023 Guidance notes. The currency ERC rates are set at £4m (Four Million Pounds) @ 1st April 2021 (AVD) for the RCG 2023 Publication. | Costs exclude external works. | - | - | - | The plant and machinery listed in the description has been included in this costing. | - | - | Factory Buildings - Process, Light - Insulated | - | 10504 |  | M2 | - | NA | NA | NA | 278.3158 | Option 1 | 345.0571 | 23.98% | 0 | 0 | -100% | -100% | 0 | -100% | Redirected | NA | VOA_GPN_GOV_UK\7246041 | 2019-08-30 | Low | - | - | Redirected, low risk | NA | - | NA | SPONS A&B | NA | (BEAMS Note 2) The ERC for this item should be added to all other rateable items on the hereditament (except land). Therefore the total of the ERC of the other Building Items and the P&M ERC (where applicable) to enable the correct contract size adjustment to be made. ERC of Building Component + ERC of P&M = Total ERC to which contract size adjustment should be applied. The appropriate % adjustment should be made in accordance with the scale for contract size adjustment specified under section 6 of the RCG 2021 Guidance notes. The currency ERC rates are set at £4m (Four Million Pounds) @ 1st April 2019 (AVD) for the RCG 2021 Publication. | Factory Buildings - Process, Light - Insulated | - | 2 | TRUE
1990 | 41P38P | 6033 | 41P38P | Factory buildings process | Light - insulated | Sheet metal cladding | > 5000m² | Eaves ht - 6.5m | Building Construction : - Foundations : Concrete pad and strip foundations with 150mm mesh reinforced concrete floor. Frame : Light steel frame. Upper Floors : None. Roof : Double skin (insulated) profiled protected metal, fixed to steel purlins with plastic headed screws, translucent sheet glazing, rainwater gutters, down pipes and drainage. External Walls : 100mm brickwork infill to 1.0m; double skin (insulated) profiled protected metal cladding, fixed to horizontal steel purlins with plastic headed screws, translucent sheet glazing; rainwater gutters, down pipes and drainage. Windows and Doors : Single glazed windows in metal frames. Steel doors set within metal frames. Internal Walls : Block walls. Internal Finishes : None. Building Services : Electric light and power, water laid on, toilets, heating. | Location Adjustment Applicable (See Guidance Notes) - ERC = UK mean of 1.00 | (BEAMS Note 2) The ERC for this item should be added to all other rateable items on the hereditament (except land). Therefore the total of the ERC of the other Building Items and the P&M ERC (where applicable) to enable the correct contract size adjustment to be made. ERC of Building Component + ERC of P&M = Total ERC to which contract size adjustment should be applied. The appropriate % adjustment should be made in accordance with the scale for contract size adjustment specified under section 6 of the RCG 2023 Guidance notes. The currency ERC rates are set at £4m (Four Million Pounds) @ 1st April 2021 (AVD) for the RCG 2023 Publication. | Costs exclude external works. | - | - | - | The plant and machinery listed in the description has been included in this costing. | - | - | Factory Buildings - Process, Light - Insulated | - | 10504 |  | M2 | - | NA | NA | NA | 281.3911 | Option 1 | 348.8698 | 23.98% | 0 | 0 | -100% | -100% | 0 | -100% | Redirected | NA | VOA_GPN_GOV_UK\7246041 | 2019-08-30 | Low | - | - | Redirected, low risk | NA | - | NA | SPONS A&B | NA | (BEAMS Note 2) The ERC for this item should be added to all other rateable items on the hereditament (except land). Therefore the total of the ERC of the other Building Items and the P&M ERC (where applicable) to enable the correct contract size adjustment to be made. ERC of Building Component + ERC of P&M = Total ERC to which contract size adjustment should be applied. The appropriate % adjustment should be made in accordance with the scale for contract size adjustment specified under section 6 of the RCG 2021 Guidance notes. The currency ERC rates are set at £4m (Four Million Pounds) @ 1st April 2019 (AVD) for the RCG 2021 Publication. | Factory Buildings - Process, Light - Insulated | - | 2 | TRUE
1991 | 41P38R | 6034 | 41P38R | Factory buildings process | Light - insulated | Sheet metal cladding | > 5000m² | Eaves ht - 7.0m | Building Construction : - Foundations : Concrete pad and strip foundations with 150mm mesh reinforced concrete floor. Frame : Light steel frame. Upper Floors : None. Roof : Double skin (insulated) profiled protected metal, fixed to steel purlins with plastic headed screws, translucent sheet glazing, rainwater gutters, down pipes and drainage. External Walls : 100mm brickwork infill to 1.0m; double skin (insulated) profiled protected metal cladding, fixed to horizontal steel purlins with plastic headed screws, translucent sheet glazing; rainwater gutters, down pipes and drainage. Windows and Doors : Single glazed windows in metal frames. Steel doors set within metal frames. Internal Walls : Block walls. Internal Finishes : None. Building Services : Electric light and power, water laid on, toilets, heating. | Location Adjustment Applicable (See Guidance Notes) - ERC = UK mean of 1.00 | (BEAMS Note 2) The ERC for this item should be added to all other rateable items on the hereditament (except land). Therefore the total of the ERC of the other Building Items and the P&M ERC (where applicable) to enable the correct contract size adjustment to be made. ERC of Building Component + ERC of P&M = Total ERC to which contract size adjustment should be applied. The appropriate % adjustment should be made in accordance with the scale for contract size adjustment specified under section 6 of the RCG 2023 Guidance notes. The currency ERC rates are set at £4m (Four Million Pounds) @ 1st April 2021 (AVD) for the RCG 2023 Publication. | Costs exclude external works. | - | - | - | The plant and machinery listed in the description has been included in this costing. | - | - | Factory Buildings - Process, Light - Insulated | - | 10504 |  | M2 | - | NA | NA | NA | 283.6976 | Option 1 | 351.7294 | 23.98% | 0 | 0 | -100% | -100% | 0 | -100% | Redirected | NA | VOA_GPN_GOV_UK\7246041 | 2019-08-30 | Low | - | - | Redirected, low risk | NA | - | NA | SPONS A&B | NA | (BEAMS Note 2) The ERC for this item should be added to all other rateable items on the hereditament (except land). Therefore the total of the ERC of the other Building Items and the P&M ERC (where applicable) to enable the correct contract size adjustment to be made. ERC of Building Component + ERC of P&M = Total ERC to which contract size adjustment should be applied. The appropriate % adjustment should be made in accordance with the scale for contract size adjustment specified under section 6 of the RCG 2021 Guidance notes. The currency ERC rates are set at £4m (Four Million Pounds) @ 1st April 2019 (AVD) for the RCG 2021 Publication. | Factory Buildings - Process, Light - Insulated | - | 2 | TRUE
1992 | 41P38T | 6035 | 41P38T | Factory buildings process | Light - insulated | Sheet metal cladding | > 5000m² | Eaves ht - 7.5m | Building Construction : - Foundations : Concrete pad and strip foundations with 150mm mesh reinforced concrete floor. Frame : Light steel frame. Upper Floors : None. Roof : Double skin (insulated) profiled protected metal, fixed to steel purlins with plastic headed screws, translucent sheet glazing, rainwater gutters, down pipes and drainage. External Walls : 100mm brickwork infill to 1.0m; double skin (insulated) profiled protected metal cladding, fixed to horizontal steel purlins with plastic headed screws, translucent sheet glazing; rainwater gutters, down pipes and drainage. Windows and Doors : Single glazed windows in metal frames. Steel doors set within metal frames. Internal Walls : Block walls. Internal Finishes : None. Building Services : Electric light and power, water laid on, toilets, heating. | Location Adjustment Applicable (See Guidance Notes) - ERC = UK mean of 1.00 | (BEAMS Note 2) The ERC for this item should be added to all other rateable items on the hereditament (except land). Therefore the total of the ERC of the other Building Items and the P&M ERC (where applicable) to enable the correct contract size adjustment to be made. ERC of Building Component + ERC of P&M = Total ERC to which contract size adjustment should be applied. The appropriate % adjustment should be made in accordance with the scale for contract size adjustment specified under section 6 of the RCG 2023 Guidance notes. The currency ERC rates are set at £4m (Four Million Pounds) @ 1st April 2021 (AVD) for the RCG 2023 Publication. | Costs exclude external works. | - | - | - | The plant and machinery listed in the description has been included in this costing. | - | - | Factory Buildings - Process, Light - Insulated | - | 10504 |  | M2 | - | NA | NA | NA | 286.7729 | Option 1 | 355.5422 | 23.98% | 0 | 0 | -100% | -100% | 0 | -100% | Redirected | NA | VOA_GPN_GOV_UK\7246041 | 2019-08-30 | Low | - | - | Redirected, low risk | NA | - | NA | SPONS A&B | NA | (BEAMS Note 2) The ERC for this item should be added to all other rateable items on the hereditament (except land). Therefore the total of the ERC of the other Building Items and the P&M ERC (where applicable) to enable the correct contract size adjustment to be made. ERC of Building Component + ERC of P&M = Total ERC to which contract size adjustment should be applied. The appropriate % adjustment should be made in accordance with the scale for contract size adjustment specified under section 6 of the RCG 2021 Guidance notes. The currency ERC rates are set at £4m (Four Million Pounds) @ 1st April 2019 (AVD) for the RCG 2021 Publication. | Factory Buildings - Process, Light - Insulated | - | 2 | TRUE
1993 | 41P390 | 6036 | 41P390 | Factory buildings process | Light - insulated | Sheet metal cladding | 101m² - 250m² | Eaves ht - 13.0m | Building Construction: - Foundations: Concrete pad and strip foundations with 250mm mesh reinforced concrete floor. Frame: Light steel frame. Upper Floors: None. Roof: Double skin (insulated) profiled protected metal, fixed to steel purlins with plastic headed screws, translucent sheet glazing, rainwater gutters, down pipes and drainage. External Walls: 100mm brickwork infill to 1.0m; double skin (insulated) profiled protected metal cladding, fixed to horizontal steel purlins with plastic headed screws, translucent sheet glazing; rainwater gutters, down pipes and drainage. Windows and Doors: Single glazed windows in metal frames. Steel doors set within metal frames. Internal Walls: Block walls to toilet areas. Internal Finishes: None- paint to toilet area walls. Building Services: Electric light and power, water laid on, toilets, heating. | Location Adjustment Applicable (See Guidance Notes) - ERC = UK mean of 1.00 | (BEAMS Note 2) The ERC for this item should be added to all other rateable items on the hereditament (except land). Therefore the total of the ERC of the other Building Items and the P&M ERC (where applicable) to enable the correct contract size adjustment to be made. ERC of Building Component + ERC of P&M = Total ERC to which contract size adjustment should be applied. The appropriate % adjustment should be made in accordance with the scale for contract size adjustment specified under section 6 of the RCG 2023 Guidance notes. The currency ERC rates are set at £4m (Four Million Pounds) @ 1st April 2021 (AVD) for the RCG 2023 Publication. | Costs exclude external works. | Measure to GIA | - | - | - | The plant and machinery listed in the description has been included in this costing. | - | - | - | 10501 |  | M2 | - | NA | NA | NA | 651.9663 | Option 1 | 808.3104 | 23.98% | 0 | 0 | -100% | -100% | 0 | -100% | Redirected | NA | VOA_GPN_GOV_UK\7246041 | 2019-08-30 | Low | - | - | Redirected, low risk | NA | - | NA | SPONS A&B | NA | (BEAMS Note 2) The ERC for this item should be added to all other rateable items on the hereditament (except land). Therefore the total of the ERC of the other Building Items and the P&M ERC (where applicable) to enable the correct contract size adjustment to be made. ERC of Building Component + ERC of P&M = Total ERC to which contract size adjustment should be applied. The appropriate % adjustment should be made in accordance with the scale for contract size adjustment specified under section 6 of the RCG 2021 Guidance notes. The currency ERC rates are set at £4m (Four Million Pounds) @ 1st April 2019 (AVD) for the RCG 2021 Publication. | - | - | 2 | TRUE
1994 | 41P391 | 6037 | 41P391 | Factory buildings process | Light - insulated | Sheet metal cladding | 101m² - 250m² | Eaves ht - 14.0m | Building Construction: - Foundations: Concrete pad and strip foundations with 250mm mesh reinforced concrete floor. Frame: Light steel frame. Upper Floors: None. Roof: Double skin (insulated) profiled protected metal, fixed to steel purlins with plastic headed screws, translucent sheet glazing, rainwater gutters, down pipes and drainage. External Walls: 100mm brickwork infill to 1.0m; double skin (insulated) profiled protected metal cladding, fixed to horizontal steel purlins with plastic headed screws, translucent sheet glazing; rainwater gutters, down pipes and drainage. Windows and Doors: Single glazed windows in metal frames. Steel doors set within metal frames. Internal Walls: Block walls to toilet areas. Internal Finishes: None- paint to toilet area walls. Building Services: Electric light and power, water laid on, toilets, heating. | Location Adjustment Applicable (See Guidance Notes) - ERC = UK mean of 1.00 | (BEAMS Note 2) The ERC for this item should be added to all other rateable items on the hereditament (except land). Therefore the total of the ERC of the other Building Items and the P&M ERC (where applicable) to enable the correct contract size adjustment to be made. ERC of Building Component + ERC of P&M = Total ERC to which contract size adjustment should be applied. The appropriate % adjustment should be made in accordance with the scale for contract size adjustment specified under section 6 of the RCG 2023 Guidance notes. The currency ERC rates are set at £4m (Four Million Pounds) @ 1st April 2021 (AVD) for the RCG 2023 Publication. | Costs exclude external works. | Measure to GIA | - | - | - | The plant and machinery listed in the description has been included in this costing. | - | - | - | 10501 |  | M2 | - | NA | NA | NA | 678.8752 | Option 1 | 841.6723 | 23.98% | 0 | 0 | -100% | -100% | 0 | -100% | Redirected | NA | VOA_GPN_GOV_UK\7246041 | 2019-08-30 | Low | - | - | Redirected, low risk | NA | - | NA | SPONS A&B | NA | (BEAMS Note 2) The ERC for this item should be added to all other rateable items on the hereditament (except land). Therefore the total of the ERC of the other Building Items and the P&M ERC (where applicable) to enable the correct contract size adjustment to be made. ERC of Building Component + ERC of P&M = Total ERC to which contract size adjustment should be applied. The appropriate % adjustment should be made in accordance with the scale for contract size adjustment specified under section 6 of the RCG 2021 Guidance notes. The currency ERC rates are set at £4m (Four Million Pounds) @ 1st April 2019 (AVD) for the RCG 2021 Publication. | - | - | 2 | TRUE
1995 | 41P392 | 6041 | 41P392 | Factory buildings process | Light - insulated | Sheet metal cladding | 101m² - 250m² | Eaves ht - 15.0m | Building Construction: - Foundations: Concrete pad and strip foundations with 250mm mesh reinforced concrete floor. Frame: Light steel frame. Upper Floors: None. Roof: Double skin (insulated) profiled protected metal, fixed to steel purlins with plastic headed screws, translucent sheet glazing, rainwater gutters, down pipes and drainage. External Walls: 100mm brickwork infill to 1.0m; double skin (insulated) profiled protected metal cladding, fixed to horizontal steel purlins with plastic headed screws, translucent sheet glazing; rainwater gutters, down pipes and drainage. Windows and Doors: Single glazed windows in metal frames. Steel doors set within metal frames. Internal Walls: Block walls to toilet areas. Internal Finishes: None- paint to toilet area walls. Building Services: Electric light and power, water laid on, toilets, heating. | Location Adjustment Applicable (See Guidance Notes) - ERC = UK mean of 1.00 | (BEAMS Note 2) The ERC for this item should be added to all other rateable items on the hereditament (except land). Therefore the total of the ERC of the other Building Items and the P&M ERC (where applicable) to enable the correct contract size adjustment to be made. ERC of Building Component + ERC of P&M = Total ERC to which contract size adjustment should be applied. The appropriate % adjustment should be made in accordance with the scale for contract size adjustment specified under section 6 of the RCG 2023 Guidance notes. The currency ERC rates are set at £4m (Four Million Pounds) @ 1st April 2021 (AVD) for the RCG 2023 Publication. | Costs exclude external works. | Measure to GIA | - | - | - | The plant and machinery listed in the description has been included in this costing. | - | - | - | 10501 |  | M2 | - | NA | NA | NA | 706.5531 | Option 1 | 875.9874 | 23.98% | 0 | 0 | -100% | -100% | 0 | -100% | Redirected | NA | VOA_GPN_GOV_UK\7246041 | 2019-08-30 | Low | - | - | Redirected, low risk | NA | - | NA | SPONS A&B | NA | (BEAMS Note 2) The ERC for this item should be added to all other rateable items on the hereditament (except land). Therefore the total of the ERC of the other Building Items and the P&M ERC (where applicable) to enable the correct contract size adjustment to be made. ERC of Building Component + ERC of P&M = Total ERC to which contract size adjustment should be applied. The appropriate % adjustment should be made in accordance with the scale for contract size adjustment specified under section 6 of the RCG 2021 Guidance notes. The currency ERC rates are set at £4m (Four Million Pounds) @ 1st April 2019 (AVD) for the RCG 2021 Publication. | - | - | 2 | TRUE
1996 | 41P393 | 6042 | 41P393 | Factory buildings process | Light - insulated | Sheet metal cladding | 101m² - 250m² | Eaves ht - 16.0m | Building Construction: - Foundations: Concrete pad and strip foundations with 250mm mesh reinforced concrete floor. Frame: Light steel frame. Upper Floors: None. Roof: Double skin (insulated) profiled protected metal, fixed to steel purlins with plastic headed screws, translucent sheet glazing, rainwater gutters, down pipes and drainage. External Walls: 100mm brickwork infill to 1.0m; double skin (insulated) profiled protected metal cladding, fixed to horizontal steel purlins with plastic headed screws, translucent sheet glazing; rainwater gutters, down pipes and drainage. Windows and Doors: Single glazed windows in metal frames. Steel doors set within metal frames. Internal Walls: Block walls to toilet areas. Internal Finishes: None- paint to toilet area walls. Building Services: Electric light and power, water laid on, toilets, heating. | Location Adjustment Applicable (See Guidance Notes) - ERC = UK mean of 1.00 | (BEAMS Note 2) The ERC for this item should be added to all other rateable items on the hereditament (except land). Therefore the total of the ERC of the other Building Items and the P&M ERC (where applicable) to enable the correct contract size adjustment to be made. ERC of Building Component + ERC of P&M = Total ERC to which contract size adjustment should be applied. The appropriate % adjustment should be made in accordance with the scale for contract size adjustment specified under section 6 of the RCG 2023 Guidance notes. The currency ERC rates are set at £4m (Four Million Pounds) @ 1st April 2021 (AVD) for the RCG 2023 Publication. | Costs exclude external works. | Measure to GIA | - | - | - | The plant and machinery listed in the description has been included in this costing. | - | - | - | 10501 |  | M2 | - | NA | NA | NA | 739.6127 | Option 1 | 916.9748 | 23.98% | 0 | 0 | -100% | -100% | 0 | -100% | Redirected | NA | VOA_GPN_GOV_UK\7246041 | 2019-08-30 | Low | - | - | Redirected, low risk | NA | - | NA | SPONS A&B | NA | (BEAMS Note 2) The ERC for this item should be added to all other rateable items on the hereditament (except land). Therefore the total of the ERC of the other Building Items and the P&M ERC (where applicable) to enable the correct contract size adjustment to be made. ERC of Building Component + ERC of P&M = Total ERC to which contract size adjustment should be applied. The appropriate % adjustment should be made in accordance with the scale for contract size adjustment specified under section 6 of the RCG 2021 Guidance notes. The currency ERC rates are set at £4m (Four Million Pounds) @ 1st April 2019 (AVD) for the RCG 2021 Publication. | - | - | 2 | TRUE
1997 | 41P394 | 6043 | 41P394 | Factory buildings process | Light - insulated | Sheet metal cladding | 101m² - 250m² | Eaves ht - 17.0m | Building Construction: - Foundations: Concrete pad and strip foundations with 250mm mesh reinforced concrete floor. Frame: Light steel frame. Upper Floors: None. Roof: Double skin (insulated) profiled protected metal, fixed to steel purlins with plastic headed screws, translucent sheet glazing, rainwater gutters, down pipes and drainage. External Walls: 100mm brickwork infill to 1.0m; double skin (insulated) profiled protected metal cladding, fixed to horizontal steel purlins with plastic headed screws, translucent sheet glazing; rainwater gutters, down pipes and drainage. Windows and Doors: Single glazed windows in metal frames. Steel doors set within metal frames. Internal Walls: Block walls to toilet areas. Internal Finishes: None- paint to toilet area walls. Building Services: Electric light and power, water laid on, toilets, heating. | Location Adjustment Applicable (See Guidance Notes) - ERC = UK mean of 1.00 | (BEAMS Note 2) The ERC for this item should be added to all other rateable items on the hereditament (except land). Therefore the total of the ERC of the other Building Items and the P&M ERC (where applicable) to enable the correct contract size adjustment to be made. ERC of Building Component + ERC of P&M = Total ERC to which contract size adjustment should be applied. The appropriate % adjustment should be made in accordance with the scale for contract size adjustment specified under section 6 of the RCG 2023 Guidance notes. The currency ERC rates are set at £4m (Four Million Pounds) @ 1st April 2021 (AVD) for the RCG 2023 Publication. | Costs exclude external works. | Measure to GIA | - | - | - | The plant and machinery listed in the description has been included in this costing. | - | - | - | 10501 |  | M2 | - | NA | NA | NA | 769.597 | Option 1 | 954.1495 | 23.98% | 0 | 0 | -100% | -100% | 0 | -100% | Redirected | NA | VOA_GPN_GOV_UK\7246041 | 2019-08-30 | Low | - | - | Redirected, low risk | NA | - | NA | SPONS A&B | NA | (BEAMS Note 2) The ERC for this item should be added to all other rateable items on the hereditament (except land). Therefore the total of the ERC of the other Building Items and the P&M ERC (where applicable) to enable the correct contract size adjustment to be made. ERC of Building Component + ERC of P&M = Total ERC to which contract size adjustment should be applied. The appropriate % adjustment should be made in accordance with the scale for contract size adjustment specified under section 6 of the RCG 2021 Guidance notes. The currency ERC rates are set at £4m (Four Million Pounds) @ 1st April 2019 (AVD) for the RCG 2021 Publication. | - | - | 2 | TRUE
1998 | 41P395 | 6044 | 41P395 | Factory buildings process | Light - insulated | Sheet metal cladding | 101m² - 250m² | Eaves ht - 18.0m | Building Construction: - Foundations: Concrete pad and strip foundations with 250mm mesh reinforced concrete floor. Frame: Light steel frame. Upper Floors: None. Roof: Double skin (insulated) profiled protected metal, fixed to steel purlins with plastic headed screws, translucent sheet glazing, rainwater gutters, down pipes and drainage. External Walls: 100mm brickwork infill to 1.0m; double skin (insulated) profiled protected metal cladding, fixed to horizontal steel purlins with plastic headed screws, translucent sheet glazing; rainwater gutters, down pipes and drainage. Windows and Doors: Single glazed windows in metal frames. Steel doors set within metal frames. Internal Walls: Block walls to toilet areas. Internal Finishes: None- paint to toilet area walls. Building Services: Electric light and power, water laid on, toilets, heating. | Location Adjustment Applicable (See Guidance Notes) - ERC = UK mean of 1.00 | (BEAMS Note 2) The ERC for this item should be added to all other rateable items on the hereditament (except land). Therefore the total of the ERC of the other Building Items and the P&M ERC (where applicable) to enable the correct contract size adjustment to be made. ERC of Building Component + ERC of P&M = Total ERC to which contract size adjustment should be applied. The appropriate % adjustment should be made in accordance with the scale for contract size adjustment specified under section 6 of the RCG 2023 Guidance notes. The currency ERC rates are set at £4m (Four Million Pounds) @ 1st April 2021 (AVD) for the RCG 2023 Publication. | Costs exclude external works. | Measure to GIA | - | - | - | The plant and machinery listed in the description has been included in this costing. | - | - | - | 10501 |  | M2 | - | NA | NA | NA | 799.5813 | Option 1 | 991.3241 | 23.98% | 0 | 0 | -100% | -100% | 0 | -100% | Redirected | NA | VOA_GPN_GOV_UK\7246041 | 2019-08-30 | Low | - | - | Redirected, low risk | NA | - | NA | SPONS A&B | NA | (BEAMS Note 2) The ERC for this item should be added to all other rateable items on the hereditament (except land). Therefore the total of the ERC of the other Building Items and the P&M ERC (where applicable) to enable the correct contract size adjustment to be made. ERC of Building Component + ERC of P&M = Total ERC to which contract size adjustment should be applied. The appropriate % adjustment should be made in accordance with the scale for contract size adjustment specified under section 6 of the RCG 2021 Guidance notes. The currency ERC rates are set at £4m (Four Million Pounds) @ 1st April 2019 (AVD) for the RCG 2021 Publication. | - | - | 2 | TRUE
1999 | 41P396 | 6045 | 41P396 | Factory buildings process | Light - insulated | Sheet metal cladding | 101m² - 250m² | Eaves ht - 19.0m | Building Construction: - Foundations: Concrete pad and strip foundations with 250mm mesh reinforced concrete floor. Frame: Light steel frame. Upper Floors: None. Roof: Double skin (insulated) profiled protected metal, fixed to steel purlins with plastic headed screws, translucent sheet glazing, rainwater gutters, down pipes and drainage. External Walls: 100mm brickwork infill to 1.0m; double skin (insulated) profiled protected metal cladding, fixed to horizontal steel purlins with plastic headed screws, translucent sheet glazing; rainwater gutters, down pipes and drainage. Windows and Doors: Single glazed windows in metal frames. Steel doors set within metal frames. Internal Walls: Block walls to toilet areas. Internal Finishes: None- paint to toilet area walls. Building Services: Electric light and power, water laid on, toilets, heating. | Location Adjustment Applicable (See Guidance Notes) - ERC = UK mean of 1.00 | (BEAMS Note 2) The ERC for this item should be added to all other rateable items on the hereditament (except land). Therefore the total of the ERC of the other Building Items and the P&M ERC (where applicable) to enable the correct contract size adjustment to be made. ERC of Building Component + ERC of P&M = Total ERC to which contract size adjustment should be applied. The appropriate % adjustment should be made in accordance with the scale for contract size adjustment specified under section 6 of the RCG 2023 Guidance notes. The currency ERC rates are set at £4m (Four Million Pounds) @ 1st April 2021 (AVD) for the RCG 2023 Publication. | Costs exclude external works. | Measure to GIA | - | - | - | The plant and machinery listed in the description has been included in this costing. | - | - | - | 10501 |  | M2 | - | NA | NA | NA | 829.5656 | Option 1 | 1028.4988 | 23.98% | 0 | 0 | -100% | -100% | 0 | -100% | Redirected | NA | VOA_GPN_GOV_UK\7246041 | 2019-08-30 | Low | - | - | Redirected, low risk | NA | - | NA | SPONS A&B | NA | (BEAMS Note 2) The ERC for this item should be added to all other rateable items on the hereditament (except land). Therefore the total of the ERC of the other Building Items and the P&M ERC (where applicable) to enable the correct contract size adjustment to be made. ERC of Building Component + ERC of P&M = Total ERC to which contract size adjustment should be applied. The appropriate % adjustment should be made in accordance with the scale for contract size adjustment specified under section 6 of the RCG 2021 Guidance notes. The currency ERC rates are set at £4m (Four Million Pounds) @ 1st April 2019 (AVD) for the RCG 2021 Publication. | - | - | 2 | TRUE
2000 | 41P397 | 6046 | 41P397 | Factory buildings process | Light - insulated | Sheet metal cladding | 101m² - 250m² | Eaves ht - 20.0m | Building Construction: - Foundations: Concrete pad and strip foundations with 250mm mesh reinforced concrete floor. Frame: Light steel frame. Upper Floors: None. Roof: Double skin (insulated) profiled protected metal, fixed to steel purlins with plastic headed screws, translucent sheet glazing, rainwater gutters, down pipes and drainage. External Walls: 100mm brickwork infill to 1.0m; double skin (insulated) profiled protected metal cladding, fixed to horizontal steel purlins with plastic headed screws, translucent sheet glazing; rainwater gutters, down pipes and drainage. Windows and Doors: Single glazed windows in metal frames. Steel doors set within metal frames. Internal Walls: Block walls to toilet areas. Internal Finishes: None- paint to toilet area walls. Building Services: Electric light and power, water laid on, toilets, heating. | Location Adjustment Applicable (See Guidance Notes) - ERC = UK mean of 1.00 | (BEAMS Note 2) The ERC for this item should be added to all other rateable items on the hereditament (except land). Therefore the total of the ERC of the other Building Items and the P&M ERC (where applicable) to enable the correct contract size adjustment to be made. ERC of Building Component + ERC of P&M = Total ERC to which contract size adjustment should be applied. The appropriate % adjustment should be made in accordance with the scale for contract size adjustment specified under section 6 of the RCG 2023 Guidance notes. The currency ERC rates are set at £4m (Four Million Pounds) @ 1st April 2021 (AVD) for the RCG 2023 Publication. | Costs exclude external works. | Measure to GIA | - | - | - | The plant and machinery listed in the description has been included in this costing. | - | - | - | 10501 |  | M2 | - | NA | NA | NA | 860.3187 | Option 1 | 1066.6266 | 23.98% | 0 | 0 | -100% | -100% | 0 | -100% | Redirected | NA | VOA_GPN_GOV_UK\7246041 | 2019-08-30 | Low | - | - | Redirected, low risk | NA | - | NA | SPONS A&B | NA | (BEAMS Note 2) The ERC for this item should be added to all other rateable items on the hereditament (except land). Therefore the total of the ERC of the other Building Items and the P&M ERC (where applicable) to enable the correct contract size adjustment to be made. ERC of Building Component + ERC of P&M = Total ERC to which contract size adjustment should be applied. The appropriate % adjustment should be made in accordance with the scale for contract size adjustment specified under section 6 of the RCG 2021 Guidance notes. The currency ERC rates are set at £4m (Four Million Pounds) @ 1st April 2019 (AVD) for the RCG 2021 Publication. | - | - | 2 | TRUE
2001 | 41P398 | 6047 | 41P398 | Factory buildings process | Light - insulated | Sheet metal cladding | 101m² - 250m² | Eaves ht - 21.0m | Building Construction: - Foundations: Concrete pad and strip foundations with 250mm mesh reinforced concrete floor. Frame: Light steel frame. Upper Floors: None. Roof: Double skin (insulated) profiled protected metal, fixed to steel purlins with plastic headed screws, translucent sheet glazing, rainwater gutters, down pipes and drainage. External Walls: 100mm brickwork infill to 1.0m; double skin (insulated) profiled protected metal cladding, fixed to horizontal steel purlins with plastic headed screws, translucent sheet glazing; rainwater gutters, down pipes and drainage. Windows and Doors: Single glazed windows in metal frames. Steel doors set within metal frames. Internal Walls: Block walls to toilet areas. Internal Finishes: None- paint to toilet area walls. Building Services: Electric light and power, water laid on, toilets, heating. | Location Adjustment Applicable (See Guidance Notes) - ERC = UK mean of 1.00 | (BEAMS Note 2) The ERC for this item should be added to all other rateable items on the hereditament (except land). Therefore the total of the ERC of the other Building Items and the P&M ERC (where applicable) to enable the correct contract size adjustment to be made. ERC of Building Component + ERC of P&M = Total ERC to which contract size adjustment should be applied. The appropriate % adjustment should be made in accordance with the scale for contract size adjustment specified under section 6 of the RCG 2023 Guidance notes. The currency ERC rates are set at £4m (Four Million Pounds) @ 1st April 2021 (AVD) for the RCG 2023 Publication. | Costs exclude external works. | Measure to GIA | - | - | - | The plant and machinery listed in the description has been included in this costing. | - | - | - | 10501 |  | M2 | - | NA | NA | NA | 890.303 | Option 1 | 1103.8013 | 23.98% | 0 | 0 | -100% | -100% | 0 | -100% | Redirected | NA | VOA_GPN_GOV_UK\7246041 | 2019-08-30 | Low | - | - | Redirected, low risk | NA | - | NA | SPONS A&B | NA | (BEAMS Note 2) The ERC for this item should be added to all other rateable items on the hereditament (except land). Therefore the total of the ERC of the other Building Items and the P&M ERC (where applicable) to enable the correct contract size adjustment to be made. ERC of Building Component + ERC of P&M = Total ERC to which contract size adjustment should be applied. The appropriate % adjustment should be made in accordance with the scale for contract size adjustment specified under section 6 of the RCG 2021 Guidance notes. The currency ERC rates are set at £4m (Four Million Pounds) @ 1st April 2019 (AVD) for the RCG 2021 Publication. | - | - | 2 | TRUE
2002 | 41P399 | 6048 | 41P399 | Factory buildings process | Light - insulated | Sheet metal cladding | 101m² - 250m² | Eaves ht - 22.0m | Building Construction: - Foundations: Concrete pad and strip foundations with 250mm mesh reinforced concrete floor. Frame: Light steel frame. Upper Floors: None. Roof: Double skin (insulated) profiled protected metal, fixed to steel purlins with plastic headed screws, translucent sheet glazing, rainwater gutters, down pipes and drainage. External Walls: 100mm brickwork infill to 1.0m; double skin (insulated) profiled protected metal cladding, fixed to horizontal steel purlins with plastic headed screws, translucent sheet glazing; rainwater gutters, down pipes and drainage. Windows and Doors: Single glazed windows in metal frames. Steel doors set within metal frames. Internal Walls: Block walls to toilet areas. Internal Finishes: None- paint to toilet area walls. Building Services: Electric light and power, water laid on, toilets, heating. | Location Adjustment Applicable (See Guidance Notes) - ERC = UK mean of 1.00 | (BEAMS Note 2) The ERC for this item should be added to all other rateable items on the hereditament (except land). Therefore the total of the ERC of the other Building Items and the P&M ERC (where applicable) to enable the correct contract size adjustment to be made. ERC of Building Component + ERC of P&M = Total ERC to which contract size adjustment should be applied. The appropriate % adjustment should be made in accordance with the scale for contract size adjustment specified under section 6 of the RCG 2023 Guidance notes. The currency ERC rates are set at £4m (Four Million Pounds) @ 1st April 2021 (AVD) for the RCG 2023 Publication. | Costs exclude external works. | Measure to GIA | - | - | - | The plant and machinery listed in the description has been included in this costing. | - | - | - | 10501 |  | M2 | - | NA | NA | NA | 920.2873 | Option 1 | 1140.9759 | 23.98% | 0 | 0 | -100% | -100% | 0 | -100% | Redirected | NA | VOA_GPN_GOV_UK\7246041 | 2019-08-30 | Low | - | - | Redirected, low risk | NA | - | NA | SPONS A&B | NA | (BEAMS Note 2) The ERC for this item should be added to all other rateable items on the hereditament (except land). Therefore the total of the ERC of the other Building Items and the P&M ERC (where applicable) to enable the correct contract size adjustment to be made. ERC of Building Component + ERC of P&M = Total ERC to which contract size adjustment should be applied. The appropriate % adjustment should be made in accordance with the scale for contract size adjustment specified under section 6 of the RCG 2021 Guidance notes. The currency ERC rates are set at £4m (Four Million Pounds) @ 1st April 2019 (AVD) for the RCG 2021 Publication. | - | - | 2 | TRUE
2003 | 41P39A | 6049 | 41P39A | Factory buildings process | Light - insulated | Sheet metal cladding | > 5000m² | Eaves ht - 8.0m | Building Construction : - Foundations : Concrete pad and strip foundations with 150mm mesh reinforced concrete floor. Frame : Light steel frame. Upper Floors : None. Roof : Double skin (insulated) profiled protected metal, fixed to steel purlins with plastic headed screws, translucent sheet glazing, rainwater gutters, down pipes and drainage. External Walls : 100mm brickwork infill to 1.0m; double skin (insulated) profiled protected metal cladding, fixed to horizontal steel purlins with plastic headed screws, translucent sheet glazing; rainwater gutters, down pipes and drainage. Windows and Doors : Single glazed windows in metal frames. Steel doors set within metal frames. Internal Walls : Block walls. Internal Finishes : None. Building Services : Electric light and power, water laid on, toilets, heating. | Location Adjustment Applicable (See Guidance Notes) - ERC = UK mean of 1.00 | (BEAMS Note 2) The ERC for this item should be added to all other rateable items on the hereditament (except land). Therefore the total of the ERC of the other Building Items and the P&M ERC (where applicable) to enable the correct contract size adjustment to be made. ERC of Building Component + ERC of P&M = Total ERC to which contract size adjustment should be applied. The appropriate % adjustment should be made in accordance with the scale for contract size adjustment specified under section 6 of the RCG 2023 Guidance notes. The currency ERC rates are set at £4m (Four Million Pounds) @ 1st April 2021 (AVD) for the RCG 2023 Publication. | Costs exclude external works. | - | - | - | The plant and machinery listed in the description has been included in this costing. | - | - | Factory Buildings - Process, Light - Insulated | - | 10504 |  | M2 | - | NA | NA | NA | 299.0741 | Option 1 | 370.7934 | 23.98% | 0 | 0 | -100% | -100% | 0 | -100% | Redirected | NA | VOA_GPN_GOV_UK\7246041 | 2019-08-30 | Low | - | - | Redirected, low risk | NA | - | NA | SPONS A&B | NA | (BEAMS Note 2) The ERC for this item should be added to all other rateable items on the hereditament (except land). Therefore the total of the ERC of the other Building Items and the P&M ERC (where applicable) to enable the correct contract size adjustment to be made. ERC of Building Component + ERC of P&M = Total ERC to which contract size adjustment should be applied. The appropriate % adjustment should be made in accordance with the scale for contract size adjustment specified under section 6 of the RCG 2021 Guidance notes. The currency ERC rates are set at £4m (Four Million Pounds) @ 1st April 2019 (AVD) for the RCG 2021 Publication. | Factory Buildings - Process, Light - Insulated | - | 2 | TRUE
2004 | 41P39C | 6050 | 41P39C | Factory buildings process | Light - insulated | Sheet metal cladding | > 5000m² | Eaves ht - 8.5m | Building Construction : - Foundations : Concrete pad and strip foundations with 150mm mesh reinforced concrete floor. Frame : Light steel frame. Upper Floors : None. Roof : Double skin (insulated) profiled protected metal, fixed to steel purlins with plastic headed screws, translucent sheet glazing, rainwater gutters, down pipes and drainage. External Walls : 100mm brickwork infill to 1.0m; double skin (insulated) profiled protected metal cladding, fixed to horizontal steel purlins with plastic headed screws, translucent sheet glazing; rainwater gutters, down pipes and drainage. Windows and Doors : Single glazed windows in metal frames. Steel doors set within metal frames. Internal Walls : Block walls. Internal Finishes : None. Building Services : Electric light and power, water laid on, toilets, heating. | Location Adjustment Applicable (See Guidance Notes) - ERC = UK mean of 1.00 | (BEAMS Note 2) The ERC for this item should be added to all other rateable items on the hereditament (except land). Therefore the total of the ERC of the other Building Items and the P&M ERC (where applicable) to enable the correct contract size adjustment to be made. ERC of Building Component + ERC of P&M = Total ERC to which contract size adjustment should be applied. The appropriate % adjustment should be made in accordance with the scale for contract size adjustment specified under section 6 of the RCG 2023 Guidance notes. The currency ERC rates are set at £4m (Four Million Pounds) @ 1st April 2021 (AVD) for the RCG 2023 Publication. | Costs exclude external works. | - | - | - | The plant and machinery listed in the description has been included in this costing. | - | - | Factory Buildings - Process, Light - Insulated | - | 10504 |  | M2 | - | NA | NA | NA | 302.1495 | Option 1 | 374.6061 | 23.98% | 0 | 0 | -100% | -100% | 0 | -100% | Redirected | NA | VOA_GPN_GOV_UK\7246041 | 2019-08-30 | Low | - | - | Redirected, low risk | NA | - | NA | SPONS A&B | NA | (BEAMS Note 2) The ERC for this item should be added to all other rateable items on the hereditament (except land). Therefore the total of the ERC of the other Building Items and the P&M ERC (where applicable) to enable the correct contract size adjustment to be made. ERC of Building Component + ERC of P&M = Total ERC to which contract size adjustment should be applied. The appropriate % adjustment should be made in accordance with the scale for contract size adjustment specified under section 6 of the RCG 2021 Guidance notes. The currency ERC rates are set at £4m (Four Million Pounds) @ 1st April 2019 (AVD) for the RCG 2021 Publication. | Factory Buildings - Process, Light - Insulated | - | 2 | TRUE
2005 | 41P39E | 6051 | 41P39E | Factory buildings process | Light - insulated | Sheet metal cladding | > 5000m² | Eaves ht - 9.0m | Building Construction : - Foundations : Concrete pad and strip foundations with 150mm mesh reinforced concrete floor. Frame : Light steel frame. Upper Floors : None. Roof : Double skin (insulated) profiled protected metal, fixed to steel purlins with plastic headed screws, translucent sheet glazing, rainwater gutters, down pipes and drainage. External Walls : 100mm brickwork infill to 1.0m; double skin (insulated) profiled protected metal cladding, fixed to horizontal steel purlins with plastic headed screws, translucent sheet glazing; rainwater gutters, down pipes and drainage. Windows and Doors : Single glazed windows in metal frames. Steel doors set within metal frames. Internal Walls : Block walls. Internal Finishes : None. Building Services : Electric light and power, water laid on, toilets, heating. | Location Adjustment Applicable (See Guidance Notes) - ERC = UK mean of 1.00 | (BEAMS Note 2) The ERC for this item should be added to all other rateable items on the hereditament (except land). Therefore the total of the ERC of the other Building Items and the P&M ERC (where applicable) to enable the correct contract size adjustment to be made. ERC of Building Component + ERC of P&M = Total ERC to which contract size adjustment should be applied. The appropriate % adjustment should be made in accordance with the scale for contract size adjustment specified under section 6 of the RCG 2023 Guidance notes. The currency ERC rates are set at £4m (Four Million Pounds) @ 1st April 2021 (AVD) for the RCG 2023 Publication. | Costs exclude external works. | - | - | - | The plant and machinery listed in the description has been included in this costing. | - | - | Factory Buildings - Process, Light - Insulated | - | 10504 |  | M2 | - | NA | NA | NA | 305.2248 | Option 1 | 378.4189 | 23.98% | 0 | 0 | -100% | -100% | 0 | -100% | Redirected | NA | VOA_GPN_GOV_UK\7246041 | 2019-08-30 | Low | - | - | Redirected, low risk | NA | - | NA | SPONS A&B | NA | (BEAMS Note 2) The ERC for this item should be added to all other rateable items on the hereditament (except land). Therefore the total of the ERC of the other Building Items and the P&M ERC (where applicable) to enable the correct contract size adjustment to be made. ERC of Building Component + ERC of P&M = Total ERC to which contract size adjustment should be applied. The appropriate % adjustment should be made in accordance with the scale for contract size adjustment specified under section 6 of the RCG 2021 Guidance notes. The currency ERC rates are set at £4m (Four Million Pounds) @ 1st April 2019 (AVD) for the RCG 2021 Publication. | Factory Buildings - Process, Light - Insulated | - | 2 | TRUE
2006 | 41P39G | 6052 | 41P39G | Factory buildings process | Light - insulated | Sheet metal cladding | > 5000m² | Eaves ht - 9.5m | Building Construction : - Foundations : Concrete pad and strip foundations with 150mm mesh reinforced concrete floor. Frame : Light steel frame. Upper Floors : None. Roof : Double skin (insulated) profiled protected metal, fixed to steel purlins with plastic headed screws, translucent sheet glazing, rainwater gutters, down pipes and drainage. External Walls : 100mm brickwork infill to 1.0m; double skin (insulated) profiled protected metal cladding, fixed to horizontal steel purlins with plastic headed screws, translucent sheet glazing; rainwater gutters, down pipes and drainage. Windows and Doors : Single glazed windows in metal frames. Steel doors set within metal frames. Internal Walls : Block walls. Internal Finishes : None. Building Services : Electric light and power, water laid on, toilets, heating. | Location Adjustment Applicable (See Guidance Notes) - ERC = UK mean of 1.00 | (BEAMS Note 2) The ERC for this item should be added to all other rateable items on the hereditament (except land). Therefore the total of the ERC of the other Building Items and the P&M ERC (where applicable) to enable the correct contract size adjustment to be made. ERC of Building Component + ERC of P&M = Total ERC to which contract size adjustment should be applied. The appropriate % adjustment should be made in accordance with the scale for contract size adjustment specified under section 6 of the RCG 2023 Guidance notes. The currency ERC rates are set at £4m (Four Million Pounds) @ 1st April 2021 (AVD) for the RCG 2023 Publication. | Costs exclude external works. | - | - | - | The plant and machinery listed in the description has been included in this costing. | - | - | Factory Buildings - Process, Light - Insulated | - | 10504 |  | M2 | - | NA | NA | NA | 308.3001 | Option 1 | 382.2317 | 23.98% | 0 | 0 | -100% | -100% | 0 | -100% | Redirected | NA | VOA_GPN_GOV_UK\7246041 | 2019-08-30 | Low | - | - | Redirected, low risk | NA | - | NA | SPONS A&B | NA | (BEAMS Note 2) The ERC for this item should be added to all other rateable items on the hereditament (except land). Therefore the total of the ERC of the other Building Items and the P&M ERC (where applicable) to enable the correct contract size adjustment to be made. ERC of Building Component + ERC of P&M = Total ERC to which contract size adjustment should be applied. The appropriate % adjustment should be made in accordance with the scale for contract size adjustment specified under section 6 of the RCG 2021 Guidance notes. The currency ERC rates are set at £4m (Four Million Pounds) @ 1st April 2019 (AVD) for the RCG 2021 Publication. | Factory Buildings - Process, Light - Insulated | - | 2 | TRUE
2007 | 41P39K | 6053 | 41P39K | Factory buildings process | Light - insulated | Sheet metal cladding | > 5000m² | Eaves ht - 10.0m | Building Construction : - Foundations : Concrete pad and strip foundations with 150mm mesh reinforced concrete floor. Frame : Light steel frame. Upper Floors : None. Roof : Double skin (insulated) profiled protected metal, fixed to steel purlins with plastic headed screws, translucent sheet glazing, rainwater gutters, down pipes and drainage. External Walls : 100mm brickwork infill to 1.0m; double skin (insulated) profiled protected metal cladding, fixed to horizontal steel purlins with plastic headed screws, translucent sheet glazing; rainwater gutters, down pipes and drainage. Windows and Doors : Single glazed windows in metal frames. Steel doors set within metal frames. Internal Walls : Block walls. Internal Finishes : None. Building Services : Electric light and power, water laid on, toilets, heating. | Location Adjustment Applicable (See Guidance Notes) - ERC = UK mean of 1.00 | (BEAMS Note 2) The ERC for this item should be added to all other rateable items on the hereditament (except land). Therefore the total of the ERC of the other Building Items and the P&M ERC (where applicable) to enable the correct contract size adjustment to be made. ERC of Building Component + ERC of P&M = Total ERC to which contract size adjustment should be applied. The appropriate % adjustment should be made in accordance with the scale for contract size adjustment specified under section 6 of the RCG 2023 Guidance notes. The currency ERC rates are set at £4m (Four Million Pounds) @ 1st April 2021 (AVD) for the RCG 2023 Publication. | Costs exclude external works. | - | - | - | The plant and machinery listed in the description has been included in this costing. | - | - | Factory Buildings - Process, Light - Insulated | - | 10504 |  | M2 | - | NA | NA | NA | 310.6066 | Option 1 | 385.0913 | 23.98% | 0 | 0 | -100% | -100% | 0 | -100% | Redirected | NA | VOA_GPN_GOV_UK\7246041 | 2019-08-30 | Low | - | - | Redirected, low risk | NA | - | NA | SPONS A&B | NA | (BEAMS Note 2) The ERC for this item should be added to all other rateable items on the hereditament (except land). Therefore the total of the ERC of the other Building Items and the P&M ERC (where applicable) to enable the correct contract size adjustment to be made. ERC of Building Component + ERC of P&M = Total ERC to which contract size adjustment should be applied. The appropriate % adjustment should be made in accordance with the scale for contract size adjustment specified under section 6 of the RCG 2021 Guidance notes. The currency ERC rates are set at £4m (Four Million Pounds) @ 1st April 2019 (AVD) for the RCG 2021 Publication. | Factory Buildings - Process, Light - Insulated | - | 2 | TRUE
2008 | 41P39P | 6054 | 41P39P | Factory buildings process | Light - insulated | Sheet metal cladding | > 5000m² | Eaves ht - 11.0m | Building Construction : - Foundations : Concrete pad and strip foundations with 150mm mesh reinforced concrete floor. Frame : Light steel frame. Upper Floors : None. Roof : Double skin (insulated) profiled protected metal, fixed to steel purlins with plastic headed screws, translucent sheet glazing, rainwater gutters, down pipes and drainage. External Walls : 100mm brickwork infill to 1.0m; double skin (insulated) profiled protected metal cladding, fixed to horizontal steel purlins with plastic headed screws, translucent sheet glazing; rainwater gutters, down pipes and drainage. Windows and Doors : Single glazed windows in metal frames. Steel doors set within metal frames. Internal Walls : Block walls. Internal Finishes : None. Building Services : Electric light and power, water laid on, toilets, heating. | Location Adjustment Applicable (See Guidance Notes) - ERC = UK mean of 1.00 | (BEAMS Note 2) The ERC for this item should be added to all other rateable items on the hereditament (except land). Therefore the total of the ERC of the other Building Items and the P&M ERC (where applicable) to enable the correct contract size adjustment to be made. ERC of Building Component + ERC of P&M = Total ERC to which contract size adjustment should be applied. The appropriate % adjustment should be made in accordance with the scale for contract size adjustment specified under section 6 of the RCG 2023 Guidance notes. The currency ERC rates are set at £4m (Four Million Pounds) @ 1st April 2021 (AVD) for the RCG 2023 Publication. | Costs exclude external works. | - | - | - | The plant and machinery listed in the description has been included in this costing. | - | - | Factory Buildings - Process, Light - Insulated | - | 10504 |  | M2 | - | NA | NA | NA | 316.7572 | Option 1 | 392.7169 | 23.98% | 0 | 0 | -100% | -100% | 0 | -100% | Redirected | NA | VOA_GPN_GOV_UK\7246041 | 2019-08-30 | Low | - | - | Redirected, low risk | NA | - | NA | SPONS A&B | NA | (BEAMS Note 2) The ERC for this item should be added to all other rateable items on the hereditament (except land). Therefore the total of the ERC of the other Building Items and the P&M ERC (where applicable) to enable the correct contract size adjustment to be made. ERC of Building Component + ERC of P&M = Total ERC to which contract size adjustment should be applied. The appropriate % adjustment should be made in accordance with the scale for contract size adjustment specified under section 6 of the RCG 2021 Guidance notes. The currency ERC rates are set at £4m (Four Million Pounds) @ 1st April 2019 (AVD) for the RCG 2021 Publication. | Factory Buildings - Process, Light - Insulated | - | 2 | TRUE
2009 | 41P39T | 6055 | 41P39T | Factory buildings process | Light - insulated | Sheet metal cladding | > 5000m² | Eaves ht - 12.0m | Building Construction : - Foundations : Concrete pad and strip foundations with 150mm mesh reinforced concrete floor. Frame : Light steel frame. Upper Floors : None. Roof : Double skin (insulated) profiled protected metal, fixed to steel purlins with plastic headed screws, translucent sheet glazing, rainwater gutters, down pipes and drainage. External Walls : 100mm brickwork infill to 1.0m; double skin (insulated) profiled protected metal cladding, fixed to horizontal steel purlins with plastic headed screws, translucent sheet glazing; rainwater gutters, down pipes and drainage. Windows and Doors : Single glazed windows in metal frames. Steel doors set within metal frames. Internal Walls : Block walls. Internal Finishes : None. Building Services : Electric light and power, water laid on, toilets, heating. | Location Adjustment Applicable (See Guidance Notes) - ERC = UK mean of 1.00 | (BEAMS Note 2) The ERC for this item should be added to all other rateable items on the hereditament (except land). Therefore the total of the ERC of the other Building Items and the P&M ERC (where applicable) to enable the correct contract size adjustment to be made. ERC of Building Component + ERC of P&M = Total ERC to which contract size adjustment should be applied. The appropriate % adjustment should be made in accordance with the scale for contract size adjustment specified under section 6 of the RCG 2023 Guidance notes. The currency ERC rates are set at £4m (Four Million Pounds) @ 1st April 2021 (AVD) for the RCG 2023 Publication. | Costs exclude external works. | - | - | - | The plant and machinery listed in the description has been included in this costing. | - | - | Factory Buildings - Process, Light - Insulated | - | 10504 |  | M2 | - | NA | NA | NA | 322.9078 | Option 1 | 400.3424 | 23.98% | 0 | 0 | -100% | -100% | 0 | -100% | Redirected | NA | VOA_GPN_GOV_UK\7246041 | 2019-08-30 | Low | - | - | Redirected, low risk | NA | - | NA | SPONS A&B | NA | (BEAMS Note 2) The ERC for this item should be added to all other rateable items on the hereditament (except land). Therefore the total of the ERC of the other Building Items and the P&M ERC (where applicable) to enable the correct contract size adjustment to be made. ERC of Building Component + ERC of P&M = Total ERC to which contract size adjustment should be applied. The appropriate % adjustment should be made in accordance with the scale for contract size adjustment specified under section 6 of the RCG 2021 Guidance notes. The currency ERC rates are set at £4m (Four Million Pounds) @ 1st April 2019 (AVD) for the RCG 2021 Publication. | Factory Buildings - Process, Light - Insulated | - | 2 | TRUE
2010 | 41P400 | 6223 | 41P400 | Factory buildings process | Light - insulated | Sheet metal cladding | 101m² - 250m² | Eaves ht - 23.0m | Building Construction: - Foundations: Concrete pad and strip foundations with 250mm mesh reinforced concrete floor. Frame: Light steel frame. Upper Floors: None. Roof: Double skin (insulated) profiled protected metal, fixed to steel purlins with plastic headed screws, translucent sheet glazing, rainwater gutters, down pipes and drainage. External Walls: 100mm brickwork infill to 1.0m; double skin (insulated) profiled protected metal cladding, fixed to horizontal steel purlins with plastic headed screws, translucent sheet glazing; rainwater gutters, down pipes and drainage. Windows and Doors: Single glazed windows in metal frames. Steel doors set within metal frames. Internal Walls: Block walls to toilet areas. Internal Finishes: None- paint to toilet area walls. Building Services: Electric light and power, water laid on, toilets, heating. | Location Adjustment Applicable (See Guidance Notes) - ERC = UK mean of 1.00 | (BEAMS Note 2) The ERC for this item should be added to all other rateable items on the hereditament (except land). Therefore the total of the ERC of the other Building Items and the P&M ERC (where applicable) to enable the correct contract size adjustment to be made. ERC of Building Component + ERC of P&M = Total ERC to which contract size adjustment should be applied. The appropriate % adjustment should be made in accordance with the scale for contract size adjustment specified under section 6 of the RCG 2023 Guidance notes. The currency ERC rates are set at £4m (Four Million Pounds) @ 1st April 2021 (AVD) for the RCG 2023 Publication. | Costs exclude external works. | Measure to GIA | - | - | - | The plant and machinery listed in the description has been included in this costing. | - | - | - | 10501 |  | M2 | - | NA | NA | NA | 951.0404 | Option 1 | 1179.1038 | 23.98% | 0 | 0 | -100% | -100% | 0 | -100% | Redirected | NA | VOA_GPN_GOV_UK\7246041 | 2019-08-30 | Low | - | - | Redirected, low risk | NA | - | NA | SPONS A&B | NA | (BEAMS Note 2) The ERC for this item should be added to all other rateable items on the hereditament (except land). Therefore the total of the ERC of the other Building Items and the P&M ERC (where applicable) to enable the correct contract size adjustment to be made. ERC of Building Component + ERC of P&M = Total ERC to which contract size adjustment should be applied. The appropriate % adjustment should be made in accordance with the scale for contract size adjustment specified under section 6 of the RCG 2021 Guidance notes. The currency ERC rates are set at £4m (Four Million Pounds) @ 1st April 2019 (AVD) for the RCG 2021 Publication. | - | - | 2 | TRUE
2011 | 41P401 | 6224 | 41P401 | Factory buildings process | Light - insulated | Sheet metal cladding | 101m² - 250m² | Eaves ht - 24.0m | Building Construction: - Foundations: Concrete pad and strip foundations with 250mm mesh reinforced concrete floor. Frame: Light steel frame. Upper Floors: None. Roof: Double skin (insulated) profiled protected metal, fixed to steel purlins with plastic headed screws, translucent sheet glazing, rainwater gutters, down pipes and drainage. External Walls: 100mm brickwork infill to 1.0m; double skin (insulated) profiled protected metal cladding, fixed to horizontal steel purlins with plastic headed screws, translucent sheet glazing; rainwater gutters, down pipes and drainage. Windows and Doors: Single glazed windows in metal frames. Steel doors set within metal frames. Internal Walls: Block walls to toilet areas. Internal Finishes: None- paint to toilet area walls. Building Services: Electric light and power, water laid on, toilets, heating. | Location Adjustment Applicable (See Guidance Notes) - ERC = UK mean of 1.00 | (BEAMS Note 2) The ERC for this item should be added to all other rateable items on the hereditament (except land). Therefore the total of the ERC of the other Building Items and the P&M ERC (where applicable) to enable the correct contract size adjustment to be made. ERC of Building Component + ERC of P&M = Total ERC to which contract size adjustment should be applied. The appropriate % adjustment should be made in accordance with the scale for contract size adjustment specified under section 6 of the RCG 2023 Guidance notes. The currency ERC rates are set at £4m (Four Million Pounds) @ 1st April 2021 (AVD) for the RCG 2023 Publication. | Costs exclude external works. | Measure to GIA | - | - | - | The plant and machinery listed in the description has been included in this costing. | - | - | - | 10501 |  | M2 | - | NA | NA | NA | 981.0247 | Option 1 | 1216.2785 | 23.98% | 0 | 0 | -100% | -100% | 0 | -100% | Redirected | NA | VOA_GPN_GOV_UK\7246041 | 2019-08-30 | Low | - | - | Redirected, low risk | NA | - | NA | SPONS A&B | NA | (BEAMS Note 2) The ERC for this item should be added to all other rateable items on the hereditament (except land). Therefore the total of the ERC of the other Building Items and the P&M ERC (where applicable) to enable the correct contract size adjustment to be made. ERC of Building Component + ERC of P&M = Total ERC to which contract size adjustment should be applied. The appropriate % adjustment should be made in accordance with the scale for contract size adjustment specified under section 6 of the RCG 2021 Guidance notes. The currency ERC rates are set at £4m (Four Million Pounds) @ 1st April 2019 (AVD) for the RCG 2021 Publication. | - | - | 2 | TRUE
2012 | 41P402 | 6056 | 41P402 | Factory buildings process | Light - insulated | Sheet metal cladding | 101m² - 250m² | Eaves ht - 25.0m | Building Construction: - Foundations: Concrete pad and strip foundations with 250mm mesh reinforced concrete floor. Frame: Light steel frame. Upper Floors: None. Roof: Double skin (insulated) profiled protected metal, fixed to steel purlins with plastic headed screws, translucent sheet glazing, rainwater gutters, down pipes and drainage. External Walls: 100mm brickwork infill to 1.0m; double skin (insulated) profiled protected metal cladding, fixed to horizontal steel purlins with plastic headed screws, translucent sheet glazing; rainwater gutters, down pipes and drainage. Windows and Doors: Single glazed windows in metal frames. Steel doors set within metal frames. Internal Walls: Block walls to toilet areas. Internal Finishes: None- paint to toilet area walls. Building Services: Electric light and power, water laid on, toilets, heating. | Location Adjustment Applicable (See Guidance Notes) - ERC = UK mean of 1.00 | (BEAMS Note 2) The ERC for this item should be added to all other rateable items on the hereditament (except land). Therefore the total of the ERC of the other Building Items and the P&M ERC (where applicable) to enable the correct contract size adjustment to be made. ERC of Building Component + ERC of P&M = Total ERC to which contract size adjustment should be applied. The appropriate % adjustment should be made in accordance with the scale for contract size adjustment specified under section 6 of the RCG 2023 Guidance notes. The currency ERC rates are set at £4m (Four Million Pounds) @ 1st April 2021 (AVD) for the RCG 2023 Publication. | Costs exclude external works. | Measure to GIA | - | - | - | The plant and machinery listed in the description has been included in this costing. | - | - | - | 10501 |  | M2 | - | NA | NA | NA | 1011.009 | Option 1 | 1253.4531 | 23.98% | 0 | 0 | -100% | -100% | 0 | -100% | Redirected | NA | VOA_GPN_GOV_UK\7246041 | 2019-08-30 | Low | - | - | Redirected, low risk | NA | - | NA | SPONS A&B | NA | (BEAMS Note 2) The ERC for this item should be added to all other rateable items on the hereditament (except land). Therefore the total of the ERC of the other Building Items and the P&M ERC (where applicable) to enable the correct contract size adjustment to be made. ERC of Building Component + ERC of P&M = Total ERC to which contract size adjustment should be applied. The appropriate % adjustment should be made in accordance with the scale for contract size adjustment specified under section 6 of the RCG 2021 Guidance notes. The currency ERC rates are set at £4m (Four Million Pounds) @ 1st April 2019 (AVD) for the RCG 2021 Publication. | - | - | 2 | TRUE
2013 | 41P403 | 6060 | 41P403 | Factory buildings process | Light - insulated | Sheet metal cladding | 101m² - 250m² | Eaves ht - 26.0m | Building Construction: - Foundations: Concrete pad and strip foundations with 250mm mesh reinforced concrete floor. Frame: Light steel frame. Upper Floors: None. Roof: Double skin (insulated) profiled protected metal, fixed to steel purlins with plastic headed screws, translucent sheet glazing, rainwater gutters, down pipes and drainage. External Walls: 100mm brickwork infill to 1.0m; double skin (insulated) profiled protected metal cladding, fixed to horizontal steel purlins with plastic headed screws, translucent sheet glazing; rainwater gutters, down pipes and drainage. Windows and Doors: Single glazed windows in metal frames. Steel doors set within metal frames. Internal Walls: Block walls to toilet areas. Internal Finishes: None- paint to toilet area walls. Building Services: Electric light and power, water laid on, toilets, heating. | Location Adjustment Applicable (See Guidance Notes) - ERC = UK mean of 1.00 | (BEAMS Note 2) The ERC for this item should be added to all other rateable items on the hereditament (except land). Therefore the total of the ERC of the other Building Items and the P&M ERC (where applicable) to enable the correct contract size adjustment to be made. ERC of Building Component + ERC of P&M = Total ERC to which contract size adjustment should be applied. The appropriate % adjustment should be made in accordance with the scale for contract size adjustment specified under section 6 of the RCG 2023 Guidance notes. The currency ERC rates are set at £4m (Four Million Pounds) @ 1st April 2021 (AVD) for the RCG 2023 Publication. | Costs exclude external works. | Measure to GIA | - | - | - | The plant and machinery listed in the description has been included in this costing. | - | - | - | 10501 |  | M2 | - | NA | NA | NA | 1047.9128 | Option 1 | 1299.2065 | 23.98% | 0 | 0 | -100% | -100% | 0 | -100% | Redirected | NA | VOA_GPN_GOV_UK\7246041 | 2019-08-30 | Low | - | - | Redirected, low risk | NA | - | NA | SPONS A&B | NA | (BEAMS Note 2) The ERC for this item should be added to all other rateable items on the hereditament (except land). Therefore the total of the ERC of the other Building Items and the P&M ERC (where applicable) to enable the correct contract size adjustment to be made. ERC of Building Component + ERC of P&M = Total ERC to which contract size adjustment should be applied. The appropriate % adjustment should be made in accordance with the scale for contract size adjustment specified under section 6 of the RCG 2021 Guidance notes. The currency ERC rates are set at £4m (Four Million Pounds) @ 1st April 2019 (AVD) for the RCG 2021 Publication. | - | - | 2 | TRUE
2014 | 41P404 | 6061 | 41P404 | Factory buildings process | Light - insulated | Sheet metal cladding | 101m² - 250m² | Eaves ht - 27.0m | Building Construction: - Foundations: Concrete pad and strip foundations with 250mm mesh reinforced concrete floor. Frame: Light steel frame. Upper Floors: None. Roof: Double skin (insulated) profiled protected metal, fixed to steel purlins with plastic headed screws, translucent sheet glazing, rainwater gutters, down pipes and drainage. External Walls: 100mm brickwork infill to 1.0m; double skin (insulated) profiled protected metal cladding, fixed to horizontal steel purlins with plastic headed screws, translucent sheet glazing; rainwater gutters, down pipes and drainage. Windows and Doors: Single glazed windows in metal frames. Steel doors set within metal frames. Internal Walls: Block walls to toilet areas. Internal Finishes: None- paint to toilet area walls. Building Services: Electric light and power, water laid on, toilets, heating. | Location Adjustment Applicable (See Guidance Notes) - ERC = UK mean of 1.00 | (BEAMS Note 2) The ERC for this item should be added to all other rateable items on the hereditament (except land). Therefore the total of the ERC of the other Building Items and the P&M ERC (where applicable) to enable the correct contract size adjustment to be made. ERC of Building Component + ERC of P&M = Total ERC to which contract size adjustment should be applied. The appropriate % adjustment should be made in accordance with the scale for contract size adjustment specified under section 6 of the RCG 2023 Guidance notes. The currency ERC rates are set at £4m (Four Million Pounds) @ 1st April 2021 (AVD) for the RCG 2023 Publication. | Costs exclude external works. | Measure to GIA | - | - | - | The plant and machinery listed in the description has been included in this costing. | - | - | - | 10501 |  | M2 | - | NA | NA | NA | 1084.0477 | Option 1 | 1344.0068 | 23.98% | 0 | 0 | -100% | -100% | 0 | -100% | Redirected | NA | VOA_GPN_GOV_UK\7246041 | 2019-08-30 | Low | - | - | Redirected, low risk | NA | - | NA | SPONS A&B | NA | (BEAMS Note 2) The ERC for this item should be added to all other rateable items on the hereditament (except land). Therefore the total of the ERC of the other Building Items and the P&M ERC (where applicable) to enable the correct contract size adjustment to be made. ERC of Building Component + ERC of P&M = Total ERC to which contract size adjustment should be applied. The appropriate % adjustment should be made in accordance with the scale for contract size adjustment specified under section 6 of the RCG 2021 Guidance notes. The currency ERC rates are set at £4m (Four Million Pounds) @ 1st April 2019 (AVD) for the RCG 2021 Publication. | - | - | 2 | TRUE
2015 | 41P405 | 6062 | 41P405 | Factory buildings process | Light - insulated | Sheet metal cladding | 101m² - 250m² | Eaves ht - 28.0m | Building Construction: - Foundations: Concrete pad and strip foundations with 250mm mesh reinforced concrete floor. Frame: Light steel frame. Upper Floors: None. Roof: Double skin (insulated) profiled protected metal, fixed to steel purlins with plastic headed screws, translucent sheet glazing, rainwater gutters, down pipes and drainage. External Walls: 100mm brickwork infill to 1.0m; double skin (insulated) profiled protected metal cladding, fixed to horizontal steel purlins with plastic headed screws, translucent sheet glazing; rainwater gutters, down pipes and drainage. Windows and Doors: Single glazed windows in metal frames. Steel doors set within metal frames. Internal Walls: Block walls to toilet areas. Internal Finishes: None- paint to toilet area walls. Building Services: Electric light and power, water laid on, toilets, heating. | Location Adjustment Applicable (See Guidance Notes) - ERC = UK mean of 1.00 | (BEAMS Note 2) The ERC for this item should be added to all other rateable items on the hereditament (except land). Therefore the total of the ERC of the other Building Items and the P&M ERC (where applicable) to enable the correct contract size adjustment to be made. ERC of Building Component + ERC of P&M = Total ERC to which contract size adjustment should be applied. The appropriate % adjustment should be made in accordance with the scale for contract size adjustment specified under section 6 of the RCG 2023 Guidance notes. The currency ERC rates are set at £4m (Four Million Pounds) @ 1st April 2021 (AVD) for the RCG 2023 Publication. | Costs exclude external works. | Measure to GIA | - | - | - | The plant and machinery listed in the description has been included in this costing. | - | - | - | 10501 |  | M2 | - | NA | NA | NA | 1120.1826 | Option 1 | 1388.807 | 23.98% | 0 | 0 | -100% | -100% | 0 | -100% | Redirected | NA | VOA_GPN_GOV_UK\7246041 | 2019-08-30 | Low | - | - | Redirected, low risk | NA | - | NA | SPONS A&B | NA | (BEAMS Note 2) The ERC for this item should be added to all other rateable items on the hereditament (except land). Therefore the total of the ERC of the other Building Items and the P&M ERC (where applicable) to enable the correct contract size adjustment to be made. ERC of Building Component + ERC of P&M = Total ERC to which contract size adjustment should be applied. The appropriate % adjustment should be made in accordance with the scale for contract size adjustment specified under section 6 of the RCG 2021 Guidance notes. The currency ERC rates are set at £4m (Four Million Pounds) @ 1st April 2019 (AVD) for the RCG 2021 Publication. | - | - | 2 | TRUE
2016 | 41P406 | 6063 | 41P406 | Factory buildings process | Light - insulated | Sheet metal cladding | 101m² - 250m² | Eaves ht - 29.0m | Building Construction: - Foundations: Concrete pad and strip foundations with 250mm mesh reinforced concrete floor. Frame: Light steel frame. Upper Floors: None. Roof: Double skin (insulated) profiled protected metal, fixed to steel purlins with plastic headed screws, translucent sheet glazing, rainwater gutters, down pipes and drainage. External Walls: 100mm brickwork infill to 1.0m; double skin (insulated) profiled protected metal cladding, fixed to horizontal steel purlins with plastic headed screws, translucent sheet glazing; rainwater gutters, down pipes and drainage. Windows and Doors: Single glazed windows in metal frames. Steel doors set within metal frames. Internal Walls: Block walls to toilet areas. Internal Finishes: None- paint to toilet area walls. Building Services: Electric light and power, water laid on, toilets, heating. | Location Adjustment Applicable (See Guidance Notes) - ERC = UK mean of 1.00 | (BEAMS Note 2) The ERC for this item should be added to all other rateable items on the hereditament (except land). Therefore the total of the ERC of the other Building Items and the P&M ERC (where applicable) to enable the correct contract size adjustment to be made. ERC of Building Component + ERC of P&M = Total ERC to which contract size adjustment should be applied. The appropriate % adjustment should be made in accordance with the scale for contract size adjustment specified under section 6 of the RCG 2023 Guidance notes. The currency ERC rates are set at £4m (Four Million Pounds) @ 1st April 2021 (AVD) for the RCG 2023 Publication. | Costs exclude external works. | Measure to GIA | - | - | - | The plant and machinery listed in the description has been included in this costing. | - | - | - | 10501 |  | M2 | - | NA | NA | NA | 1155.5487 | Option 1 | 1432.654 | 23.98% | 0 | 0 | -100% | -100% | 0 | -100% | Redirected | NA | VOA_GPN_GOV_UK\7246041 | 2019-08-30 | Low | - | - | Redirected, low risk | NA | - | NA | SPONS A&B | NA | (BEAMS Note 2) The ERC for this item should be added to all other rateable items on the hereditament (except land). Therefore the total of the ERC of the other Building Items and the P&M ERC (where applicable) to enable the correct contract size adjustment to be made. ERC of Building Component + ERC of P&M = Total ERC to which contract size adjustment should be applied. The appropriate % adjustment should be made in accordance with the scale for contract size adjustment specified under section 6 of the RCG 2021 Guidance notes. The currency ERC rates are set at £4m (Four Million Pounds) @ 1st April 2019 (AVD) for the RCG 2021 Publication. | - | - | 2 | TRUE
2017 | 41P407 | 6064 | 41P407 | Factory buildings process | Light - insulated | Sheet metal cladding | 101m² - 250m² | Eaves ht - 30.0m | Building Construction: - Foundations: Concrete pad and strip foundations with 250mm mesh reinforced concrete floor. Frame: Light steel frame. Upper Floors: None. Roof: Double skin (insulated) profiled protected metal, fixed to steel purlins with plastic headed screws, translucent sheet glazing, rainwater gutters, down pipes and drainage. External Walls: 100mm brickwork infill to 1.0m; double skin (insulated) profiled protected metal cladding, fixed to horizontal steel purlins with plastic headed screws, translucent sheet glazing; rainwater gutters, down pipes and drainage. Windows and Doors: Single glazed windows in metal frames. Steel doors set within metal frames. Internal Walls: Block walls to toilet areas. Internal Finishes: None- paint to toilet area walls. Building Services: Electric light and power, water laid on, toilets, heating. | Location Adjustment Applicable (See Guidance Notes) - ERC = UK mean of 1.00 | (BEAMS Note 2) The ERC for this item should be added to all other rateable items on the hereditament (except land). Therefore the total of the ERC of the other Building Items and the P&M ERC (where applicable) to enable the correct contract size adjustment to be made. ERC of Building Component + ERC of P&M = Total ERC to which contract size adjustment should be applied. The appropriate % adjustment should be made in accordance with the scale for contract size adjustment specified under section 6 of the RCG 2023 Guidance notes. The currency ERC rates are set at £4m (Four Million Pounds) @ 1st April 2021 (AVD) for the RCG 2023 Publication. | Costs exclude external works. | Measure to GIA | - | - | - | The plant and machinery listed in the description has been included in this costing. | - | - | - | 10501 |  | M2 | - | NA | NA | NA | 1191.6836 | Option 1 | 1477.4542 | 23.98% | 0 | 0 | -100% | -100% | 0 | -100% | Redirected | NA | VOA_GPN_GOV_UK\7246041 | 2019-08-30 | Low | - | - | Redirected, low risk | NA | - | NA | SPONS A&B | NA | (BEAMS Note 2) The ERC for this item should be added to all other rateable items on the hereditament (except land). Therefore the total of the ERC of the other Building Items and the P&M ERC (where applicable) to enable the correct contract size adjustment to be made. ERC of Building Component + ERC of P&M = Total ERC to which contract size adjustment should be applied. The appropriate % adjustment should be made in accordance with the scale for contract size adjustment specified under section 6 of the RCG 2021 Guidance notes. The currency ERC rates are set at £4m (Four Million Pounds) @ 1st April 2019 (AVD) for the RCG 2021 Publication. | - | - | 2 | TRUE
2018 | 41P408 | 6065 | 41P408 | Factory buildings process | Light - insulated | Sheet metal cladding | 101m² - 250m² | Eaves ht - 31.0m | Building Construction: - Foundations: Concrete pad and strip foundations with 250mm mesh reinforced concrete floor. Frame: Light steel frame. Upper Floors: None. Roof: Double skin (insulated) profiled protected metal, fixed to steel purlins with plastic headed screws, translucent sheet glazing, rainwater gutters, down pipes and drainage. External Walls: 100mm brickwork infill to 1.0m; double skin (insulated) profiled protected metal cladding, fixed to horizontal steel purlins with plastic headed screws, translucent sheet glazing; rainwater gutters, down pipes and drainage. Windows and Doors: Single glazed windows in metal frames. Steel doors set within metal frames. Internal Walls: Block walls to toilet areas. Internal Finishes: None- paint to toilet area walls. Building Services: Electric light and power, water laid on, toilets, heating. | Location Adjustment Applicable (See Guidance Notes) - ERC = UK mean of 1.00 | (BEAMS Note 2) The ERC for this item should be added to all other rateable items on the hereditament (except land). Therefore the total of the ERC of the other Building Items and the P&M ERC (where applicable) to enable the correct contract size adjustment to be made. ERC of Building Component + ERC of P&M = Total ERC to which contract size adjustment should be applied. The appropriate % adjustment should be made in accordance with the scale for contract size adjustment specified under section 6 of the RCG 2023 Guidance notes. The currency ERC rates are set at £4m (Four Million Pounds) @ 1st April 2021 (AVD) for the RCG 2023 Publication. | Costs exclude external works. | Measure to GIA | - | - | - | The plant and machinery listed in the description has been included in this costing. | - | - | - | 10501 |  | M2 | - | NA | NA | NA | 1238.5821 | Option 1 | 1535.5992 | 23.98% | 0 | 0 | -100% | -100% | 0 | -100% | Redirected | NA | VOA_GPN_GOV_UK\7246041 | 2019-08-30 | Low | - | - | Redirected, low risk | NA | - | NA | SPONS A&B | NA | (BEAMS Note 2) The ERC for this item should be added to all other rateable items on the hereditament (except land). Therefore the total of the ERC of the other Building Items and the P&M ERC (where applicable) to enable the correct contract size adjustment to be made. ERC of Building Component + ERC of P&M = Total ERC to which contract size adjustment should be applied. The appropriate % adjustment should be made in accordance with the scale for contract size adjustment specified under section 6 of the RCG 2021 Guidance notes. The currency ERC rates are set at £4m (Four Million Pounds) @ 1st April 2019 (AVD) for the RCG 2021 Publication. | - | - | 2 | TRUE
2019 | 41P409 | 6066 | 41P409 | Factory buildings process | Light - insulated | Sheet metal cladding | 101m² - 250m² | Eaves ht - 32.0m | Building Construction: - Foundations: Concrete pad and strip foundations with 250mm mesh reinforced concrete floor. Frame: Light steel frame. Upper Floors: None. Roof: Double skin (insulated) profiled protected metal, fixed to steel purlins with plastic headed screws, translucent sheet glazing, rainwater gutters, down pipes and drainage. External Walls: 100mm brickwork infill to 1.0m; double skin (insulated) profiled protected metal cladding, fixed to horizontal steel purlins with plastic headed screws, translucent sheet glazing; rainwater gutters, down pipes and drainage. Windows and Doors: Single glazed windows in metal frames. Steel doors set within metal frames. Internal Walls: Block walls to toilet areas. Internal Finishes: None- paint to toilet area walls. Building Services: Electric light and power, water laid on, toilets, heating. | Location Adjustment Applicable (See Guidance Notes) - ERC = UK mean of 1.00 | (BEAMS Note 2) The ERC for this item should be added to all other rateable items on the hereditament (except land). Therefore the total of the ERC of the other Building Items and the P&M ERC (where applicable) to enable the correct contract size adjustment to be made. ERC of Building Component + ERC of P&M = Total ERC to which contract size adjustment should be applied. The appropriate % adjustment should be made in accordance with the scale for contract size adjustment specified under section 6 of the RCG 2023 Guidance notes. The currency ERC rates are set at £4m (Four Million Pounds) @ 1st April 2021 (AVD) for the RCG 2023 Publication. | Costs exclude external works. | Measure to GIA | - | - | - | The plant and machinery listed in the description has been included in this costing. | - | - | - | 10501 |  | M2 | - | NA | NA | NA | 1278.5612 | Option 1 | 1585.1654 | 23.98% | 0 | 0 | -100% | -100% | 0 | -100% | Redirected | NA | VOA_GPN_GOV_UK\7246041 | 2019-08-30 | Low | - | - | Redirected, low risk | NA | - | NA | SPONS A&B | NA | (BEAMS Note 2) The ERC for this item should be added to all other rateable items on the hereditament (except land). Therefore the total of the ERC of the other Building Items and the P&M ERC (where applicable) to enable the correct contract size adjustment to be made. ERC of Building Component + ERC of P&M = Total ERC to which contract size adjustment should be applied. The appropriate % adjustment should be made in accordance with the scale for contract size adjustment specified under section 6 of the RCG 2021 Guidance notes. The currency ERC rates are set at £4m (Four Million Pounds) @ 1st April 2019 (AVD) for the RCG 2021 Publication. | - | - | 2 | TRUE
2020 | 41P410 | 6067 | 41P410 | Factory buildings process | Light - insulated | Sheet metal cladding | 101m² - 250m² | Eaves ht - 33.0m | Building Construction: - Foundations: Concrete pad and strip foundations with 250mm mesh reinforced concrete floor. Frame: Light steel frame. Upper Floors: None. Roof: Double skin (insulated) profiled protected metal, fixed to steel purlins with plastic headed screws, translucent sheet glazing, rainwater gutters, down pipes and drainage. External Walls: 100mm brickwork infill to 1.0m; double skin (insulated) profiled protected metal cladding, fixed to horizontal steel purlins with plastic headed screws, translucent sheet glazing; rainwater gutters, down pipes and drainage. Windows and Doors: Single glazed windows in metal frames. Steel doors set within metal frames. Internal Walls: Block walls to toilet areas. Internal Finishes: None- paint to toilet area walls. Building Services: Electric light and power, water laid on, toilets, heating. | Location Adjustment Applicable (See Guidance Notes) - ERC = UK mean of 1.00 | (BEAMS Note 2) The ERC for this item should be added to all other rateable items on the hereditament (except land). Therefore the total of the ERC of the other Building Items and the P&M ERC (where applicable) to enable the correct contract size adjustment to be made. ERC of Building Component + ERC of P&M = Total ERC to which contract size adjustment should be applied. The appropriate % adjustment should be made in accordance with the scale for contract size adjustment specified under section 6 of the RCG 2023 Guidance notes. The currency ERC rates are set at £4m (Four Million Pounds) @ 1st April 2021 (AVD) for the RCG 2023 Publication. | Costs exclude external works. | Measure to GIA | - | - | - | The plant and machinery listed in the description has been included in this costing. | - | - | - | 10501 |  | M2 | - | NA | NA | NA | 1317.7714 | Option 1 | 1633.7784 | 23.98% | 0 | 0 | -100% | -100% | 0 | -100% | Redirected | NA | VOA_GPN_GOV_UK\7246041 | 2019-08-30 | Low | - | - | Redirected, low risk | NA | - | NA | SPONS A&B | NA | (BEAMS Note 2) The ERC for this item should be added to all other rateable items on the hereditament (except land). Therefore the total of the ERC of the other Building Items and the P&M ERC (where applicable) to enable the correct contract size adjustment to be made. ERC of Building Component + ERC of P&M = Total ERC to which contract size adjustment should be applied. The appropriate % adjustment should be made in accordance with the scale for contract size adjustment specified under section 6 of the RCG 2021 Guidance notes. The currency ERC rates are set at £4m (Four Million Pounds) @ 1st April 2019 (AVD) for the RCG 2021 Publication. | - | - | 2 | TRUE
2021 | 41P411 | 6068 | 41P411 | Factory buildings process | Light - insulated | Sheet metal cladding | 101m² - 250m² | Eaves ht - 34.0m | Building Construction: - Foundations: Concrete pad and strip foundations with 250mm mesh reinforced concrete floor. Frame: Light steel frame. Upper Floors: None. Roof: Double skin (insulated) profiled protected metal, fixed to steel purlins with plastic headed screws, translucent sheet glazing, rainwater gutters, down pipes and drainage. External Walls: 100mm brickwork infill to 1.0m; double skin (insulated) profiled protected metal cladding, fixed to horizontal steel purlins with plastic headed screws, translucent sheet glazing; rainwater gutters, down pipes and drainage. Windows and Doors: Single glazed windows in metal frames. Steel doors set within metal frames. Internal Walls: Block walls to toilet areas. Internal Finishes: None- paint to toilet area walls. Building Services: Electric light and power, water laid on, toilets, heating. | Location Adjustment Applicable (See Guidance Notes) - ERC = UK mean of 1.00 | (BEAMS Note 2) The ERC for this item should be added to all other rateable items on the hereditament (except land). Therefore the total of the ERC of the other Building Items and the P&M ERC (where applicable) to enable the correct contract size adjustment to be made. ERC of Building Component + ERC of P&M = Total ERC to which contract size adjustment should be applied. The appropriate % adjustment should be made in accordance with the scale for contract size adjustment specified under section 6 of the RCG 2023 Guidance notes. The currency ERC rates are set at £4m (Four Million Pounds) @ 1st April 2021 (AVD) for the RCG 2023 Publication. | Costs exclude external works. | Measure to GIA | - | - | - | The plant and machinery listed in the description has been included in this costing. | - | - | - | 10501 |  | M2 | - | NA | NA | NA | 1357.7505 | Option 1 | 1683.3446 | 23.98% | 0 | 0 | -100% | -100% | 0 | -100% | Redirected | NA | VOA_GPN_GOV_UK\7246041 | 2019-08-30 | Low | - | - | Redirected, low risk | NA | - | NA | SPONS A&B | NA | (BEAMS Note 2) The ERC for this item should be added to all other rateable items on the hereditament (except land). Therefore the total of the ERC of the other Building Items and the P&M ERC (where applicable) to enable the correct contract size adjustment to be made. ERC of Building Component + ERC of P&M = Total ERC to which contract size adjustment should be applied. The appropriate % adjustment should be made in accordance with the scale for contract size adjustment specified under section 6 of the RCG 2021 Guidance notes. The currency ERC rates are set at £4m (Four Million Pounds) @ 1st April 2019 (AVD) for the RCG 2021 Publication. | - | - | 2 | TRUE
2022 | 41P412 | 6069 | 41P412 | Factory buildings process | Light - insulated | Sheet metal cladding | 101m² - 250m² | Eaves ht - 35.0m | Building Construction: - Foundations: Concrete pad and strip foundations with 250mm mesh reinforced concrete floor. Frame: Light steel frame. Upper Floors: None. Roof: Double skin (insulated) profiled protected metal, fixed to steel purlins with plastic headed screws, translucent sheet glazing, rainwater gutters, down pipes and drainage. External Walls: 100mm brickwork infill to 1.0m; double skin (insulated) profiled protected metal cladding, fixed to horizontal steel purlins with plastic headed screws, translucent sheet glazing; rainwater gutters, down pipes and drainage. Windows and Doors: Single glazed windows in metal frames. Steel doors set within metal frames. Internal Walls: Block walls to toilet areas. Internal Finishes: None- paint to toilet area walls. Building Services: Electric light and power, water laid on, toilets, heating. | Location Adjustment Applicable (See Guidance Notes) - ERC = UK mean of 1.00 | (BEAMS Note 2) The ERC for this item should be added to all other rateable items on the hereditament (except land). Therefore the total of the ERC of the other Building Items and the P&M ERC (where applicable) to enable the correct contract size adjustment to be made. ERC of Building Component + ERC of P&M = Total ERC to which contract size adjustment should be applied. The appropriate % adjustment should be made in accordance with the scale for contract size adjustment specified under section 6 of the RCG 2023 Guidance notes. The currency ERC rates are set at £4m (Four Million Pounds) @ 1st April 2021 (AVD) for the RCG 2023 Publication. | Costs exclude external works. | Measure to GIA | - | - | - | The plant and machinery listed in the description has been included in this costing. | - | - | - | 10501 |  | M2 | - | NA | NA | NA | 1396.9607 | Option 1 | 1731.9576 | 23.98% | 0 | 0 | -100% | -100% | 0 | -100% | Redirected | NA | VOA_GPN_GOV_UK\7246041 | 2019-08-30 | Low | - | - | Redirected, low risk | NA | - | NA | SPONS A&B | NA | (BEAMS Note 2) The ERC for this item should be added to all other rateable items on the hereditament (except land). Therefore the total of the ERC of the other Building Items and the P&M ERC (where applicable) to enable the correct contract size adjustment to be made. ERC of Building Component + ERC of P&M = Total ERC to which contract size adjustment should be applied. The appropriate % adjustment should be made in accordance with the scale for contract size adjustment specified under section 6 of the RCG 2021 Guidance notes. The currency ERC rates are set at £4m (Four Million Pounds) @ 1st April 2019 (AVD) for the RCG 2021 Publication. | - | - | 2 | TRUE
2023 | 41P415 | 6070 | 41P415 | Factory buildings process | Light - insulated | Sheet metal cladding | 251m² - 500m² | Eaves ht - 13.0m | Building Construction: - Foundations: Concrete pad and strip foundations with 250mm mesh reinforced concrete floor. Frame: Light steel frame. Upper Floors: None. Roof: Double skin (insulated) profiled protected metal, fixed to steel purlins with plastic headed screws, translucent sheet glazing, rainwater gutters, down pipes and drainage. External Walls: 100mm brickwork infill to 1.0m; double skin (insulated) profiled protected metal cladding, fixed to horizontal steel purlins with plastic headed screws, translucent sheet glazing; rainwater gutters, down pipes and drainage. Windows and Doors: Single glazed windows in metal frames. Steel doors set within metal frames. Internal Walls: Block walls to toilet areas. Internal Finishes: None- paint to toilet area walls. Building Services: Electric light and power, water laid on, toilets, heating. | Location Adjustment Applicable (See Guidance Notes) - ERC = UK mean of 1.00 | (BEAMS Note 2) The ERC for this item should be added to all other rateable items on the hereditament (except land). Therefore the total of the ERC of the other Building Items and the P&M ERC (where applicable) to enable the correct contract size adjustment to be made. ERC of Building Component + ERC of P&M = Total ERC to which contract size adjustment should be applied. The appropriate % adjustment should be made in accordance with the scale for contract size adjustment specified under section 6 of the RCG 2023 Guidance notes. The currency ERC rates are set at £4m (Four Million Pounds) @ 1st April 2021 (AVD) for the RCG 2023 Publication. | Costs exclude external works. | Measure to GIA | - | - | - | The plant and machinery listed in the description has been included in this costing. | - | - | - | 10502 |  | M2 | - | NA | NA | NA | 503.5824 | Option 1 | 624.3436 | 23.98% | 0 | 0 | -100% | -100% | 0 | -100% | Redirected | NA | VOA_GPN_GOV_UK\7246041 | 2019-08-30 | Low | - | - | Redirected, low risk | NA | - | NA | SPONS A&B | NA | (BEAMS Note 2) The ERC for this item should be added to all other rateable items on the hereditament (except land). Therefore the total of the ERC of the other Building Items and the P&M ERC (where applicable) to enable the correct contract size adjustment to be made. ERC of Building Component + ERC of P&M = Total ERC to which contract size adjustment should be applied. The appropriate % adjustment should be made in accordance with the scale for contract size adjustment specified under section 6 of the RCG 2021 Guidance notes. The currency ERC rates are set at £4m (Four Million Pounds) @ 1st April 2019 (AVD) for the RCG 2021 Publication. | - | - | 2 | TRUE
2024 | 41P416 | 6071 | 41P416 | Factory buildings process | Light - insulated | Sheet metal cladding | 251m² - 500m² | Eaves ht - 14.0m | Building Construction: - Foundations: Concrete pad and strip foundations with 250mm mesh reinforced concrete floor. Frame: Light steel frame. Upper Floors: None. Roof: Double skin (insulated) profiled protected metal, fixed to steel purlins with plastic headed screws, translucent sheet glazing, rainwater gutters, down pipes and drainage. External Walls: 100mm brickwork infill to 1.0m; double skin (insulated) profiled protected metal cladding, fixed to horizontal steel purlins with plastic headed screws, translucent sheet glazing; rainwater gutters, down pipes and drainage. Windows and Doors: Single glazed windows in metal frames. Steel doors set within metal frames. Internal Walls: Block walls to toilet areas. Internal Finishes: None- paint to toilet area walls. Building Services: Electric light and power, water laid on, toilets, heating. | Location Adjustment Applicable (See Guidance Notes) - ERC = UK mean of 1.00 | (BEAMS Note 2) The ERC for this item should be added to all other rateable items on the hereditament (except land). Therefore the total of the ERC of the other Building Items and the P&M ERC (where applicable) to enable the correct contract size adjustment to be made. ERC of Building Component + ERC of P&M = Total ERC to which contract size adjustment should be applied. The appropriate % adjustment should be made in accordance with the scale for contract size adjustment specified under section 6 of the RCG 2023 Guidance notes. The currency ERC rates are set at £4m (Four Million Pounds) @ 1st April 2021 (AVD) for the RCG 2023 Publication. | Costs exclude external works. | Measure to GIA | - | - | - | The plant and machinery listed in the description has been included in this costing. | - | - | - | 10502 |  | M2 | - | NA | NA | NA | 520.4966 | Option 1 | 645.3139 | 23.98% | 0 | 0 | -100% | -100% | 0 | -100% | Redirected | NA | VOA_GPN_GOV_UK\7246041 | 2019-08-30 | Low | - | - | Redirected, low risk | NA | - | NA | SPONS A&B | NA | (BEAMS Note 2) The ERC for this item should be added to all other rateable items on the hereditament (except land). Therefore the total of the ERC of the other Building Items and the P&M ERC (where applicable) to enable the correct contract size adjustment to be made. ERC of Building Component + ERC of P&M = Total ERC to which contract size adjustment should be applied. The appropriate % adjustment should be made in accordance with the scale for contract size adjustment specified under section 6 of the RCG 2021 Guidance notes. The currency ERC rates are set at £4m (Four Million Pounds) @ 1st April 2019 (AVD) for the RCG 2021 Publication. | - | - | 2 | TRUE
2025 | 41P417 | 6072 | 41P417 | Factory buildings process | Light - insulated | Sheet metal cladding | 251m² - 500m² | Eaves ht - 15.0m | Building Construction: - Foundations: Concrete pad and strip foundations with 250mm mesh reinforced concrete floor. Frame: Light steel frame. Upper Floors: None. Roof: Double skin (insulated) profiled protected metal, fixed to steel purlins with plastic headed screws, translucent sheet glazing, rainwater gutters, down pipes and drainage. External Walls: 100mm brickwork infill to 1.0m; double skin (insulated) profiled protected metal cladding, fixed to horizontal steel purlins with plastic headed screws, translucent sheet glazing; rainwater gutters, down pipes and drainage. Windows and Doors: Single glazed windows in metal frames. Steel doors set within metal frames. Internal Walls: Block walls to toilet areas. Internal Finishes: None- paint to toilet area walls. Building Services: Electric light and power, water laid on, toilets, heating. | Location Adjustment Applicable (See Guidance Notes) - ERC = UK mean of 1.00 | (BEAMS Note 2) The ERC for this item should be added to all other rateable items on the hereditament (except land). Therefore the total of the ERC of the other Building Items and the P&M ERC (where applicable) to enable the correct contract size adjustment to be made. ERC of Building Component + ERC of P&M = Total ERC to which contract size adjustment should be applied. The appropriate % adjustment should be made in accordance with the scale for contract size adjustment specified under section 6 of the RCG 2023 Guidance notes. The currency ERC rates are set at £4m (Four Million Pounds) @ 1st April 2021 (AVD) for the RCG 2023 Publication. | Costs exclude external works. | Measure to GIA | - | - | - | The plant and machinery listed in the description has been included in this costing. | - | - | - | 10502 |  | M2 | - | NA | NA | NA | 538.1797 | Option 1 | 667.2374 | 23.98% | 0 | 0 | -100% | -100% | 0 | -100% | Redirected | NA | VOA_GPN_GOV_UK\7246041 | 2019-08-30 | Low | - | - | Redirected, low risk | NA | - | NA | SPONS A&B | NA | (BEAMS Note 2) The ERC for this item should be added to all other rateable items on the hereditament (except land). Therefore the total of the ERC of the other Building Items and the P&M ERC (where applicable) to enable the correct contract size adjustment to be made. ERC of Building Component + ERC of P&M = Total ERC to which contract size adjustment should be applied. The appropriate % adjustment should be made in accordance with the scale for contract size adjustment specified under section 6 of the RCG 2021 Guidance notes. The currency ERC rates are set at £4m (Four Million Pounds) @ 1st April 2019 (AVD) for the RCG 2021 Publication. | - | - | 2 | TRUE
2026 | 41P418 | 6073 | 41P418 | Factory buildings process | Light - insulated | Sheet metal cladding | 251m² - 500m² | Eaves ht - 16.0m | Building Construction: - Foundations: Concrete pad and strip foundations with 250mm mesh reinforced concrete floor. Frame: Light steel frame. Upper Floors: None. Roof: Double skin (insulated) profiled protected metal, fixed to steel purlins with plastic headed screws, translucent sheet glazing, rainwater gutters, down pipes and drainage. External Walls: 100mm brickwork infill to 1.0m; double skin (insulated) profiled protected metal cladding, fixed to horizontal steel purlins with plastic headed screws, translucent sheet glazing; rainwater gutters, down pipes and drainage. Windows and Doors: Single glazed windows in metal frames. Steel doors set within metal frames. Internal Walls: Block walls to toilet areas. Internal Finishes: None- paint to toilet area walls. Building Services: Electric light and power, water laid on, toilets, heating. | Location Adjustment Applicable (See Guidance Notes) - ERC = UK mean of 1.00 | (BEAMS Note 2) The ERC for this item should be added to all other rateable items on the hereditament (except land). Therefore the total of the ERC of the other Building Items and the P&M ERC (where applicable) to enable the correct contract size adjustment to be made. ERC of Building Component + ERC of P&M = Total ERC to which contract size adjustment should be applied. The appropriate % adjustment should be made in accordance with the scale for contract size adjustment specified under section 6 of the RCG 2023 Guidance notes. The currency ERC rates are set at £4m (Four Million Pounds) @ 1st April 2021 (AVD) for the RCG 2023 Publication. | Costs exclude external works. | Measure to GIA | - | - | - | The plant and machinery listed in the description has been included in this costing. | - | - | - | 10502 |  | M2 | - | NA | NA | NA | 561.2445 | Option 1 | 695.8333 | 23.98% | 0 | 0 | -100% | -100% | 0 | -100% | Redirected | NA | VOA_GPN_GOV_UK\7246041 | 2019-08-30 | Low | - | - | Redirected, low risk | NA | - | NA | SPONS A&B | NA | (BEAMS Note 2) The ERC for this item should be added to all other rateable items on the hereditament (except land). Therefore the total of the ERC of the other Building Items and the P&M ERC (where applicable) to enable the correct contract size adjustment to be made. ERC of Building Component + ERC of P&M = Total ERC to which contract size adjustment should be applied. The appropriate % adjustment should be made in accordance with the scale for contract size adjustment specified under section 6 of the RCG 2021 Guidance notes. The currency ERC rates are set at £4m (Four Million Pounds) @ 1st April 2019 (AVD) for the RCG 2021 Publication. | - | - | 2 | TRUE
2027 | 41P419 | 6074 | 41P419 | Factory buildings process | Light - insulated | Sheet metal cladding | 251m² - 500m² | Eaves ht - 17.0m | Building Construction: - Foundations: Concrete pad and strip foundations with 250mm mesh reinforced concrete floor. Frame: Light steel frame. Upper Floors: None. Roof: Double skin (insulated) profiled protected metal, fixed to steel purlins with plastic headed screws, translucent sheet glazing, rainwater gutters, down pipes and drainage. External Walls: 100mm brickwork infill to 1.0m; double skin (insulated) profiled protected metal cladding, fixed to horizontal steel purlins with plastic headed screws, translucent sheet glazing; rainwater gutters, down pipes and drainage. Windows and Doors: Single glazed windows in metal frames. Steel doors set within metal frames. Internal Walls: Block walls to toilet areas. Internal Finishes: None- paint to toilet area walls. Building Services: Electric light and power, water laid on, toilets, heating. | Location Adjustment Applicable (See Guidance Notes) - ERC = UK mean of 1.00 | (BEAMS Note 2) The ERC for this item should be added to all other rateable items on the hereditament (except land). Therefore the total of the ERC of the other Building Items and the P&M ERC (where applicable) to enable the correct contract size adjustment to be made. ERC of Building Component + ERC of P&M = Total ERC to which contract size adjustment should be applied. The appropriate % adjustment should be made in accordance with the scale for contract size adjustment specified under section 6 of the RCG 2023 Guidance notes. The currency ERC rates are set at £4m (Four Million Pounds) @ 1st April 2021 (AVD) for the RCG 2023 Publication. | Costs exclude external works. | Measure to GIA | - | - | - | The plant and machinery listed in the description has been included in this costing. | - | - | - | 10502 |  | M2 | - | NA | NA | NA | 580.4652 | Option 1 | 719.6632 | 23.98% | 0 | 0 | -100% | -100% | 0 | -100% | Redirected | NA | VOA_GPN_GOV_UK\7246041 | 2019-08-30 | Low | - | - | Redirected, low risk | NA | - | NA | SPONS A&B | NA | (BEAMS Note 2) The ERC for this item should be added to all other rateable items on the hereditament (except land). Therefore the total of the ERC of the other Building Items and the P&M ERC (where applicable) to enable the correct contract size adjustment to be made. ERC of Building Component + ERC of P&M = Total ERC to which contract size adjustment should be applied. The appropriate % adjustment should be made in accordance with the scale for contract size adjustment specified under section 6 of the RCG 2021 Guidance notes. The currency ERC rates are set at £4m (Four Million Pounds) @ 1st April 2019 (AVD) for the RCG 2021 Publication. | - | - | 2 | TRUE
2028 | 41P420 | 6075 | 41P420 | Factory buildings process | Light - insulated | Sheet metal cladding | 251m² - 500m² | Eaves ht - 18.0m | Building Construction: - Foundations: Concrete pad and strip foundations with 250mm mesh reinforced concrete floor. Frame: Light steel frame. Upper Floors: None. Roof: Double skin (insulated) profiled protected metal, fixed to steel purlins with plastic headed screws, translucent sheet glazing, rainwater gutters, down pipes and drainage. External Walls: 100mm brickwork infill to 1.0m; double skin (insulated) profiled protected metal cladding, fixed to horizontal steel purlins with plastic headed screws, translucent sheet glazing; rainwater gutters, down pipes and drainage. Windows and Doors: Single glazed windows in metal frames. Steel doors set within metal frames. Internal Walls: Block walls to toilet areas. Internal Finishes: None- paint to toilet area walls. Building Services: Electric light and power, water laid on, toilets, heating. | Location Adjustment Applicable (See Guidance Notes) - ERC = UK mean of 1.00 | (BEAMS Note 2) The ERC for this item should be added to all other rateable items on the hereditament (except land). Therefore the total of the ERC of the other Building Items and the P&M ERC (where applicable) to enable the correct contract size adjustment to be made. ERC of Building Component + ERC of P&M = Total ERC to which contract size adjustment should be applied. The appropriate % adjustment should be made in accordance with the scale for contract size adjustment specified under section 6 of the RCG 2023 Guidance notes. The currency ERC rates are set at £4m (Four Million Pounds) @ 1st April 2021 (AVD) for the RCG 2023 Publication. | Costs exclude external works. | Measure to GIA | - | - | - | The plant and machinery listed in the description has been included in this costing. | - | - | - | 10502 |  | M2 | - | NA | NA | NA | 599.6859 | Option 1 | 743.4931 | 23.98% | 0 | 0 | -100% | -100% | 0 | -100% | Redirected | NA | VOA_GPN_GOV_UK\7246041 | 2019-08-30 | Low | - | - | Redirected, low risk | NA | - | NA | SPONS A&B | NA | (BEAMS Note 2) The ERC for this item should be added to all other rateable items on the hereditament (except land). Therefore the total of the ERC of the other Building Items and the P&M ERC (where applicable) to enable the correct contract size adjustment to be made. ERC of Building Component + ERC of P&M = Total ERC to which contract size adjustment should be applied. The appropriate % adjustment should be made in accordance with the scale for contract size adjustment specified under section 6 of the RCG 2021 Guidance notes. The currency ERC rates are set at £4m (Four Million Pounds) @ 1st April 2019 (AVD) for the RCG 2021 Publication. | - | - | 2 | TRUE
2029 | 41P421 | 5815 | 41P421 | Factory buildings process | Light - insulated | Sheet metal cladding | 251m² - 500m² | Eaves ht - 19.0m | Building Construction: - Foundations: Concrete pad and strip foundations with 250mm mesh reinforced concrete floor. Frame: Light steel frame. Upper Floors: None. Roof: Double skin (insulated) profiled protected metal, fixed to steel purlins with plastic headed screws, translucent sheet glazing, rainwater gutters, down pipes and drainage. External Walls: 100mm brickwork infill to 1.0m; double skin (insulated) profiled protected metal cladding, fixed to horizontal steel purlins with plastic headed screws, translucent sheet glazing; rainwater gutters, down pipes and drainage. Windows and Doors: Single glazed windows in metal frames. Steel doors set within metal frames. Internal Walls: Block walls to toilet areas. Internal Finishes: None- paint to toilet area walls. Building Services: Electric light and power, water laid on, toilets, heating. | Location Adjustment Applicable (See Guidance Notes) - ERC = UK mean of 1.00 | (BEAMS Note 2) The ERC for this item should be added to all other rateable items on the hereditament (except land). Therefore the total of the ERC of the other Building Items and the P&M ERC (where applicable) to enable the correct contract size adjustment to be made. ERC of Building Component + ERC of P&M = Total ERC to which contract size adjustment should be applied. The appropriate % adjustment should be made in accordance with the scale for contract size adjustment specified under section 6 of the RCG 2023 Guidance notes. The currency ERC rates are set at £4m (Four Million Pounds) @ 1st April 2021 (AVD) for the RCG 2023 Publication. | Costs exclude external works. | Measure to GIA | - | - | - | The plant and machinery listed in the description has been included in this costing. | - | - | - | 10502 |  | M2 | - | NA | NA | NA | 618.9067 | Option 1 | 767.323 | 23.98% | 0 | 0 | -100% | -100% | 0 | -100% | Redirected | NA | VOA_GPN_GOV_UK\7246041 | 2019-08-30 | Low | - | - | Redirected, low risk | NA | - | NA | SPONS A&B | NA | (BEAMS Note 2) The ERC for this item should be added to all other rateable items on the hereditament (except land). Therefore the total of the ERC of the other Building Items and the P&M ERC (where applicable) to enable the correct contract size adjustment to be made. ERC of Building Component + ERC of P&M = Total ERC to which contract size adjustment should be applied. The appropriate % adjustment should be made in accordance with the scale for contract size adjustment specified under section 6 of the RCG 2021 Guidance notes. The currency ERC rates are set at £4m (Four Million Pounds) @ 1st April 2019 (AVD) for the RCG 2021 Publication. | - | - | 2 | TRUE
2030 | 41P422 | 6140 | 41P422 | Factory buildings process | Light - insulated | Sheet metal cladding | 251m² - 500m² | Eaves ht - 20.0m | Building Construction: - Foundations: Concrete pad and strip foundations with 250mm mesh reinforced concrete floor. Frame: Light steel frame. Upper Floors: None. Roof: Double skin (insulated) profiled protected metal, fixed to steel purlins with plastic headed screws, translucent sheet glazing, rainwater gutters, down pipes and drainage. External Walls: 100mm brickwork infill to 1.0m; double skin (insulated) profiled protected metal cladding, fixed to horizontal steel purlins with plastic headed screws, translucent sheet glazing; rainwater gutters, down pipes and drainage. Windows and Doors: Single glazed windows in metal frames. Steel doors set within metal frames. Internal Walls: Block walls to toilet areas. Internal Finishes: None- paint to toilet area walls. Building Services: Electric light and power, water laid on, toilets, heating. | Location Adjustment Applicable (See Guidance Notes) - ERC = UK mean of 1.00 | (BEAMS Note 2) The ERC for this item should be added to all other rateable items on the hereditament (except land). Therefore the total of the ERC of the other Building Items and the P&M ERC (where applicable) to enable the correct contract size adjustment to be made. ERC of Building Component + ERC of P&M = Total ERC to which contract size adjustment should be applied. The appropriate % adjustment should be made in accordance with the scale for contract size adjustment specified under section 6 of the RCG 2023 Guidance notes. The currency ERC rates are set at £4m (Four Million Pounds) @ 1st April 2021 (AVD) for the RCG 2023 Publication. | Costs exclude external works. | Measure to GIA | - | - | - | The plant and machinery listed in the description has been included in this costing. | - | - | - | 10502 |  | M2 | - | NA | NA | NA | 638.8962 | Option 1 | 792.1061 | 23.98% | 0 | 0 | -100% | -100% | 0 | -100% | Redirected | NA | VOA_GPN_GOV_UK\7246041 | 2019-08-30 | Low | - | - | Redirected, low risk | NA | - | NA | SPONS A&B | NA | (BEAMS Note 2) The ERC for this item should be added to all other rateable items on the hereditament (except land). Therefore the total of the ERC of the other Building Items and the P&M ERC (where applicable) to enable the correct contract size adjustment to be made. ERC of Building Component + ERC of P&M = Total ERC to which contract size adjustment should be applied. The appropriate % adjustment should be made in accordance with the scale for contract size adjustment specified under section 6 of the RCG 2021 Guidance notes. The currency ERC rates are set at £4m (Four Million Pounds) @ 1st April 2019 (AVD) for the RCG 2021 Publication. | - | - | 2 | TRUE
2031 | 41P423 | 6141 | 41P423 | Factory buildings process | Light - insulated | Sheet metal cladding | 251m² - 500m² | Eaves ht - 21.0m | Building Construction: - Foundations: Concrete pad and strip foundations with 250mm mesh reinforced concrete floor. Frame: Light steel frame. Upper Floors: None. Roof: Double skin (insulated) profiled protected metal, fixed to steel purlins with plastic headed screws, translucent sheet glazing, rainwater gutters, down pipes and drainage. External Walls: 100mm brickwork infill to 1.0m; double skin (insulated) profiled protected metal cladding, fixed to horizontal steel purlins with plastic headed screws, translucent sheet glazing; rainwater gutters, down pipes and drainage. Windows and Doors: Single glazed windows in metal frames. Steel doors set within metal frames. Internal Walls: Block walls to toilet areas. Internal Finishes: None- paint to toilet area walls. Building Services: Electric light and power, water laid on, toilets, heating. | Location Adjustment Applicable (See Guidance Notes) - ERC = UK mean of 1.00 | (BEAMS Note 2) The ERC for this item should be added to all other rateable items on the hereditament (except land). Therefore the total of the ERC of the other Building Items and the P&M ERC (where applicable) to enable the correct contract size adjustment to be made. ERC of Building Component + ERC of P&M = Total ERC to which contract size adjustment should be applied. The appropriate % adjustment should be made in accordance with the scale for contract size adjustment specified under section 6 of the RCG 2023 Guidance notes. The currency ERC rates are set at £4m (Four Million Pounds) @ 1st April 2021 (AVD) for the RCG 2023 Publication. | Costs exclude external works. | Measure to GIA | - | - | - | The plant and machinery listed in the description has been included in this costing. | - | - | - | 10502 |  | M2 | - | NA | NA | NA | 658.1169 | Option 1 | 815.936 | 23.98% | 0 | 0 | -100% | -100% | 0 | -100% | Redirected | NA | VOA_GPN_GOV_UK\7246041 | 2019-08-30 | Low | - | - | Redirected, low risk | NA | - | NA | SPONS A&B | NA | (BEAMS Note 2) The ERC for this item should be added to all other rateable items on the hereditament (except land). Therefore the total of the ERC of the other Building Items and the P&M ERC (where applicable) to enable the correct contract size adjustment to be made. ERC of Building Component + ERC of P&M = Total ERC to which contract size adjustment should be applied. The appropriate % adjustment should be made in accordance with the scale for contract size adjustment specified under section 6 of the RCG 2021 Guidance notes. The currency ERC rates are set at £4m (Four Million Pounds) @ 1st April 2019 (AVD) for the RCG 2021 Publication. | - | - | 2 | TRUE
2032 | 41P424 | 6142 | 41P424 | Factory buildings process | Light - insulated | Sheet metal cladding | 251m² - 500m² | Eaves ht - 22.0m | Building Construction: - Foundations: Concrete pad and strip foundations with 250mm mesh reinforced concrete floor. Frame: Light steel frame. Upper Floors: None. Roof: Double skin (insulated) profiled protected metal, fixed to steel purlins with plastic headed screws, translucent sheet glazing, rainwater gutters, down pipes and drainage. External Walls: 100mm brickwork infill to 1.0m; double skin (insulated) profiled protected metal cladding, fixed to horizontal steel purlins with plastic headed screws, translucent sheet glazing; rainwater gutters, down pipes and drainage. Windows and Doors: Single glazed windows in metal frames. Steel doors set within metal frames. Internal Walls: Block walls to toilet areas. Internal Finishes: None- paint to toilet area walls. Building Services: Electric light and power, water laid on, toilets, heating. | Location Adjustment Applicable (See Guidance Notes) - ERC = UK mean of 1.00 | (BEAMS Note 2) The ERC for this item should be added to all other rateable items on the hereditament (except land). Therefore the total of the ERC of the other Building Items and the P&M ERC (where applicable) to enable the correct contract size adjustment to be made. ERC of Building Component + ERC of P&M = Total ERC to which contract size adjustment should be applied. The appropriate % adjustment should be made in accordance with the scale for contract size adjustment specified under section 6 of the RCG 2023 Guidance notes. The currency ERC rates are set at £4m (Four Million Pounds) @ 1st April 2021 (AVD) for the RCG 2023 Publication. | Costs exclude external works. | Measure to GIA | - | - | - | The plant and machinery listed in the description has been included in this costing. | - | - | - | 10502 |  | M2 | - | NA | NA | NA | 677.3376 | Option 1 | 839.7659 | 23.98% | 0 | 0 | -100% | -100% | 0 | -100% | Redirected | NA | VOA_GPN_GOV_UK\7246041 | 2019-08-30 | Low | - | - | Redirected, low risk | NA | - | NA | SPONS A&B | NA | (BEAMS Note 2) The ERC for this item should be added to all other rateable items on the hereditament (except land). Therefore the total of the ERC of the other Building Items and the P&M ERC (where applicable) to enable the correct contract size adjustment to be made. ERC of Building Component + ERC of P&M = Total ERC to which contract size adjustment should be applied. The appropriate % adjustment should be made in accordance with the scale for contract size adjustment specified under section 6 of the RCG 2021 Guidance notes. The currency ERC rates are set at £4m (Four Million Pounds) @ 1st April 2019 (AVD) for the RCG 2021 Publication. | - | - | 2 | TRUE
2033 | 41P425 | 6143 | 41P425 | Factory buildings process | Light - insulated | Sheet metal cladding | 251m² - 500m² | Eaves ht - 23.0m | Building Construction: - Foundations: Concrete pad and strip foundations with 250mm mesh reinforced concrete floor. Frame: Light steel frame. Upper Floors: None. Roof: Double skin (insulated) profiled protected metal, fixed to steel purlins with plastic headed screws, translucent sheet glazing, rainwater gutters, down pipes and drainage. External Walls: 100mm brickwork infill to 1.0m; double skin (insulated) profiled protected metal cladding, fixed to horizontal steel purlins with plastic headed screws, translucent sheet glazing; rainwater gutters, down pipes and drainage. Windows and Doors: Single glazed windows in metal frames. Steel doors set within metal frames. Internal Walls: Block walls to toilet areas. Internal Finishes: None- paint to toilet area walls. Building Services: Electric light and power, water laid on, toilets, heating. | Location Adjustment Applicable (See Guidance Notes) - ERC = UK mean of 1.00 | (BEAMS Note 2) The ERC for this item should be added to all other rateable items on the hereditament (except land). Therefore the total of the ERC of the other Building Items and the P&M ERC (where applicable) to enable the correct contract size adjustment to be made. ERC of Building Component + ERC of P&M = Total ERC to which contract size adjustment should be applied. The appropriate % adjustment should be made in accordance with the scale for contract size adjustment specified under section 6 of the RCG 2023 Guidance notes. The currency ERC rates are set at £4m (Four Million Pounds) @ 1st April 2021 (AVD) for the RCG 2023 Publication. | Costs exclude external works. | Measure to GIA | - | - | - | The plant and machinery listed in the description has been included in this costing. | - | - | - | 10502 |  | M2 | - | NA | NA | NA | 696.5583 | Option 1 | 863.5958 | 23.98% | 0 | 0 | -100% | -100% | 0 | -100% | Redirected | NA | VOA_GPN_GOV_UK\7246041 | 2019-08-30 | Low | - | - | Redirected, low risk | NA | - | NA | SPONS A&B | NA | (BEAMS Note 2) The ERC for this item should be added to all other rateable items on the hereditament (except land). Therefore the total of the ERC of the other Building Items and the P&M ERC (where applicable) to enable the correct contract size adjustment to be made. ERC of Building Component + ERC of P&M = Total ERC to which contract size adjustment should be applied. The appropriate % adjustment should be made in accordance with the scale for contract size adjustment specified under section 6 of the RCG 2021 Guidance notes. The currency ERC rates are set at £4m (Four Million Pounds) @ 1st April 2019 (AVD) for the RCG 2021 Publication. | - | - | 2 | TRUE
2034 | 41P426 | 6144 | 41P426 | Factory buildings process | Light - insulated | Sheet metal cladding | 251m² - 500m² | Eaves ht - 24.0m | Building Construction: - Foundations: Concrete pad and strip foundations with 250mm mesh reinforced concrete floor. Frame: Light steel frame. Upper Floors: None. Roof: Double skin (insulated) profiled protected metal, fixed to steel purlins with plastic headed screws, translucent sheet glazing, rainwater gutters, down pipes and drainage. External Walls: 100mm brickwork infill to 1.0m; double skin (insulated) profiled protected metal cladding, fixed to horizontal steel purlins with plastic headed screws, translucent sheet glazing; rainwater gutters, down pipes and drainage. Windows and Doors: Single glazed windows in metal frames. Steel doors set within metal frames. Internal Walls: Block walls to toilet areas. Internal Finishes: None- paint to toilet area walls. Building Services: Electric light and power, water laid on, toilets, heating. | Location Adjustment Applicable (See Guidance Notes) - ERC = UK mean of 1.00 | (BEAMS Note 2) The ERC for this item should be added to all other rateable items on the hereditament (except land). Therefore the total of the ERC of the other Building Items and the P&M ERC (where applicable) to enable the correct contract size adjustment to be made. ERC of Building Component + ERC of P&M = Total ERC to which contract size adjustment should be applied. The appropriate % adjustment should be made in accordance with the scale for contract size adjustment specified under section 6 of the RCG 2023 Guidance notes. The currency ERC rates are set at £4m (Four Million Pounds) @ 1st April 2021 (AVD) for the RCG 2023 Publication. | Costs exclude external works. | Measure to GIA | - | - | - | The plant and machinery listed in the description has been included in this costing. | - | - | - | 10502 |  | M2 | - | NA | NA | NA | 715.779 | Option 1 | 887.4257 | 23.98% | 0 | 0 | -100% | -100% | 0 | -100% | Redirected | NA | VOA_GPN_GOV_UK\7246041 | 2019-08-30 | Low | - | - | Redirected, low risk | NA | - | NA | SPONS A&B | NA | (BEAMS Note 2) The ERC for this item should be added to all other rateable items on the hereditament (except land). Therefore the total of the ERC of the other Building Items and the P&M ERC (where applicable) to enable the correct contract size adjustment to be made. ERC of Building Component + ERC of P&M = Total ERC to which contract size adjustment should be applied. The appropriate % adjustment should be made in accordance with the scale for contract size adjustment specified under section 6 of the RCG 2021 Guidance notes. The currency ERC rates are set at £4m (Four Million Pounds) @ 1st April 2019 (AVD) for the RCG 2021 Publication. | - | - | 2 | TRUE
2035 | 41P427 | 6145 | 41P427 | Factory buildings process | Light - insulated | Sheet metal cladding | 251m² - 500m² | Eaves ht - 25.0m | Building Construction: - Foundations: Concrete pad and strip foundations with 250mm mesh reinforced concrete floor. Frame: Light steel frame. Upper Floors: None. Roof: Double skin (insulated) profiled protected metal, fixed to steel purlins with plastic headed screws, translucent sheet glazing, rainwater gutters, down pipes and drainage. External Walls: 100mm brickwork infill to 1.0m; double skin (insulated) profiled protected metal cladding, fixed to horizontal steel purlins with plastic headed screws, translucent sheet glazing; rainwater gutters, down pipes and drainage. Windows and Doors: Single glazed windows in metal frames. Steel doors set within metal frames. Internal Walls: Block walls to toilet areas. Internal Finishes: None- paint to toilet area walls. Building Services: Electric light and power, water laid on, toilets, heating. | Location Adjustment Applicable (See Guidance Notes) - ERC = UK mean of 1.00 | (BEAMS Note 2) The ERC for this item should be added to all other rateable items on the hereditament (except land). Therefore the total of the ERC of the other Building Items and the P&M ERC (where applicable) to enable the correct contract size adjustment to be made. ERC of Building Component + ERC of P&M = Total ERC to which contract size adjustment should be applied. The appropriate % adjustment should be made in accordance with the scale for contract size adjustment specified under section 6 of the RCG 2023 Guidance notes. The currency ERC rates are set at £4m (Four Million Pounds) @ 1st April 2021 (AVD) for the RCG 2023 Publication. | Costs exclude external works. | Measure to GIA | - | - | - | The plant and machinery listed in the description has been included in this costing. | - | - | - | 10502 |  | M2 | - | NA | NA | NA | 734.9997 | Option 1 | 911.2556 | 23.98% | 0 | 0 | -100% | -100% | 0 | -100% | Redirected | NA | VOA_GPN_GOV_UK\7246041 | 2019-08-30 | Low | - | - | Redirected, low risk | NA | - | NA | SPONS A&B | NA | (BEAMS Note 2) The ERC for this item should be added to all other rateable items on the hereditament (except land). Therefore the total of the ERC of the other Building Items and the P&M ERC (where applicable) to enable the correct contract size adjustment to be made. ERC of Building Component + ERC of P&M = Total ERC to which contract size adjustment should be applied. The appropriate % adjustment should be made in accordance with the scale for contract size adjustment specified under section 6 of the RCG 2021 Guidance notes. The currency ERC rates are set at £4m (Four Million Pounds) @ 1st April 2019 (AVD) for the RCG 2021 Publication. | - | - | 2 | TRUE
2036 | 41P428 | 6146 | 41P428 | Factory buildings process | Light - insulated | Sheet metal cladding | 251m² - 500m² | Eaves ht - 26.0m | Building Construction: - Foundations: Concrete pad and strip foundations with 250mm mesh reinforced concrete floor. Frame: Light steel frame. Upper Floors: None. Roof: Double skin (insulated) profiled protected metal, fixed to steel purlins with plastic headed screws, translucent sheet glazing, rainwater gutters, down pipes and drainage. External Walls: 100mm brickwork infill to 1.0m; double skin (insulated) profiled protected metal cladding, fixed to horizontal steel purlins with plastic headed screws, translucent sheet glazing; rainwater gutters, down pipes and drainage. Windows and Doors: Single glazed windows in metal frames. Steel doors set within metal frames. Internal Walls: Block walls to toilet areas. Internal Finishes: None- paint to toilet area walls. Building Services: Electric light and power, water laid on, toilets, heating. | Location Adjustment Applicable (See Guidance Notes) - ERC = UK mean of 1.00 | (BEAMS Note 2) The ERC for this item should be added to all other rateable items on the hereditament (except land). Therefore the total of the ERC of the other Building Items and the P&M ERC (where applicable) to enable the correct contract size adjustment to be made. ERC of Building Component + ERC of P&M = Total ERC to which contract size adjustment should be applied. The appropriate % adjustment should be made in accordance with the scale for contract size adjustment specified under section 6 of the RCG 2023 Guidance notes. The currency ERC rates are set at £4m (Four Million Pounds) @ 1st April 2021 (AVD) for the RCG 2023 Publication. | Costs exclude external works. | Measure to GIA | - | - | - | The plant and machinery listed in the description has been included in this costing. | - | - | - | 10502 |  | M2 | - | NA | NA | NA | 759.6022 | Option 1 | 941.7579 | 23.98% | 0 | 0 | -100% | -100% | 0 | -100% | Redirected | NA | VOA_GPN_GOV_UK\7246041 | 2019-08-30 | Low | - | - | Redirected, low risk | NA | - | NA | SPONS A&B | NA | (BEAMS Note 2) The ERC for this item should be added to all other rateable items on the hereditament (except land). Therefore the total of the ERC of the other Building Items and the P&M ERC (where applicable) to enable the correct contract size adjustment to be made. ERC of Building Component + ERC of P&M = Total ERC to which contract size adjustment should be applied. The appropriate % adjustment should be made in accordance with the scale for contract size adjustment specified under section 6 of the RCG 2021 Guidance notes. The currency ERC rates are set at £4m (Four Million Pounds) @ 1st April 2019 (AVD) for the RCG 2021 Publication. | - | - | 2 | TRUE
2037 | 41P429 | 6147 | 41P429 | Factory buildings process | Light - insulated | Sheet metal cladding | 251m² - 500m² | Eaves ht - 27.0m | Building Construction: - Foundations: Concrete pad and strip foundations with 250mm mesh reinforced concrete floor. Frame: Light steel frame. Upper Floors: None. Roof: Double skin (insulated) profiled protected metal, fixed to steel purlins with plastic headed screws, translucent sheet glazing, rainwater gutters, down pipes and drainage. External Walls: 100mm brickwork infill to 1.0m; double skin (insulated) profiled protected metal cladding, fixed to horizontal steel purlins with plastic headed screws, translucent sheet glazing; rainwater gutters, down pipes and drainage. Windows and Doors: Single glazed windows in metal frames. Steel doors set within metal frames. Internal Walls: Block walls to toilet areas. Internal Finishes: None- paint to toilet area walls. Building Services: Electric light and power, water laid on, toilets, heating. | Location Adjustment Applicable (See Guidance Notes) - ERC = UK mean of 1.00 | (BEAMS Note 2) The ERC for this item should be added to all other rateable items on the hereditament (except land). Therefore the total of the ERC of the other Building Items and the P&M ERC (where applicable) to enable the correct contract size adjustment to be made. ERC of Building Component + ERC of P&M = Total ERC to which contract size adjustment should be applied. The appropriate % adjustment should be made in accordance with the scale for contract size adjustment specified under section 6 of the RCG 2023 Guidance notes. The currency ERC rates are set at £4m (Four Million Pounds) @ 1st April 2021 (AVD) for the RCG 2023 Publication. | Costs exclude external works. | Measure to GIA | - | - | - | The plant and machinery listed in the description has been included in this costing. | - | - | - | 10502 |  | M2 | - | NA | NA | NA | 782.667 | Option 1 | 970.3538 | 23.98% | 0 | 0 | -100% | -100% | 0 | -100% | Redirected | NA | VOA_GPN_GOV_UK\7246041 | 2019-08-30 | Low | - | - | Redirected, low risk | NA | - | NA | SPONS A&B | NA | (BEAMS Note 2) The ERC for this item should be added to all other rateable items on the hereditament (except land). Therefore the total of the ERC of the other Building Items and the P&M ERC (where applicable) to enable the correct contract size adjustment to be made. ERC of Building Component + ERC of P&M = Total ERC to which contract size adjustment should be applied. The appropriate % adjustment should be made in accordance with the scale for contract size adjustment specified under section 6 of the RCG 2021 Guidance notes. The currency ERC rates are set at £4m (Four Million Pounds) @ 1st April 2019 (AVD) for the RCG 2021 Publication. | - | - | 2 | TRUE
2038 | 41P430 | 5816 | 41P430 | Factory buildings process | Light - insulated | Sheet metal cladding | 251m² - 500m² | Eaves ht - 28.0m | Building Construction: - Foundations: Concrete pad and strip foundations with 250mm mesh reinforced concrete floor. Frame: Light steel frame. Upper Floors: None. Roof: Double skin (insulated) profiled protected metal, fixed to steel purlins with plastic headed screws, translucent sheet glazing, rainwater gutters, down pipes and drainage. External Walls: 100mm brickwork infill to 1.0m; double skin (insulated) profiled protected metal cladding, fixed to horizontal steel purlins with plastic headed screws, translucent sheet glazing; rainwater gutters, down pipes and drainage. Windows and Doors: Single glazed windows in metal frames. Steel doors set within metal frames. Internal Walls: Block walls to toilet areas. Internal Finishes: None- paint to toilet area walls. Building Services: Electric light and power, water laid on, toilets, heating. | Location Adjustment Applicable (See Guidance Notes) - ERC = UK mean of 1.00 | (BEAMS Note 2) The ERC for this item should be added to all other rateable items on the hereditament (except land). Therefore the total of the ERC of the other Building Items and the P&M ERC (where applicable) to enable the correct contract size adjustment to be made. ERC of Building Component + ERC of P&M = Total ERC to which contract size adjustment should be applied. The appropriate % adjustment should be made in accordance with the scale for contract size adjustment specified under section 6 of the RCG 2023 Guidance notes. The currency ERC rates are set at £4m (Four Million Pounds) @ 1st April 2021 (AVD) for the RCG 2023 Publication. | Costs exclude external works. | Measure to GIA | - | - | - | The plant and machinery listed in the description has been included in this costing. | - | - | - | 10502 |  | M2 | - | NA | NA | NA | 805.7319 | Option 1 | 998.9497 | 23.98% | 0 | 0 | -100% | -100% | 0 | -100% | Redirected | NA | VOA_GPN_GOV_UK\7246041 | 2019-08-30 | Low | - | - | Redirected, low risk | NA | - | NA | SPONS A&B | NA | (BEAMS Note 2) The ERC for this item should be added to all other rateable items on the hereditament (except land). Therefore the total of the ERC of the other Building Items and the P&M ERC (where applicable) to enable the correct contract size adjustment to be made. ERC of Building Component + ERC of P&M = Total ERC to which contract size adjustment should be applied. The appropriate % adjustment should be made in accordance with the scale for contract size adjustment specified under section 6 of the RCG 2021 Guidance notes. The currency ERC rates are set at £4m (Four Million Pounds) @ 1st April 2019 (AVD) for the RCG 2021 Publication. | - | - | 2 | TRUE
2039 | 41P431 | 5817 | 41P431 | Factory buildings process | Light - insulated | Sheet metal cladding | 251m² - 500m² | Eaves ht - 29.0m | Building Construction: - Foundations: Concrete pad and strip foundations with 250mm mesh reinforced concrete floor. Frame: Light steel frame. Upper Floors: None. Roof: Double skin (insulated) profiled protected metal, fixed to steel purlins with plastic headed screws, translucent sheet glazing, rainwater gutters, down pipes and drainage. External Walls: 100mm brickwork infill to 1.0m; double skin (insulated) profiled protected metal cladding, fixed to horizontal steel purlins with plastic headed screws, translucent sheet glazing; rainwater gutters, down pipes and drainage. Windows and Doors: Single glazed windows in metal frames. Steel doors set within metal frames. Internal Walls: Block walls to toilet areas. Internal Finishes: None- paint to toilet area walls. Building Services: Electric light and power, water laid on, toilets, heating. | Location Adjustment Applicable (See Guidance Notes) - ERC = UK mean of 1.00 | (BEAMS Note 2) The ERC for this item should be added to all other rateable items on the hereditament (except land). Therefore the total of the ERC of the other Building Items and the P&M ERC (where applicable) to enable the correct contract size adjustment to be made. ERC of Building Component + ERC of P&M = Total ERC to which contract size adjustment should be applied. The appropriate % adjustment should be made in accordance with the scale for contract size adjustment specified under section 6 of the RCG 2023 Guidance notes. The currency ERC rates are set at £4m (Four Million Pounds) @ 1st April 2021 (AVD) for the RCG 2023 Publication. | Costs exclude external works. | Measure to GIA | - | - | - | The plant and machinery listed in the description has been included in this costing. | - | - | - | 10502 |  | M2 | - | NA | NA | NA | 828.7967 | Option 1 | 1027.5456 | 23.98% | 0 | 0 | -100% | -100% | 0 | -100% | Redirected | NA | VOA_GPN_GOV_UK\7246041 | 2019-08-30 | Low | - | - | Redirected, low risk | NA | - | NA | SPONS A&B | NA | (BEAMS Note 2) The ERC for this item should be added to all other rateable items on the hereditament (except land). Therefore the total of the ERC of the other Building Items and the P&M ERC (where applicable) to enable the correct contract size adjustment to be made. ERC of Building Component + ERC of P&M = Total ERC to which contract size adjustment should be applied. The appropriate % adjustment should be made in accordance with the scale for contract size adjustment specified under section 6 of the RCG 2021 Guidance notes. The currency ERC rates are set at £4m (Four Million Pounds) @ 1st April 2019 (AVD) for the RCG 2021 Publication. | - | - | 2 | TRUE
2040 | 41P432 | 5818 | 41P432 | Factory buildings process | Light - insulated | Sheet metal cladding | 251m² - 500m² | Eaves ht - 30.0m | Building Construction: - Foundations: Concrete pad and strip foundations with 250mm mesh reinforced concrete floor. Frame: Light steel frame. Upper Floors: None. Roof: Double skin (insulated) profiled protected metal, fixed to steel purlins with plastic headed screws, translucent sheet glazing, rainwater gutters, down pipes and drainage. External Walls: 100mm brickwork infill to 1.0m; double skin (insulated) profiled protected metal cladding, fixed to horizontal steel purlins with plastic headed screws, translucent sheet glazing; rainwater gutters, down pipes and drainage. Windows and Doors: Single glazed windows in metal frames. Steel doors set within metal frames. Internal Walls: Block walls to toilet areas. Internal Finishes: None- paint to toilet area walls. Building Services: Electric light and power, water laid on, toilets, heating. | Location Adjustment Applicable (See Guidance Notes) - ERC = UK mean of 1.00 | (BEAMS Note 2) The ERC for this item should be added to all other rateable items on the hereditament (except land). Therefore the total of the ERC of the other Building Items and the P&M ERC (where applicable) to enable the correct contract size adjustment to be made. ERC of Building Component + ERC of P&M = Total ERC to which contract size adjustment should be applied. The appropriate % adjustment should be made in accordance with the scale for contract size adjustment specified under section 6 of the RCG 2023 Guidance notes. The currency ERC rates are set at £4m (Four Million Pounds) @ 1st April 2021 (AVD) for the RCG 2023 Publication. | Costs exclude external works. | Measure to GIA | - | - | - | The plant and machinery listed in the description has been included in this costing. | - | - | - | 10502 |  | M2 | - | NA | NA | NA | 851.8616 | Option 1 | 1056.1415 | 23.98% | 0 | 0 | -100% | -100% | 0 | -100% | Redirected | NA | VOA_GPN_GOV_UK\7246041 | 2019-08-30 | Low | - | - | Redirected, low risk | NA | - | NA | SPONS A&B | NA | (BEAMS Note 2) The ERC for this item should be added to all other rateable items on the hereditament (except land). Therefore the total of the ERC of the other Building Items and the P&M ERC (where applicable) to enable the correct contract size adjustment to be made. ERC of Building Component + ERC of P&M = Total ERC to which contract size adjustment should be applied. The appropriate % adjustment should be made in accordance with the scale for contract size adjustment specified under section 6 of the RCG 2021 Guidance notes. The currency ERC rates are set at £4m (Four Million Pounds) @ 1st April 2019 (AVD) for the RCG 2021 Publication. | - | - | 2 | TRUE
2041 | 41P433 | 5819 | 41P433 | Factory buildings process | Light - insulated | Sheet metal cladding | 251m² - 500m² | Eaves ht - 31.0m | Building Construction: - Foundations: Concrete pad and strip foundations with 250mm mesh reinforced concrete floor. Frame: Light steel frame. Upper Floors: None. Roof: Double skin (insulated) profiled protected metal, fixed to steel purlins with plastic headed screws, translucent sheet glazing, rainwater gutters, down pipes and drainage. External Walls: 100mm brickwork infill to 1.0m; double skin (insulated) profiled protected metal cladding, fixed to horizontal steel purlins with plastic headed screws, translucent sheet glazing; rainwater gutters, down pipes and drainage. Windows and Doors: Single glazed windows in metal frames. Steel doors set within metal frames. Internal Walls: Block walls to toilet areas. Internal Finishes: None- paint to toilet area walls. Building Services: Electric light and power, water laid on, toilets, heating. | Location Adjustment Applicable (See Guidance Notes) - ERC = UK mean of 1.00 | (BEAMS Note 2) The ERC for this item should be added to all other rateable items on the hereditament (except land). Therefore the total of the ERC of the other Building Items and the P&M ERC (where applicable) to enable the correct contract size adjustment to be made. ERC of Building Component + ERC of P&M = Total ERC to which contract size adjustment should be applied. The appropriate % adjustment should be made in accordance with the scale for contract size adjustment specified under section 6 of the RCG 2023 Guidance notes. The currency ERC rates are set at £4m (Four Million Pounds) @ 1st April 2021 (AVD) for the RCG 2023 Publication. | Costs exclude external works. | Measure to GIA | - | - | - | The plant and machinery listed in the description has been included in this costing. | - | - | - | 10502 |  | M2 | - | NA | NA | NA | 884.9212 | Option 1 | 1097.1289 | 23.98% | 0 | 0 | -100% | -100% | 0 | -100% | Redirected | NA | VOA_GPN_GOV_UK\7246041 | 2019-08-30 | Low | - | - | Redirected, low risk | NA | - | NA | SPONS A&B | NA | (BEAMS Note 2) The ERC for this item should be added to all other rateable items on the hereditament (except land). Therefore the total of the ERC of the other Building Items and the P&M ERC (where applicable) to enable the correct contract size adjustment to be made. ERC of Building Component + ERC of P&M = Total ERC to which contract size adjustment should be applied. The appropriate % adjustment should be made in accordance with the scale for contract size adjustment specified under section 6 of the RCG 2021 Guidance notes. The currency ERC rates are set at £4m (Four Million Pounds) @ 1st April 2019 (AVD) for the RCG 2021 Publication. | - | - | 2 | TRUE
2042 | 41P434 | 5820 | 41P434 | Factory buildings process | Light - insulated | Sheet metal cladding | 251m² - 500m² | Eaves ht - 32.0m | Building Construction: - Foundations: Concrete pad and strip foundations with 250mm mesh reinforced concrete floor. Frame: Light steel frame. Upper Floors: None. Roof: Double skin (insulated) profiled protected metal, fixed to steel purlins with plastic headed screws, translucent sheet glazing, rainwater gutters, down pipes and drainage. External Walls: 100mm brickwork infill to 1.0m; double skin (insulated) profiled protected metal cladding, fixed to horizontal steel purlins with plastic headed screws, translucent sheet glazing; rainwater gutters, down pipes and drainage. Windows and Doors: Single glazed windows in metal frames. Steel doors set within metal frames. Internal Walls: Block walls to toilet areas. Internal Finishes: None- paint to toilet area walls. Building Services: Electric light and power, water laid on, toilets, heating. | Location Adjustment Applicable (See Guidance Notes) - ERC = UK mean of 1.00 | (BEAMS Note 2) The ERC for this item should be added to all other rateable items on the hereditament (except land). Therefore the total of the ERC of the other Building Items and the P&M ERC (where applicable) to enable the correct contract size adjustment to be made. ERC of Building Component + ERC of P&M = Total ERC to which contract size adjustment should be applied. The appropriate % adjustment should be made in accordance with the scale for contract size adjustment specified under section 6 of the RCG 2023 Guidance notes. The currency ERC rates are set at £4m (Four Million Pounds) @ 1st April 2021 (AVD) for the RCG 2023 Publication. | Costs exclude external works. | Measure to GIA | - | - | - | The plant and machinery listed in the description has been included in this costing. | - | - | - | 10502 |  | M2 | - | NA | NA | NA | 910.2925 | Option 1 | 1128.5844 | 23.98% | 0 | 0 | -100% | -100% | 0 | -100% | Redirected | NA | VOA_GPN_GOV_UK\7246041 | 2019-08-30 | Low | - | - | Redirected, low risk | NA | - | NA | SPONS A&B | NA | (BEAMS Note 2) The ERC for this item should be added to all other rateable items on the hereditament (except land). Therefore the total of the ERC of the other Building Items and the P&M ERC (where applicable) to enable the correct contract size adjustment to be made. ERC of Building Component + ERC of P&M = Total ERC to which contract size adjustment should be applied. The appropriate % adjustment should be made in accordance with the scale for contract size adjustment specified under section 6 of the RCG 2021 Guidance notes. The currency ERC rates are set at £4m (Four Million Pounds) @ 1st April 2019 (AVD) for the RCG 2021 Publication. | - | - | 2 | TRUE
2043 | 41P435 | 5821 | 41P435 | Factory buildings process | Light - insulated | Sheet metal cladding | 251m² - 500m² | Eaves ht - 33.0m | Building Construction: - Foundations: Concrete pad and strip foundations with 250mm mesh reinforced concrete floor. Frame: Light steel frame. Upper Floors: None. Roof: Double skin (insulated) profiled protected metal, fixed to steel purlins with plastic headed screws, translucent sheet glazing, rainwater gutters, down pipes and drainage. External Walls: 100mm brickwork infill to 1.0m; double skin (insulated) profiled protected metal cladding, fixed to horizontal steel purlins with plastic headed screws, translucent sheet glazing; rainwater gutters, down pipes and drainage. Windows and Doors: Single glazed windows in metal frames. Steel doors set within metal frames. Internal Walls: Block walls to toilet areas. Internal Finishes: None- paint to toilet area walls. Building Services: Electric light and power, water laid on, toilets, heating. | Location Adjustment Applicable (See Guidance Notes) - ERC = UK mean of 1.00 | (BEAMS Note 2) The ERC for this item should be added to all other rateable items on the hereditament (except land). Therefore the total of the ERC of the other Building Items and the P&M ERC (where applicable) to enable the correct contract size adjustment to be made. ERC of Building Component + ERC of P&M = Total ERC to which contract size adjustment should be applied. The appropriate % adjustment should be made in accordance with the scale for contract size adjustment specified under section 6 of the RCG 2023 Guidance notes. The currency ERC rates are set at £4m (Four Million Pounds) @ 1st April 2021 (AVD) for the RCG 2023 Publication. | Costs exclude external works. | Measure to GIA | - | - | - | The plant and machinery listed in the description has been included in this costing. | - | - | - | 10502 |  | M2 | - | NA | NA | NA | 936.4327 | Option 1 | 1160.9931 | 23.98% | 0 | 0 | -100% | -100% | 0 | -100% | Redirected | NA | VOA_GPN_GOV_UK\7246041 | 2019-08-30 | Low | - | - | Redirected, low risk | NA | - | NA | SPONS A&B | NA | (BEAMS Note 2) The ERC for this item should be added to all other rateable items on the hereditament (except land). Therefore the total of the ERC of the other Building Items and the P&M ERC (where applicable) to enable the correct contract size adjustment to be made. ERC of Building Component + ERC of P&M = Total ERC to which contract size adjustment should be applied. The appropriate % adjustment should be made in accordance with the scale for contract size adjustment specified under section 6 of the RCG 2021 Guidance notes. The currency ERC rates are set at £4m (Four Million Pounds) @ 1st April 2019 (AVD) for the RCG 2021 Publication. | - | - | 2 | TRUE
2044 | 41P436 | 5822 | 41P436 | Factory buildings process | Light - insulated | Sheet metal cladding | 251m² - 500m² | Eaves ht - 34.0m | Building Construction: - Foundations: Concrete pad and strip foundations with 250mm mesh reinforced concrete floor. Frame: Light steel frame. Upper Floors: None. Roof: Double skin (insulated) profiled protected metal, fixed to steel purlins with plastic headed screws, translucent sheet glazing, rainwater gutters, down pipes and drainage. External Walls: 100mm brickwork infill to 1.0m; double skin (insulated) profiled protected metal cladding, fixed to horizontal steel purlins with plastic headed screws, translucent sheet glazing; rainwater gutters, down pipes and drainage. Windows and Doors: Single glazed windows in metal frames. Steel doors set within metal frames. Internal Walls: Block walls to toilet areas. Internal Finishes: None- paint to toilet area walls. Building Services: Electric light and power, water laid on, toilets, heating. | Location Adjustment Applicable (See Guidance Notes) - ERC = UK mean of 1.00 | (BEAMS Note 2) The ERC for this item should be added to all other rateable items on the hereditament (except land). Therefore the total of the ERC of the other Building Items and the P&M ERC (where applicable) to enable the correct contract size adjustment to be made. ERC of Building Component + ERC of P&M = Total ERC to which contract size adjustment should be applied. The appropriate % adjustment should be made in accordance with the scale for contract size adjustment specified under section 6 of the RCG 2023 Guidance notes. The currency ERC rates are set at £4m (Four Million Pounds) @ 1st April 2021 (AVD) for the RCG 2023 Publication. | Costs exclude external works. | Measure to GIA | - | - | - | The plant and machinery listed in the description has been included in this costing. | - | - | - | 10502 |  | M2 | - | NA | NA | NA | 961.804 | Option 1 | 1192.4485 | 23.98% | 0 | 0 | -100% | -100% | 0 | -100% | Redirected | NA | VOA_GPN_GOV_UK\7246041 | 2019-08-30 | Low | - | - | Redirected, low risk | NA | - | NA | SPONS A&B | NA | (BEAMS Note 2) The ERC for this item should be added to all other rateable items on the hereditament (except land). Therefore the total of the ERC of the other Building Items and the P&M ERC (where applicable) to enable the correct contract size adjustment to be made. ERC of Building Component + ERC of P&M = Total ERC to which contract size adjustment should be applied. The appropriate % adjustment should be made in accordance with the scale for contract size adjustment specified under section 6 of the RCG 2021 Guidance notes. The currency ERC rates are set at £4m (Four Million Pounds) @ 1st April 2019 (AVD) for the RCG 2021 Publication. | - | - | 2 | TRUE
2045 | 41P437 | 5823 | 41P437 | Factory buildings process | Light - insulated | Sheet metal cladding | 251m² - 500m² | Eaves ht - 35.0m | Building Construction: - Foundations: Concrete pad and strip foundations with 250mm mesh reinforced concrete floor. Frame: Light steel frame. Upper Floors: None. Roof: Double skin (insulated) profiled protected metal, fixed to steel purlins with plastic headed screws, translucent sheet glazing, rainwater gutters, down pipes and drainage. External Walls: 100mm brickwork infill to 1.0m; double skin (insulated) profiled protected metal cladding, fixed to horizontal steel purlins with plastic headed screws, translucent sheet glazing; rainwater gutters, down pipes and drainage. Windows and Doors: Single glazed windows in metal frames. Steel doors set within metal frames. Internal Walls: Block walls to toilet areas. Internal Finishes: None- paint to toilet area walls. Building Services: Electric light and power, water laid on, toilets, heating. | Location Adjustment Applicable (See Guidance Notes) - ERC = UK mean of 1.00 | (BEAMS Note 2) The ERC for this item should be added to all other rateable items on the hereditament (except land). Therefore the total of the ERC of the other Building Items and the P&M ERC (where applicable) to enable the correct contract size adjustment to be made. ERC of Building Component + ERC of P&M = Total ERC to which contract size adjustment should be applied. The appropriate % adjustment should be made in accordance with the scale for contract size adjustment specified under section 6 of the RCG 2023 Guidance notes. The currency ERC rates are set at £4m (Four Million Pounds) @ 1st April 2021 (AVD) for the RCG 2023 Publication. | Costs exclude external works. | Measure to GIA | - | - | - | The plant and machinery listed in the description has been included in this costing. | - | - | - | 10502 |  | M2 | - | NA | NA | NA | 987.1753 | Option 1 | 1223.904 | 23.98% | 0 | 0 | -100% | -100% | 0 | -100% | Redirected | NA | VOA_GPN_GOV_UK\7246041 | 2019-08-30 | Low | - | - | Redirected, low risk | NA | - | NA | SPONS A&B | NA | (BEAMS Note 2) The ERC for this item should be added to all other rateable items on the hereditament (except land). Therefore the total of the ERC of the other Building Items and the P&M ERC (where applicable) to enable the correct contract size adjustment to be made. ERC of Building Component + ERC of P&M = Total ERC to which contract size adjustment should be applied. The appropriate % adjustment should be made in accordance with the scale for contract size adjustment specified under section 6 of the RCG 2021 Guidance notes. The currency ERC rates are set at £4m (Four Million Pounds) @ 1st April 2019 (AVD) for the RCG 2021 Publication. | - | - | 2 | TRUE
2046 | 41P441 | 5824 | 41P441 | Factory buildings process | Light - insulated | Sheet metal cladding | 501m² - 1000m² | Eaves ht - 13.0m | Building Construction: - Foundations: Concrete pad and strip foundations with 250mm mesh reinforced concrete floor. Frame: Light steel frame. Upper Floors: None. Roof: Double skin (insulated) profiled protected metal, fixed to steel purlins with plastic headed screws, translucent sheet glazing, rainwater gutters, down pipes and drainage. External Walls: 100mm brickwork infill to 1.0m; double skin (insulated) profiled protected metal cladding, fixed to horizontal steel purlins with plastic headed screws, translucent sheet glazing; rainwater gutters, down pipes and drainage. Windows and Doors: Single glazed windows in metal frames. Steel doors set within metal frames. Internal Walls: Block walls to toilet areas. Internal Finishes: None- paint to toilet area walls. Building Services: Electric light and power, water laid on, toilets, heating. | Location Adjustment Applicable (See Guidance Notes) - ERC = UK mean of 1.00 | (BEAMS Note 2) The ERC for this item should be added to all other rateable items on the hereditament (except land). Therefore the total of the ERC of the other Building Items and the P&M ERC (where applicable) to enable the correct contract size adjustment to be made. ERC of Building Component + ERC of P&M = Total ERC to which contract size adjustment should be applied. The appropriate % adjustment should be made in accordance with the scale for contract size adjustment specified under section 6 of the RCG 2023 Guidance notes. The currency ERC rates are set at £4m (Four Million Pounds) @ 1st April 2021 (AVD) for the RCG 2023 Publication. | Costs exclude external works. | Measure to GIA | - | - | - | The plant and machinery listed in the description has been included in this costing. | - | - | - | 10503 |  | M2 | - | NA | NA | NA | 419.7802 | Option 1 | 520.4452 | 23.98% | 0 | 0 | -100% | -100% | 0 | -100% | Redirected | NA | VOA_GPN_GOV_UK\7246041 | 2019-08-30 | Low | - | - | Redirected, low risk | NA | - | NA | SPONS A&B | NA | (BEAMS Note 2) The ERC for this item should be added to all other rateable items on the hereditament (except land). Therefore the total of the ERC of the other Building Items and the P&M ERC (where applicable) to enable the correct contract size adjustment to be made. ERC of Building Component + ERC of P&M = Total ERC to which contract size adjustment should be applied. The appropriate % adjustment should be made in accordance with the scale for contract size adjustment specified under section 6 of the RCG 2021 Guidance notes. The currency ERC rates are set at £4m (Four Million Pounds) @ 1st April 2019 (AVD) for the RCG 2021 Publication. | - | - | 2 | TRUE
2047 | 41P442 | 5825 | 41P442 | Factory buildings process | Light - insulated | Sheet metal cladding | 501m² - 1000m² | Eaves ht - 14.0m | Building Construction: - Foundations: Concrete pad and strip foundations with 250mm mesh reinforced concrete floor. Frame: Light steel frame. Upper Floors: None. Roof: Double skin (insulated) profiled protected metal, fixed to steel purlins with plastic headed screws, translucent sheet glazing, rainwater gutters, down pipes and drainage. External Walls: 100mm brickwork infill to 1.0m; double skin (insulated) profiled protected metal cladding, fixed to horizontal steel purlins with plastic headed screws, translucent sheet glazing; rainwater gutters, down pipes and drainage. Windows and Doors: Single glazed windows in metal frames. Steel doors set within metal frames. Internal Walls: Block walls to toilet areas. Internal Finishes: None- paint to toilet area walls. Building Services: Electric light and power, water laid on, toilets, heating. | Location Adjustment Applicable (See Guidance Notes) - ERC = UK mean of 1.00 | (BEAMS Note 2) The ERC for this item should be added to all other rateable items on the hereditament (except land). Therefore the total of the ERC of the other Building Items and the P&M ERC (where applicable) to enable the correct contract size adjustment to be made. ERC of Building Component + ERC of P&M = Total ERC to which contract size adjustment should be applied. The appropriate % adjustment should be made in accordance with the scale for contract size adjustment specified under section 6 of the RCG 2023 Guidance notes. The currency ERC rates are set at £4m (Four Million Pounds) @ 1st April 2021 (AVD) for the RCG 2023 Publication. | Costs exclude external works. | Measure to GIA | - | - | - | The plant and machinery listed in the description has been included in this costing. | - | - | - | 10503 |  | M2 | - | NA | NA | NA | 431.3126 | Option 1 | 534.7431 | 23.98% | 0 | 0 | -100% | -100% | 0 | -100% | Redirected | NA | VOA_GPN_GOV_UK\7246041 | 2019-08-30 | Low | - | - | Redirected, low risk | NA | - | NA | SPONS A&B | NA | (BEAMS Note 2) The ERC for this item should be added to all other rateable items on the hereditament (except land). Therefore the total of the ERC of the other Building Items and the P&M ERC (where applicable) to enable the correct contract size adjustment to be made. ERC of Building Component + ERC of P&M = Total ERC to which contract size adjustment should be applied. The appropriate % adjustment should be made in accordance with the scale for contract size adjustment specified under section 6 of the RCG 2021 Guidance notes. The currency ERC rates are set at £4m (Four Million Pounds) @ 1st April 2019 (AVD) for the RCG 2021 Publication. | - | - | 2 | TRUE
2048 | 41P443 | 6225 | 41P443 | Factory buildings process | Light - insulated | Sheet metal cladding | 501m² - 1000m² | Eaves ht - 15.0m | Building Construction: - Foundations: Concrete pad and strip foundations with 250mm mesh reinforced concrete floor. Frame: Light steel frame. Upper Floors: None. Roof: Double skin (insulated) profiled protected metal, fixed to steel purlins with plastic headed screws, translucent sheet glazing, rainwater gutters, down pipes and drainage. External Walls: 100mm brickwork infill to 1.0m; double skin (insulated) profiled protected metal cladding, fixed to horizontal steel purlins with plastic headed screws, translucent sheet glazing; rainwater gutters, down pipes and drainage. Windows and Doors: Single glazed windows in metal frames. Steel doors set within metal frames. Internal Walls: Block walls to toilet areas. Internal Finishes: None- paint to toilet area walls. Building Services: Electric light and power, water laid on, toilets, heating. | Location Adjustment Applicable (See Guidance Notes) - ERC = UK mean of 1.00 | (BEAMS Note 2) The ERC for this item should be added to all other rateable items on the hereditament (except land). Therefore the total of the ERC of the other Building Items and the P&M ERC (where applicable) to enable the correct contract size adjustment to be made. ERC of Building Component + ERC of P&M = Total ERC to which contract size adjustment should be applied. The appropriate % adjustment should be made in accordance with the scale for contract size adjustment specified under section 6 of the RCG 2023 Guidance notes. The currency ERC rates are set at £4m (Four Million Pounds) @ 1st April 2021 (AVD) for the RCG 2023 Publication. | Costs exclude external works. | Measure to GIA | - | - | - | The plant and machinery listed in the description has been included in this costing. | - | - | - | 10503 |  | M2 | - | NA | NA | NA | 443.6138 | Option 1 | 549.9943 | 23.98% | 0 | 0 | -100% | -100% | 0 | -100% | Redirected | NA | VOA_GPN_GOV_UK\7246041 | 2019-08-30 | Low | - | - | Redirected, low risk | NA | - | NA | SPONS A&B | NA | (BEAMS Note 2) The ERC for this item should be added to all other rateable items on the hereditament (except land). Therefore the total of the ERC of the other Building Items and the P&M ERC (where applicable) to enable the correct contract size adjustment to be made. ERC of Building Component + ERC of P&M = Total ERC to which contract size adjustment should be applied. The appropriate % adjustment should be made in accordance with the scale for contract size adjustment specified under section 6 of the RCG 2021 Guidance notes. The currency ERC rates are set at £4m (Four Million Pounds) @ 1st April 2019 (AVD) for the RCG 2021 Publication. | - | - | 2 | TRUE
2049 | 41P444 | 6226 | 41P444 | Factory buildings process | Light - insulated | Sheet metal cladding | 501m² - 1000m² | Eaves ht - 16.0m | Building Construction: - Foundations: Concrete pad and strip foundations with 250mm mesh reinforced concrete floor. Frame: Light steel frame. Upper Floors: None. Roof: Double skin (insulated) profiled protected metal, fixed to steel purlins with plastic headed screws, translucent sheet glazing, rainwater gutters, down pipes and drainage. External Walls: 100mm brickwork infill to 1.0m; double skin (insulated) profiled protected metal cladding, fixed to horizontal steel purlins with plastic headed screws, translucent sheet glazing; rainwater gutters, down pipes and drainage. Windows and Doors: Single glazed windows in metal frames. Steel doors set within metal frames. Internal Walls: Block walls to toilet areas. Internal Finishes: None- paint to toilet area walls. Building Services: Electric light and power, water laid on, toilets, heating. | Location Adjustment Applicable (See Guidance Notes) - ERC = UK mean of 1.00 | (BEAMS Note 2) The ERC for this item should be added to all other rateable items on the hereditament (except land). Therefore the total of the ERC of the other Building Items and the P&M ERC (where applicable) to enable the correct contract size adjustment to be made. ERC of Building Component + ERC of P&M = Total ERC to which contract size adjustment should be applied. The appropriate % adjustment should be made in accordance with the scale for contract size adjustment specified under section 6 of the RCG 2023 Guidance notes. The currency ERC rates are set at £4m (Four Million Pounds) @ 1st April 2021 (AVD) for the RCG 2023 Publication. | Costs exclude external works. | Measure to GIA | - | - | - | The plant and machinery listed in the description has been included in this costing. | - | - | - | 10503 |  | M2 | - | NA | NA | NA | 459.7592 | Option 1 | 570.0114 | 23.98% | 0 | 0 | -100% | -100% | 0 | -100% | Redirected | NA | VOA_GPN_GOV_UK\7246041 | 2019-08-30 | Low | - | - | Redirected, low risk | NA | - | NA | SPONS A&B | NA | (BEAMS Note 2) The ERC for this item should be added to all other rateable items on the hereditament (except land). Therefore the total of the ERC of the other Building Items and the P&M ERC (where applicable) to enable the correct contract size adjustment to be made. ERC of Building Component + ERC of P&M = Total ERC to which contract size adjustment should be applied. The appropriate % adjustment should be made in accordance with the scale for contract size adjustment specified under section 6 of the RCG 2021 Guidance notes. The currency ERC rates are set at £4m (Four Million Pounds) @ 1st April 2019 (AVD) for the RCG 2021 Publication. | - | - | 2 | TRUE
2050 | 41P445 | 5826 | 41P445 | Factory buildings process | Light - insulated | Sheet metal cladding | 501m² - 1000m² | Eaves ht - 17.0m | Building Construction: - Foundations: Concrete pad and strip foundations with 250mm mesh reinforced concrete floor. Frame: Light steel frame. Upper Floors: None. Roof: Double skin (insulated) profiled protected metal, fixed to steel purlins with plastic headed screws, translucent sheet glazing, rainwater gutters, down pipes and drainage. External Walls: 100mm brickwork infill to 1.0m; double skin (insulated) profiled protected metal cladding, fixed to horizontal steel purlins with plastic headed screws, translucent sheet glazing; rainwater gutters, down pipes and drainage. Windows and Doors: Single glazed windows in metal frames. Steel doors set within metal frames. Internal Walls: Block walls to toilet areas. Internal Finishes: None- paint to toilet area walls. Building Services: Electric light and power, water laid on, toilets, heating. | Location Adjustment Applicable (See Guidance Notes) - ERC = UK mean of 1.00 | (BEAMS Note 2) The ERC for this item should be added to all other rateable items on the hereditament (except land). Therefore the total of the ERC of the other Building Items and the P&M ERC (where applicable) to enable the correct contract size adjustment to be made. ERC of Building Component + ERC of P&M = Total ERC to which contract size adjustment should be applied. The appropriate % adjustment should be made in accordance with the scale for contract size adjustment specified under section 6 of the RCG 2023 Guidance notes. The currency ERC rates are set at £4m (Four Million Pounds) @ 1st April 2021 (AVD) for the RCG 2023 Publication. | Costs exclude external works. | Measure to GIA | - | - | - | The plant and machinery listed in the description has been included in this costing. | - | - | - | 10503 |  | M2 | - | NA | NA | NA | 472.8293 | Option 1 | 586.2157 | 23.98% | 0 | 0 | -100% | -100% | 0 | -100% | Redirected | NA | VOA_GPN_GOV_UK\7246041 | 2019-08-30 | Low | - | - | Redirected, low risk | NA | - | NA | SPONS A&B | NA | (BEAMS Note 2) The ERC for this item should be added to all other rateable items on the hereditament (except land). Therefore the total of the ERC of the other Building Items and the P&M ERC (where applicable) to enable the correct contract size adjustment to be made. ERC of Building Component + ERC of P&M = Total ERC to which contract size adjustment should be applied. The appropriate % adjustment should be made in accordance with the scale for contract size adjustment specified under section 6 of the RCG 2021 Guidance notes. The currency ERC rates are set at £4m (Four Million Pounds) @ 1st April 2019 (AVD) for the RCG 2021 Publication. | - | - | 2 | TRUE
2051 | 41P446 | 5827 | 41P446 | Factory buildings process | Light - insulated | Sheet metal cladding | 501m² - 1000m² | Eaves ht - 18.0m | Building Construction: - Foundations: Concrete pad and strip foundations with 250mm mesh reinforced concrete floor. Frame: Light steel frame. Upper Floors: None. Roof: Double skin (insulated) profiled protected metal, fixed to steel purlins with plastic headed screws, translucent sheet glazing, rainwater gutters, down pipes and drainage. External Walls: 100mm brickwork infill to 1.0m; double skin (insulated) profiled protected metal cladding, fixed to horizontal steel purlins with plastic headed screws, translucent sheet glazing; rainwater gutters, down pipes and drainage. Windows and Doors: Single glazed windows in metal frames. Steel doors set within metal frames. Internal Walls: Block walls to toilet areas. Internal Finishes: None- paint to toilet area walls. Building Services: Electric light and power, water laid on, toilets, heating. | Location Adjustment Applicable (See Guidance Notes) - ERC = UK mean of 1.00 | (BEAMS Note 2) The ERC for this item should be added to all other rateable items on the hereditament (except land). Therefore the total of the ERC of the other Building Items and the P&M ERC (where applicable) to enable the correct contract size adjustment to be made. ERC of Building Component + ERC of P&M = Total ERC to which contract size adjustment should be applied. The appropriate % adjustment should be made in accordance with the scale for contract size adjustment specified under section 6 of the RCG 2023 Guidance notes. The currency ERC rates are set at £4m (Four Million Pounds) @ 1st April 2021 (AVD) for the RCG 2023 Publication. | Costs exclude external works. | Measure to GIA | - | - | - | The plant and machinery listed in the description has been included in this costing. | - | - | - | 10503 |  | M2 | - | NA | NA | NA | 485.8994 | Option 1 | 602.42 | 23.98% | 0 | 0 | -100% | -100% | 0 | -100% | Redirected | NA | VOA_GPN_GOV_UK\7246041 | 2019-08-30 | Low | - | - | Redirected, low risk | NA | - | NA | SPONS A&B | NA | (BEAMS Note 2) The ERC for this item should be added to all other rateable items on the hereditament (except land). Therefore the total of the ERC of the other Building Items and the P&M ERC (where applicable) to enable the correct contract size adjustment to be made. ERC of Building Component + ERC of P&M = Total ERC to which contract size adjustment should be applied. The appropriate % adjustment should be made in accordance with the scale for contract size adjustment specified under section 6 of the RCG 2021 Guidance notes. The currency ERC rates are set at £4m (Four Million Pounds) @ 1st April 2019 (AVD) for the RCG 2021 Publication. | - | - | 2 | TRUE
2052 | 41P447 | 5828 | 41P447 | Factory buildings process | Light - insulated | Sheet metal cladding | 501m² - 1000m² | Eaves ht - 19.0m | Building Construction: - Foundations: Concrete pad and strip foundations with 250mm mesh reinforced concrete floor. Frame: Light steel frame. Upper Floors: None. Roof: Double skin (insulated) profiled protected metal, fixed to steel purlins with plastic headed screws, translucent sheet glazing, rainwater gutters, down pipes and drainage. External Walls: 100mm brickwork infill to 1.0m; double skin (insulated) profiled protected metal cladding, fixed to horizontal steel purlins with plastic headed screws, translucent sheet glazing; rainwater gutters, down pipes and drainage. Windows and Doors: Single glazed windows in metal frames. Steel doors set within metal frames. Internal Walls: Block walls to toilet areas. Internal Finishes: None- paint to toilet area walls. Building Services: Electric light and power, water laid on, toilets, heating. | Location Adjustment Applicable (See Guidance Notes) - ERC = UK mean of 1.00 | (BEAMS Note 2) The ERC for this item should be added to all other rateable items on the hereditament (except land). Therefore the total of the ERC of the other Building Items and the P&M ERC (where applicable) to enable the correct contract size adjustment to be made. ERC of Building Component + ERC of P&M = Total ERC to which contract size adjustment should be applied. The appropriate % adjustment should be made in accordance with the scale for contract size adjustment specified under section 6 of the RCG 2023 Guidance notes. The currency ERC rates are set at £4m (Four Million Pounds) @ 1st April 2021 (AVD) for the RCG 2023 Publication. | Costs exclude external works. | Measure to GIA | - | - | - | The plant and machinery listed in the description has been included in this costing. | - | - | - | 10503 |  | M2 | - | NA | NA | NA | 498.9695 | Option 1 | 618.6244 | 23.98% | 0 | 0 | -100% | -100% | 0 | -100% | Redirected | NA | VOA_GPN_GOV_UK\7246041 | 2019-08-30 | Low | - | - | Redirected, low risk | NA | - | NA | SPONS A&B | NA | (BEAMS Note 2) The ERC for this item should be added to all other rateable items on the hereditament (except land). Therefore the total of the ERC of the other Building Items and the P&M ERC (where applicable) to enable the correct contract size adjustment to be made. ERC of Building Component + ERC of P&M = Total ERC to which contract size adjustment should be applied. The appropriate % adjustment should be made in accordance with the scale for contract size adjustment specified under section 6 of the RCG 2021 Guidance notes. The currency ERC rates are set at £4m (Four Million Pounds) @ 1st April 2019 (AVD) for the RCG 2021 Publication. | - | - | 2 | TRUE
2053 | 41P448 | 5829 | 41P448 | Factory buildings process | Light - insulated | Sheet metal cladding | 501m² - 1000m² | Eaves ht - 20.0m | Building Construction: - Foundations: Concrete pad and strip foundations with 250mm mesh reinforced concrete floor. Frame: Light steel frame. Upper Floors: None. Roof: Double skin (insulated) profiled protected metal, fixed to steel purlins with plastic headed screws, translucent sheet glazing, rainwater gutters, down pipes and drainage. External Walls: 100mm brickwork infill to 1.0m; double skin (insulated) profiled protected metal cladding, fixed to horizontal steel purlins with plastic headed screws, translucent sheet glazing; rainwater gutters, down pipes and drainage. Windows and Doors: Single glazed windows in metal frames. Steel doors set within metal frames. Internal Walls: Block walls to toilet areas. Internal Finishes: None- paint to toilet area walls. Building Services: Electric light and power, water laid on, toilets, heating. | Location Adjustment Applicable (See Guidance Notes) - ERC = UK mean of 1.00 | (BEAMS Note 2) The ERC for this item should be added to all other rateable items on the hereditament (except land). Therefore the total of the ERC of the other Building Items and the P&M ERC (where applicable) to enable the correct contract size adjustment to be made. ERC of Building Component + ERC of P&M = Total ERC to which contract size adjustment should be applied. The appropriate % adjustment should be made in accordance with the scale for contract size adjustment specified under section 6 of the RCG 2023 Guidance notes. The currency ERC rates are set at £4m (Four Million Pounds) @ 1st April 2021 (AVD) for the RCG 2023 Publication. | Costs exclude external works. | Measure to GIA | - | - | - | The plant and machinery listed in the description has been included in this costing. | - | - | - | 10503 |  | M2 | - | NA | NA | NA | 512.8084 | Option 1 | 635.7819 | 23.98% | 0 | 0 | -100% | -100% | 0 | -100% | Redirected | NA | VOA_GPN_GOV_UK\7246041 | 2019-08-30 | Low | - | - | Redirected, low risk | NA | - | NA | SPONS A&B | NA | (BEAMS Note 2) The ERC for this item should be added to all other rateable items on the hereditament (except land). Therefore the total of the ERC of the other Building Items and the P&M ERC (where applicable) to enable the correct contract size adjustment to be made. ERC of Building Component + ERC of P&M = Total ERC to which contract size adjustment should be applied. The appropriate % adjustment should be made in accordance with the scale for contract size adjustment specified under section 6 of the RCG 2021 Guidance notes. The currency ERC rates are set at £4m (Four Million Pounds) @ 1st April 2019 (AVD) for the RCG 2021 Publication. | - | - | 2 | TRUE
2054 | 41P449 | 5830 | 41P449 | Factory buildings process | Light - insulated | Sheet metal cladding | 501m² - 1000m² | Eaves ht - 21.0m | Building Construction: - Foundations: Concrete pad and strip foundations with 250mm mesh reinforced concrete floor. Frame: Light steel frame. Upper Floors: None. Roof: Double skin (insulated) profiled protected metal, fixed to steel purlins with plastic headed screws, translucent sheet glazing, rainwater gutters, down pipes and drainage. External Walls: 100mm brickwork infill to 1.0m; double skin (insulated) profiled protected metal cladding, fixed to horizontal steel purlins with plastic headed screws, translucent sheet glazing; rainwater gutters, down pipes and drainage. Windows and Doors: Single glazed windows in metal frames. Steel doors set within metal frames. Internal Walls: Block walls to toilet areas. Internal Finishes: None- paint to toilet area walls. Building Services: Electric light and power, water laid on, toilets, heating. | Location Adjustment Applicable (See Guidance Notes) - ERC = UK mean of 1.00 | (BEAMS Note 2) The ERC for this item should be added to all other rateable items on the hereditament (except land). Therefore the total of the ERC of the other Building Items and the P&M ERC (where applicable) to enable the correct contract size adjustment to be made. ERC of Building Component + ERC of P&M = Total ERC to which contract size adjustment should be applied. The appropriate % adjustment should be made in accordance with the scale for contract size adjustment specified under section 6 of the RCG 2023 Guidance notes. The currency ERC rates are set at £4m (Four Million Pounds) @ 1st April 2021 (AVD) for the RCG 2023 Publication. | Costs exclude external works. | Measure to GIA | - | - | - | The plant and machinery listed in the description has been included in this costing. | - | - | - | 10503 |  | M2 | - | NA | NA | NA | 525.8784 | Option 1 | 651.9863 | 23.98% | 0 | 0 | -100% | -100% | 0 | -100% | Redirected | NA | VOA_GPN_GOV_UK\7246041 | 2019-08-30 | Low | - | - | Redirected, low risk | NA | - | NA | SPONS A&B | NA | (BEAMS Note 2) The ERC for this item should be added to all other rateable items on the hereditament (except land). Therefore the total of the ERC of the other Building Items and the P&M ERC (where applicable) to enable the correct contract size adjustment to be made. ERC of Building Component + ERC of P&M = Total ERC to which contract size adjustment should be applied. The appropriate % adjustment should be made in accordance with the scale for contract size adjustment specified under section 6 of the RCG 2021 Guidance notes. The currency ERC rates are set at £4m (Four Million Pounds) @ 1st April 2019 (AVD) for the RCG 2021 Publication. | - | - | 2 | TRUE
2055 | 41P450 | 5831 | 41P450 | Factory buildings process | Light - insulated | Sheet metal cladding | 501m² - 1000m² | Eaves ht - 22.0m | Building Construction: - Foundations: Concrete pad and strip foundations with 250mm mesh reinforced concrete floor. Frame: Light steel frame. Upper Floors: None. Roof: Double skin (insulated) profiled protected metal, fixed to steel purlins with plastic headed screws, translucent sheet glazing, rainwater gutters, down pipes and drainage. External Walls: 100mm brickwork infill to 1.0m; double skin (insulated) profiled protected metal cladding, fixed to horizontal steel purlins with plastic headed screws, translucent sheet glazing; rainwater gutters, down pipes and drainage. Windows and Doors: Single glazed windows in metal frames. Steel doors set within metal frames. Internal Walls: Block walls to toilet areas. Internal Finishes: None- paint to toilet area walls. Building Services: Electric light and power, water laid on, toilets, heating. | Location Adjustment Applicable (See Guidance Notes) - ERC = UK mean of 1.00 | (BEAMS Note 2) The ERC for this item should be added to all other rateable items on the hereditament (except land). Therefore the total of the ERC of the other Building Items and the P&M ERC (where applicable) to enable the correct contract size adjustment to be made. ERC of Building Component + ERC of P&M = Total ERC to which contract size adjustment should be applied. The appropriate % adjustment should be made in accordance with the scale for contract size adjustment specified under section 6 of the RCG 2023 Guidance notes. The currency ERC rates are set at £4m (Four Million Pounds) @ 1st April 2021 (AVD) for the RCG 2023 Publication. | Costs exclude external works. | Measure to GIA | - | - | - | The plant and machinery listed in the description has been included in this costing. | - | - | - | 10503 |  | M2 | - | NA | NA | NA | 538.9485 | Option 1 | 668.1906 | 23.98% | 0 | 0 | -100% | -100% | 0 | -100% | Redirected | NA | VOA_GPN_GOV_UK\7246041 | 2019-08-30 | Low | - | - | Redirected, low risk | NA | - | NA | SPONS A&B | NA | (BEAMS Note 2) The ERC for this item should be added to all other rateable items on the hereditament (except land). Therefore the total of the ERC of the other Building Items and the P&M ERC (where applicable) to enable the correct contract size adjustment to be made. ERC of Building Component + ERC of P&M = Total ERC to which contract size adjustment should be applied. The appropriate % adjustment should be made in accordance with the scale for contract size adjustment specified under section 6 of the RCG 2021 Guidance notes. The currency ERC rates are set at £4m (Four Million Pounds) @ 1st April 2019 (AVD) for the RCG 2021 Publication. | - | - | 2 | TRUE
2056 | 41P451 | 5832 | 41P451 | Factory buildings process | Light - insulated | Sheet metal cladding | 501m² - 1000m² | Eaves ht - 23.0m | Building Construction: - Foundations: Concrete pad and strip foundations with 250mm mesh reinforced concrete floor. Frame: Light steel frame. Upper Floors: None. Roof: Double skin (insulated) profiled protected metal, fixed to steel purlins with plastic headed screws, translucent sheet glazing, rainwater gutters, down pipes and drainage. External Walls: 100mm brickwork infill to 1.0m; double skin (insulated) profiled protected metal cladding, fixed to horizontal steel purlins with plastic headed screws, translucent sheet glazing; rainwater gutters, down pipes and drainage. Windows and Doors: Single glazed windows in metal frames. Steel doors set within metal frames. Internal Walls: Block walls to toilet areas. Internal Finishes: None- paint to toilet area walls. Building Services: Electric light and power, water laid on, toilets, heating. | Location Adjustment Applicable (See Guidance Notes) - ERC = UK mean of 1.00 | (BEAMS Note 2) The ERC for this item should be added to all other rateable items on the hereditament (except land). Therefore the total of the ERC of the other Building Items and the P&M ERC (where applicable) to enable the correct contract size adjustment to be made. ERC of Building Component + ERC of P&M = Total ERC to which contract size adjustment should be applied. The appropriate % adjustment should be made in accordance with the scale for contract size adjustment specified under section 6 of the RCG 2023 Guidance notes. The currency ERC rates are set at £4m (Four Million Pounds) @ 1st April 2021 (AVD) for the RCG 2023 Publication. | Costs exclude external works. | Measure to GIA | - | - | - | The plant and machinery listed in the description has been included in this costing. | - | - | - | 10503 |  | M2 | - | NA | NA | NA | 552.0186 | Option 1 | 684.3949 | 23.98% | 0 | 0 | -100% | -100% | 0 | -100% | Redirected | NA | VOA_GPN_GOV_UK\7246041 | 2019-08-30 | Low | - | - | Redirected, low risk | NA | - | NA | SPONS A&B | NA | (BEAMS Note 2) The ERC for this item should be added to all other rateable items on the hereditament (except land). Therefore the total of the ERC of the other Building Items and the P&M ERC (where applicable) to enable the correct contract size adjustment to be made. ERC of Building Component + ERC of P&M = Total ERC to which contract size adjustment should be applied. The appropriate % adjustment should be made in accordance with the scale for contract size adjustment specified under section 6 of the RCG 2021 Guidance notes. The currency ERC rates are set at £4m (Four Million Pounds) @ 1st April 2019 (AVD) for the RCG 2021 Publication. | - | - | 2 | TRUE
2057 | 41P452 | 5833 | 41P452 | Factory buildings process | Light - insulated | Sheet metal cladding | 501m² - 1000m² | Eaves ht - 24.0m | Building Construction: - Foundations: Concrete pad and strip foundations with 250mm mesh reinforced concrete floor. Frame: Light steel frame. Upper Floors: None. Roof: Double skin (insulated) profiled protected metal, fixed to steel purlins with plastic headed screws, translucent sheet glazing, rainwater gutters, down pipes and drainage. External Walls: 100mm brickwork infill to 1.0m; double skin (insulated) profiled protected metal cladding, fixed to horizontal steel purlins with plastic headed screws, translucent sheet glazing; rainwater gutters, down pipes and drainage. Windows and Doors: Single glazed windows in metal frames. Steel doors set within metal frames. Internal Walls: Block walls to toilet areas. Internal Finishes: None- paint to toilet area walls. Building Services: Electric light and power, water laid on, toilets, heating. | Location Adjustment Applicable (See Guidance Notes) - ERC = UK mean of 1.00 | (BEAMS Note 2) The ERC for this item should be added to all other rateable items on the hereditament (except land). Therefore the total of the ERC of the other Building Items and the P&M ERC (where applicable) to enable the correct contract size adjustment to be made. ERC of Building Component + ERC of P&M = Total ERC to which contract size adjustment should be applied. The appropriate % adjustment should be made in accordance with the scale for contract size adjustment specified under section 6 of the RCG 2023 Guidance notes. The currency ERC rates are set at £4m (Four Million Pounds) @ 1st April 2021 (AVD) for the RCG 2023 Publication. | Costs exclude external works. | Measure to GIA | - | - | - | The plant and machinery listed in the description has been included in this costing. | - | - | - | 10503 |  | M2 | - | NA | NA | NA | 565.0887 | Option 1 | 700.5993 | 23.98% | 0 | 0 | -100% | -100% | 0 | -100% | Redirected | NA | VOA_GPN_GOV_UK\7246041 | 2019-08-30 | Low | - | - | Redirected, low risk | NA | - | NA | SPONS A&B | NA | (BEAMS Note 2) The ERC for this item should be added to all other rateable items on the hereditament (except land). Therefore the total of the ERC of the other Building Items and the P&M ERC (where applicable) to enable the correct contract size adjustment to be made. ERC of Building Component + ERC of P&M = Total ERC to which contract size adjustment should be applied. The appropriate % adjustment should be made in accordance with the scale for contract size adjustment specified under section 6 of the RCG 2021 Guidance notes. The currency ERC rates are set at £4m (Four Million Pounds) @ 1st April 2019 (AVD) for the RCG 2021 Publication. | - | - | 2 | TRUE
2058 | 41P453 | 5834 | 41P453 | Factory buildings process | Light - insulated | Sheet metal cladding | 501m² - 1000m² | Eaves ht - 25.0m | Building Construction: - Foundations: Concrete pad and strip foundations with 250mm mesh reinforced concrete floor. Frame: Light steel frame. Upper Floors: None. Roof: Double skin (insulated) profiled protected metal, fixed to steel purlins with plastic headed screws, translucent sheet glazing, rainwater gutters, down pipes and drainage. External Walls: 100mm brickwork infill to 1.0m; double skin (insulated) profiled protected metal cladding, fixed to horizontal steel purlins with plastic headed screws, translucent sheet glazing; rainwater gutters, down pipes and drainage. Windows and Doors: Single glazed windows in metal frames. Steel doors set within metal frames. Internal Walls: Block walls to toilet areas. Internal Finishes: None- paint to toilet area walls. Building Services: Electric light and power, water laid on, toilets, heating. | Location Adjustment Applicable (See Guidance Notes) - ERC = UK mean of 1.00 | (BEAMS Note 2) The ERC for this item should be added to all other rateable items on the hereditament (except land). Therefore the total of the ERC of the other Building Items and the P&M ERC (where applicable) to enable the correct contract size adjustment to be made. ERC of Building Component + ERC of P&M = Total ERC to which contract size adjustment should be applied. The appropriate % adjustment should be made in accordance with the scale for contract size adjustment specified under section 6 of the RCG 2023 Guidance notes. The currency ERC rates are set at £4m (Four Million Pounds) @ 1st April 2021 (AVD) for the RCG 2023 Publication. | Costs exclude external works. | Measure to GIA | - | - | - | The plant and machinery listed in the description has been included in this costing. | - | - | - | 10503 |  | M2 | - | NA | NA | NA | 578.1588 | Option 1 | 716.8036 | 23.98% | 0 | 0 | -100% | -100% | 0 | -100% | Redirected | NA | VOA_GPN_GOV_UK\7246041 | 2019-08-30 | Low | - | - | Redirected, low risk | NA | - | NA | SPONS A&B | NA | (BEAMS Note 2) The ERC for this item should be added to all other rateable items on the hereditament (except land). Therefore the total of the ERC of the other Building Items and the P&M ERC (where applicable) to enable the correct contract size adjustment to be made. ERC of Building Component + ERC of P&M = Total ERC to which contract size adjustment should be applied. The appropriate % adjustment should be made in accordance with the scale for contract size adjustment specified under section 6 of the RCG 2021 Guidance notes. The currency ERC rates are set at £4m (Four Million Pounds) @ 1st April 2019 (AVD) for the RCG 2021 Publication. | - | - | 2 | TRUE
2059 | 41P454 | 5835 | 41P454 | Factory buildings process | Light - insulated | Sheet metal cladding | 501m² - 1000m² | Eaves ht - 26.0m | Building Construction: - Foundations: Concrete pad and strip foundations with 250mm mesh reinforced concrete floor. Frame: Light steel frame. Upper Floors: None. Roof: Double skin (insulated) profiled protected metal, fixed to steel purlins with plastic headed screws, translucent sheet glazing, rainwater gutters, down pipes and drainage. External Walls: 100mm brickwork infill to 1.0m; double skin (insulated) profiled protected metal cladding, fixed to horizontal steel purlins with plastic headed screws, translucent sheet glazing; rainwater gutters, down pipes and drainage. Windows and Doors: Single glazed windows in metal frames. Steel doors set within metal frames. Internal Walls: Block walls to toilet areas. Internal Finishes: None- paint to toilet area walls. Building Services: Electric light and power, water laid on, toilets, heating. | Location Adjustment Applicable (See Guidance Notes) - ERC = UK mean of 1.00 | (BEAMS Note 2) The ERC for this item should be added to all other rateable items on the hereditament (except land). Therefore the total of the ERC of the other Building Items and the P&M ERC (where applicable) to enable the correct contract size adjustment to be made. ERC of Building Component + ERC of P&M = Total ERC to which contract size adjustment should be applied. The appropriate % adjustment should be made in accordance with the scale for contract size adjustment specified under section 6 of the RCG 2023 Guidance notes. The currency ERC rates are set at £4m (Four Million Pounds) @ 1st April 2021 (AVD) for the RCG 2023 Publication. | Costs exclude external works. | Measure to GIA | - | - | - | The plant and machinery listed in the description has been included in this costing. | - | - | - | 10503 |  | M2 | - | NA | NA | NA | 595.073 | Option 1 | 737.7739 | 23.98% | 0 | 0 | -100% | -100% | 0 | -100% | Redirected | NA | VOA_GPN_GOV_UK\7246041 | 2019-08-30 | Low | - | - | Redirected, low risk | NA | - | NA | SPONS A&B | NA | (BEAMS Note 2) The ERC for this item should be added to all other rateable items on the hereditament (except land). Therefore the total of the ERC of the other Building Items and the P&M ERC (where applicable) to enable the correct contract size adjustment to be made. ERC of Building Component + ERC of P&M = Total ERC to which contract size adjustment should be applied. The appropriate % adjustment should be made in accordance with the scale for contract size adjustment specified under section 6 of the RCG 2021 Guidance notes. The currency ERC rates are set at £4m (Four Million Pounds) @ 1st April 2019 (AVD) for the RCG 2021 Publication. | - | - | 2 | TRUE
2060 | 41P455 | 5836 | 41P455 | Factory buildings process | Light - insulated | Sheet metal cladding | 501m² - 1000m² | Eaves ht - 27.0m | Building Construction: - Foundations: Concrete pad and strip foundations with 250mm mesh reinforced concrete floor. Frame: Light steel frame. Upper Floors: None. Roof: Double skin (insulated) profiled protected metal, fixed to steel purlins with plastic headed screws, translucent sheet glazing, rainwater gutters, down pipes and drainage. External Walls: 100mm brickwork infill to 1.0m; double skin (insulated) profiled protected metal cladding, fixed to horizontal steel purlins with plastic headed screws, translucent sheet glazing; rainwater gutters, down pipes and drainage. Windows and Doors: Single glazed windows in metal frames. Steel doors set within metal frames. Internal Walls: Block walls to toilet areas. Internal Finishes: None- paint to toilet area walls. Building Services: Electric light and power, water laid on, toilets, heating. | Location Adjustment Applicable (See Guidance Notes) - ERC = UK mean of 1.00 | (BEAMS Note 2) The ERC for this item should be added to all other rateable items on the hereditament (except land). Therefore the total of the ERC of the other Building Items and the P&M ERC (where applicable) to enable the correct contract size adjustment to be made. ERC of Building Component + ERC of P&M = Total ERC to which contract size adjustment should be applied. The appropriate % adjustment should be made in accordance with the scale for contract size adjustment specified under section 6 of the RCG 2023 Guidance notes. The currency ERC rates are set at £4m (Four Million Pounds) @ 1st April 2021 (AVD) for the RCG 2023 Publication. | Costs exclude external works. | Measure to GIA | - | - | - | The plant and machinery listed in the description has been included in this costing. | - | - | - | 10503 |  | M2 | - | NA | NA | NA | 610.4495 | Option 1 | 756.8378 | 23.98% | 0 | 0 | -100% | -100% | 0 | -100% | Redirected | NA | VOA_GPN_GOV_UK\7246041 | 2019-08-30 | Low | - | - | Redirected, low risk | NA | - | NA | SPONS A&B | NA | (BEAMS Note 2) The ERC for this item should be added to all other rateable items on the hereditament (except land). Therefore the total of the ERC of the other Building Items and the P&M ERC (where applicable) to enable the correct contract size adjustment to be made. ERC of Building Component + ERC of P&M = Total ERC to which contract size adjustment should be applied. The appropriate % adjustment should be made in accordance with the scale for contract size adjustment specified under section 6 of the RCG 2021 Guidance notes. The currency ERC rates are set at £4m (Four Million Pounds) @ 1st April 2019 (AVD) for the RCG 2021 Publication. | - | - | 2 | TRUE
2061 | 41P456 | 5837 | 41P456 | Factory buildings process | Light - insulated | Sheet metal cladding | 501m² - 1000m² | Eaves ht - 28.0m | Building Construction: - Foundations: Concrete pad and strip foundations with 250mm mesh reinforced concrete floor. Frame: Light steel frame. Upper Floors: None. Roof: Double skin (insulated) profiled protected metal, fixed to steel purlins with plastic headed screws, translucent sheet glazing, rainwater gutters, down pipes and drainage. External Walls: 100mm brickwork infill to 1.0m; double skin (insulated) profiled protected metal cladding, fixed to horizontal steel purlins with plastic headed screws, translucent sheet glazing; rainwater gutters, down pipes and drainage. Windows and Doors: Single glazed windows in metal frames. Steel doors set within metal frames. Internal Walls: Block walls to toilet areas. Internal Finishes: None- paint to toilet area walls. Building Services: Electric light and power, water laid on, toilets, heating. | Location Adjustment Applicable (See Guidance Notes) - ERC = UK mean of 1.00 | (BEAMS Note 2) The ERC for this item should be added to all other rateable items on the hereditament (except land). Therefore the total of the ERC of the other Building Items and the P&M ERC (where applicable) to enable the correct contract size adjustment to be made. ERC of Building Component + ERC of P&M = Total ERC to which contract size adjustment should be applied. The appropriate % adjustment should be made in accordance with the scale for contract size adjustment specified under section 6 of the RCG 2023 Guidance notes. The currency ERC rates are set at £4m (Four Million Pounds) @ 1st April 2021 (AVD) for the RCG 2023 Publication. | Costs exclude external works. | Measure to GIA | - | - | - | The plant and machinery listed in the description has been included in this costing. | - | - | - | 10503 |  | M2 | - | NA | NA | NA | 625.8261 | Option 1 | 775.9018 | 23.98% | 0 | 0 | -100% | -100% | 0 | -100% | Redirected | NA | VOA_GPN_GOV_UK\7246041 | 2019-08-30 | Low | - | - | Redirected, low risk | NA | - | NA | SPONS A&B | NA | (BEAMS Note 2) The ERC for this item should be added to all other rateable items on the hereditament (except land). Therefore the total of the ERC of the other Building Items and the P&M ERC (where applicable) to enable the correct contract size adjustment to be made. ERC of Building Component + ERC of P&M = Total ERC to which contract size adjustment should be applied. The appropriate % adjustment should be made in accordance with the scale for contract size adjustment specified under section 6 of the RCG 2021 Guidance notes. The currency ERC rates are set at £4m (Four Million Pounds) @ 1st April 2019 (AVD) for the RCG 2021 Publication. | - | - | 2 | TRUE
2062 | 41P457 | 5838 | 41P457 | Factory buildings process | Light - insulated | Sheet metal cladding | 501m² - 1000m² | Eaves ht - 29.0m | Building Construction: - Foundations: Concrete pad and strip foundations with 250mm mesh reinforced concrete floor. Frame: Light steel frame. Upper Floors: None. Roof: Double skin (insulated) profiled protected metal, fixed to steel purlins with plastic headed screws, translucent sheet glazing, rainwater gutters, down pipes and drainage. External Walls: 100mm brickwork infill to 1.0m; double skin (insulated) profiled protected metal cladding, fixed to horizontal steel purlins with plastic headed screws, translucent sheet glazing; rainwater gutters, down pipes and drainage. Windows and Doors: Single glazed windows in metal frames. Steel doors set within metal frames. Internal Walls: Block walls to toilet areas. Internal Finishes: None- paint to toilet area walls. Building Services: Electric light and power, water laid on, toilets, heating. | Location Adjustment Applicable (See Guidance Notes) - ERC = UK mean of 1.00 | (BEAMS Note 2) The ERC for this item should be added to all other rateable items on the hereditament (except land). Therefore the total of the ERC of the other Building Items and the P&M ERC (where applicable) to enable the correct contract size adjustment to be made. ERC of Building Component + ERC of P&M = Total ERC to which contract size adjustment should be applied. The appropriate % adjustment should be made in accordance with the scale for contract size adjustment specified under section 6 of the RCG 2023 Guidance notes. The currency ERC rates are set at £4m (Four Million Pounds) @ 1st April 2021 (AVD) for the RCG 2023 Publication. | Costs exclude external works. | Measure to GIA | - | - | - | The plant and machinery listed in the description has been included in this costing. | - | - | - | 10503 |  | M2 | - | NA | NA | NA | 641.2027 | Option 1 | 794.9657 | 23.98% | 0 | 0 | -100% | -100% | 0 | -100% | Redirected | NA | VOA_GPN_GOV_UK\7246041 | 2019-08-30 | Low | - | - | Redirected, low risk | NA | - | NA | SPONS A&B | NA | (BEAMS Note 2) The ERC for this item should be added to all other rateable items on the hereditament (except land). Therefore the total of the ERC of the other Building Items and the P&M ERC (where applicable) to enable the correct contract size adjustment to be made. ERC of Building Component + ERC of P&M = Total ERC to which contract size adjustment should be applied. The appropriate % adjustment should be made in accordance with the scale for contract size adjustment specified under section 6 of the RCG 2021 Guidance notes. The currency ERC rates are set at £4m (Four Million Pounds) @ 1st April 2019 (AVD) for the RCG 2021 Publication. | - | - | 2 | TRUE
2063 | 41P458 | 5839 | 41P458 | Factory buildings process | Light - insulated | Sheet metal cladding | 501m² - 1000m² | Eaves ht - 30.0m | Building Construction: - Foundations: Concrete pad and strip foundations with 250mm mesh reinforced concrete floor. Frame: Light steel frame. Upper Floors: None. Roof: Double skin (insulated) profiled protected metal, fixed to steel purlins with plastic headed screws, translucent sheet glazing, rainwater gutters, down pipes and drainage. External Walls: 100mm brickwork infill to 1.0m; double skin (insulated) profiled protected metal cladding, fixed to horizontal steel purlins with plastic headed screws, translucent sheet glazing; rainwater gutters, down pipes and drainage. Windows and Doors: Single glazed windows in metal frames. Steel doors set within metal frames. Internal Walls: Block walls to toilet areas. Internal Finishes: None- paint to toilet area walls. Building Services: Electric light and power, water laid on, toilets, heating. | Location Adjustment Applicable (See Guidance Notes) - ERC = UK mean of 1.00 | (BEAMS Note 2) The ERC for this item should be added to all other rateable items on the hereditament (except land). Therefore the total of the ERC of the other Building Items and the P&M ERC (where applicable) to enable the correct contract size adjustment to be made. ERC of Building Component + ERC of P&M = Total ERC to which contract size adjustment should be applied. The appropriate % adjustment should be made in accordance with the scale for contract size adjustment specified under section 6 of the RCG 2023 Guidance notes. The currency ERC rates are set at £4m (Four Million Pounds) @ 1st April 2021 (AVD) for the RCG 2023 Publication. | Costs exclude external works. | Measure to GIA | - | - | - | The plant and machinery listed in the description has been included in this costing. | - | - | - | 10503 |  | M2 | - | NA | NA | NA | 656.5792 | Option 1 | 814.0296 | 23.98% | 0 | 0 | -100% | -100% | 0 | -100% | Redirected | NA | VOA_GPN_GOV_UK\7246041 | 2019-08-30 | Low | - | - | Redirected, low risk | NA | - | NA | SPONS A&B | NA | (BEAMS Note 2) The ERC for this item should be added to all other rateable items on the hereditament (except land). Therefore the total of the ERC of the other Building Items and the P&M ERC (where applicable) to enable the correct contract size adjustment to be made. ERC of Building Component + ERC of P&M = Total ERC to which contract size adjustment should be applied. The appropriate % adjustment should be made in accordance with the scale for contract size adjustment specified under section 6 of the RCG 2021 Guidance notes. The currency ERC rates are set at £4m (Four Million Pounds) @ 1st April 2019 (AVD) for the RCG 2021 Publication. | - | - | 2 | TRUE
2064 | 41P459 | 5840 | 41P459 | Factory buildings process | Light - insulated | Sheet metal cladding | 501m² - 1000m² | Eaves ht - 31.0m | Building Construction: - Foundations: Concrete pad and strip foundations with 250mm mesh reinforced concrete floor. Frame: Light steel frame. Upper Floors: None. Roof: Double skin (insulated) profiled protected metal, fixed to steel purlins with plastic headed screws, translucent sheet glazing, rainwater gutters, down pipes and drainage. External Walls: 100mm brickwork infill to 1.0m; double skin (insulated) profiled protected metal cladding, fixed to horizontal steel purlins with plastic headed screws, translucent sheet glazing; rainwater gutters, down pipes and drainage. Windows and Doors: Single glazed windows in metal frames. Steel doors set within metal frames. Internal Walls: Block walls to toilet areas. Internal Finishes: None- paint to toilet area walls. Building Services: Electric light and power, water laid on, toilets, heating. | Location Adjustment Applicable (See Guidance Notes) - ERC = UK mean of 1.00 | (BEAMS Note 2) The ERC for this item should be added to all other rateable items on the hereditament (except land). Therefore the total of the ERC of the other Building Items and the P&M ERC (where applicable) to enable the correct contract size adjustment to be made. ERC of Building Component + ERC of P&M = Total ERC to which contract size adjustment should be applied. The appropriate % adjustment should be made in accordance with the scale for contract size adjustment specified under section 6 of the RCG 2023 Guidance notes. The currency ERC rates are set at £4m (Four Million Pounds) @ 1st April 2021 (AVD) for the RCG 2023 Publication. | Costs exclude external works. | Measure to GIA | - | - | - | The plant and machinery listed in the description has been included in this costing. | - | - | - | 10503 |  | M2 | - | NA | NA | NA | 680.4129 | Option 1 | 843.5787 | 23.98% | 0 | 0 | -100% | -100% | 0 | -100% | Redirected | NA | VOA_GPN_GOV_UK\7246041 | 2019-08-30 | Low | - | - | Redirected, low risk | NA | - | NA | SPONS A&B | NA | (BEAMS Note 2) The ERC for this item should be added to all other rateable items on the hereditament (except land). Therefore the total of the ERC of the other Building Items and the P&M ERC (where applicable) to enable the correct contract size adjustment to be made. ERC of Building Component + ERC of P&M = Total ERC to which contract size adjustment should be applied. The appropriate % adjustment should be made in accordance with the scale for contract size adjustment specified under section 6 of the RCG 2021 Guidance notes. The currency ERC rates are set at £4m (Four Million Pounds) @ 1st April 2019 (AVD) for the RCG 2021 Publication. | - | - | 2 | TRUE
2065 | 41P460 | 5841 | 41P460 | Factory buildings process | Light - insulated | Sheet metal cladding | 501m² - 1000m² | Eaves ht - 32.0m | Building Construction: - Foundations: Concrete pad and strip foundations with 250mm mesh reinforced concrete floor. Frame: Light steel frame. Upper Floors: None. Roof: Double skin (insulated) profiled protected metal, fixed to steel purlins with plastic headed screws, translucent sheet glazing, rainwater gutters, down pipes and drainage. External Walls: 100mm brickwork infill to 1.0m; double skin (insulated) profiled protected metal cladding, fixed to horizontal steel purlins with plastic headed screws, translucent sheet glazing; rainwater gutters, down pipes and drainage. Windows and Doors: Single glazed windows in metal frames. Steel doors set within metal frames. Internal Walls: Block walls to toilet areas. Internal Finishes: None- paint to toilet area walls. Building Services: Electric light and power, water laid on, toilets, heating. | Location Adjustment Applicable (See Guidance Notes) - ERC = UK mean of 1.00 | (BEAMS Note 2) The ERC for this item should be added to all other rateable items on the hereditament (except land). Therefore the total of the ERC of the other Building Items and the P&M ERC (where applicable) to enable the correct contract size adjustment to be made. ERC of Building Component + ERC of P&M = Total ERC to which contract size adjustment should be applied. The appropriate % adjustment should be made in accordance with the scale for contract size adjustment specified under section 6 of the RCG 2023 Guidance notes. The currency ERC rates are set at £4m (Four Million Pounds) @ 1st April 2021 (AVD) for the RCG 2023 Publication. | Costs exclude external works. | Measure to GIA | - | - | - | The plant and machinery listed in the description has been included in this costing. | - | - | - | 10503 |  | M2 | - | NA | NA | NA | 697.3271 | Option 1 | 864.549 | 23.98% | 0 | 0 | -100% | -100% | 0 | -100% | Redirected | NA | VOA_GPN_GOV_UK\7246041 | 2019-08-30 | Low | - | - | Redirected, low risk | NA | - | NA | SPONS A&B | NA | (BEAMS Note 2) The ERC for this item should be added to all other rateable items on the hereditament (except land). Therefore the total of the ERC of the other Building Items and the P&M ERC (where applicable) to enable the correct contract size adjustment to be made. ERC of Building Component + ERC of P&M = Total ERC to which contract size adjustment should be applied. The appropriate % adjustment should be made in accordance with the scale for contract size adjustment specified under section 6 of the RCG 2021 Guidance notes. The currency ERC rates are set at £4m (Four Million Pounds) @ 1st April 2019 (AVD) for the RCG 2021 Publication. | - | - | 2 | TRUE
2066 | 41P461 | 5842 | 41P461 | Factory buildings process | Light - insulated | Sheet metal cladding | 501m² - 1000m² | Eaves ht - 33.0m | Building Construction: - Foundations: Concrete pad and strip foundations with 250mm mesh reinforced concrete floor. Frame: Light steel frame. Upper Floors: None. Roof: Double skin (insulated) profiled protected metal, fixed to steel purlins with plastic headed screws, translucent sheet glazing, rainwater gutters, down pipes and drainage. External Walls: 100mm brickwork infill to 1.0m; double skin (insulated) profiled protected metal cladding, fixed to horizontal steel purlins with plastic headed screws, translucent sheet glazing; rainwater gutters, down pipes and drainage. Windows and Doors: Single glazed windows in metal frames. Steel doors set within metal frames. Internal Walls: Block walls to toilet areas. Internal Finishes: None- paint to toilet area walls. Building Services: Electric light and power, water laid on, toilets, heating. | Location Adjustment Applicable (See Guidance Notes) - ERC = UK mean of 1.00 | (BEAMS Note 2) The ERC for this item should be added to all other rateable items on the hereditament (except land). Therefore the total of the ERC of the other Building Items and the P&M ERC (where applicable) to enable the correct contract size adjustment to be made. ERC of Building Component + ERC of P&M = Total ERC to which contract size adjustment should be applied. The appropriate % adjustment should be made in accordance with the scale for contract size adjustment specified under section 6 of the RCG 2023 Guidance notes. The currency ERC rates are set at £4m (Four Million Pounds) @ 1st April 2021 (AVD) for the RCG 2023 Publication. | Costs exclude external works. | Measure to GIA | - | - | - | The plant and machinery listed in the description has been included in this costing. | - | - | - | 10503 |  | M2 | - | NA | NA | NA | 714.2413 | Option 1 | 885.5193 | 23.98% | 0 | 0 | -100% | -100% | 0 | -100% | Redirected | NA | VOA_GPN_GOV_UK\7246041 | 2019-08-30 | Low | - | - | Redirected, low risk | NA | - | NA | SPONS A&B | NA | (BEAMS Note 2) The ERC for this item should be added to all other rateable items on the hereditament (except land). Therefore the total of the ERC of the other Building Items and the P&M ERC (where applicable) to enable the correct contract size adjustment to be made. ERC of Building Component + ERC of P&M = Total ERC to which contract size adjustment should be applied. The appropriate % adjustment should be made in accordance with the scale for contract size adjustment specified under section 6 of the RCG 2021 Guidance notes. The currency ERC rates are set at £4m (Four Million Pounds) @ 1st April 2019 (AVD) for the RCG 2021 Publication. | - | - | 2 | TRUE
2067 | 41P462 | 5843 | 41P462 | Factory buildings process | Light - insulated | Sheet metal cladding | 501m² - 1000m² | Eaves ht - 34.0m | Building Construction: - Foundations: Concrete pad and strip foundations with 250mm mesh reinforced concrete floor. Frame: Light steel frame. Upper Floors: None. Roof: Double skin (insulated) profiled protected metal, fixed to steel purlins with plastic headed screws, translucent sheet glazing, rainwater gutters, down pipes and drainage. External Walls: 100mm brickwork infill to 1.0m; double skin (insulated) profiled protected metal cladding, fixed to horizontal steel purlins with plastic headed screws, translucent sheet glazing; rainwater gutters, down pipes and drainage. Windows and Doors: Single glazed windows in metal frames. Steel doors set within metal frames. Internal Walls: Block walls to toilet areas. Internal Finishes: None- paint to toilet area walls. Building Services: Electric light and power, water laid on, toilets, heating. | Location Adjustment Applicable (See Guidance Notes) - ERC = UK mean of 1.00 | (BEAMS Note 2) The ERC for this item should be added to all other rateable items on the hereditament (except land). Therefore the total of the ERC of the other Building Items and the P&M ERC (where applicable) to enable the correct contract size adjustment to be made. ERC of Building Component + ERC of P&M = Total ERC to which contract size adjustment should be applied. The appropriate % adjustment should be made in accordance with the scale for contract size adjustment specified under section 6 of the RCG 2023 Guidance notes. The currency ERC rates are set at £4m (Four Million Pounds) @ 1st April 2021 (AVD) for the RCG 2023 Publication. | Costs exclude external works. | Measure to GIA | - | - | - | The plant and machinery listed in the description has been included in this costing. | - | - | - | 10503 |  | M2 | - | NA | NA | NA | 731.1556 | Option 1 | 906.4897 | 23.98% | 0 | 0 | -100% | -100% | 0 | -100% | Redirected | NA | VOA_GPN_GOV_UK\7246041 | 2019-08-30 | Low | - | - | Redirected, low risk | NA | - | NA | SPONS A&B | NA | (BEAMS Note 2) The ERC for this item should be added to all other rateable items on the hereditament (except land). Therefore the total of the ERC of the other Building Items and the P&M ERC (where applicable) to enable the correct contract size adjustment to be made. ERC of Building Component + ERC of P&M = Total ERC to which contract size adjustment should be applied. The appropriate % adjustment should be made in accordance with the scale for contract size adjustment specified under section 6 of the RCG 2021 Guidance notes. The currency ERC rates are set at £4m (Four Million Pounds) @ 1st April 2019 (AVD) for the RCG 2021 Publication. | - | - | 2 | TRUE
2068 | 41P463 | 5844 | 41P463 | Factory buildings process | Light - insulated | Sheet metal cladding | 501m² - 1000m² | Eaves ht - 35.0m | Building Construction: - Foundations: Concrete pad and strip foundations with 250mm mesh reinforced concrete floor. Frame: Light steel frame. Upper Floors: None. Roof: Double skin (insulated) profiled protected metal, fixed to steel purlins with plastic headed screws, translucent sheet glazing, rainwater gutters, down pipes and drainage. External Walls: 100mm brickwork infill to 1.0m; double skin (insulated) profiled protected metal cladding, fixed to horizontal steel purlins with plastic headed screws, translucent sheet glazing; rainwater gutters, down pipes and drainage. Windows and Doors: Single glazed windows in metal frames. Steel doors set within metal frames. Internal Walls: Block walls to toilet areas. Internal Finishes: None- paint to toilet area walls. Building Services: Electric light and power, water laid on, toilets, heating. | Location Adjustment Applicable (See Guidance Notes) - ERC = UK mean of 1.00 | (BEAMS Note 2) The ERC for this item should be added to all other rateable items on the hereditament (except land). Therefore the total of the ERC of the other Building Items and the P&M ERC (where applicable) to enable the correct contract size adjustment to be made. ERC of Building Component + ERC of P&M = Total ERC to which contract size adjustment should be applied. The appropriate % adjustment should be made in accordance with the scale for contract size adjustment specified under section 6 of the RCG 2023 Guidance notes. The currency ERC rates are set at £4m (Four Million Pounds) @ 1st April 2021 (AVD) for the RCG 2023 Publication. | Costs exclude external works. | Measure to GIA | - | - | - | The plant and machinery listed in the description has been included in this costing. | - | - | - | 10503 |  | M2 | - | NA | NA | NA | 747.301 | Option 1 | 926.5068 | 23.98% | 0 | 0 | -100% | -100% | 0 | -100% | Redirected | NA | VOA_GPN_GOV_UK\7246041 | 2019-08-30 | Low | - | - | Redirected, low risk | NA | - | NA | SPONS A&B | NA | (BEAMS Note 2) The ERC for this item should be added to all other rateable items on the hereditament (except land). Therefore the total of the ERC of the other Building Items and the P&M ERC (where applicable) to enable the correct contract size adjustment to be made. ERC of Building Component + ERC of P&M = Total ERC to which contract size adjustment should be applied. The appropriate % adjustment should be made in accordance with the scale for contract size adjustment specified under section 6 of the RCG 2021 Guidance notes. The currency ERC rates are set at £4m (Four Million Pounds) @ 1st April 2019 (AVD) for the RCG 2021 Publication. | - | - | 2 | TRUE
2069 | 41P465 | 5845 | 41P465 | Factory buildings process | Light - insulated | Sheet metal cladding | > 5000m² | Eaves ht - 13.0m | Building Construction: - Foundations: Concrete pad and strip foundations with 250mm mesh reinforced concrete floor. Frame: Light steel frame. Upper Floors: None. Roof: Double skin (insulated) profiled protected metal, fixed to steel purlins with plastic headed screws, translucent sheet glazing, rainwater gutters, down pipes and drainage. External Walls: 100mm brickwork infill to 1.0m; double skin (insulated) profiled protected metal cladding, fixed to horizontal steel purlins with plastic headed screws, translucent sheet glazing; rainwater gutters, down pipes and drainage. Windows and Doors: Single glazed windows in metal frames. Steel doors set within metal frames. Internal Walls: Block walls to toilet areas. Internal Finishes: None- paint to toilet area walls. Building Services: Electric light and power, water laid on, toilets, heating. | Location Adjustment Applicable (See Guidance Notes) - ERC = UK mean of 1.00 | (BEAMS Note 2) The ERC for this item should be added to all other rateable items on the hereditament (except land). Therefore the total of the ERC of the other Building Items and the P&M ERC (where applicable) to enable the correct contract size adjustment to be made. ERC of Building Component + ERC of P&M = Total ERC to which contract size adjustment should be applied. The appropriate % adjustment should be made in accordance with the scale for contract size adjustment specified under section 6 of the RCG 2023 Guidance notes. The currency ERC rates are set at £4m (Four Million Pounds) @ 1st April 2021 (AVD) for the RCG 2023 Publication. | Costs exclude external works. | Measure to GIA | - | - | - | The plant and machinery listed in the description has been included in this costing. | - | - | - | 10504 |  | M2 | - | NA | NA | NA | 329.0584 | Option 1 | 407.968 | 23.98% | 0 | 0 | -100% | -100% | 0 | -100% | Redirected | NA | VOA_GPN_GOV_UK\7246041 | 2019-08-30 | Low | - | - | Redirected, low risk | NA | - | NA | SPONS A&B | NA | (BEAMS Note 2) The ERC for this item should be added to all other rateable items on the hereditament (except land). Therefore the total of the ERC of the other Building Items and the P&M ERC (where applicable) to enable the correct contract size adjustment to be made. ERC of Building Component + ERC of P&M = Total ERC to which contract size adjustment should be applied. The appropriate % adjustment should be made in accordance with the scale for contract size adjustment specified under section 6 of the RCG 2021 Guidance notes. The currency ERC rates are set at £4m (Four Million Pounds) @ 1st April 2019 (AVD) for the RCG 2021 Publication. | - | - | 2 | TRUE
2070 | 41P466 | 5846 | 41P466 | Factory buildings process | Light - insulated | Sheet metal cladding | > 5000m² | Eaves ht - 14.0m | Building Construction: - Foundations: Concrete pad and strip foundations with 250mm mesh reinforced concrete floor. Frame: Light steel frame. Upper Floors: None. Roof: Double skin (insulated) profiled protected metal, fixed to steel purlins with plastic headed screws, translucent sheet glazing, rainwater gutters, down pipes and drainage. External Walls: 100mm brickwork infill to 1.0m; double skin (insulated) profiled protected metal cladding, fixed to horizontal steel purlins with plastic headed screws, translucent sheet glazing; rainwater gutters, down pipes and drainage. Windows and Doors: Single glazed windows in metal frames. Steel doors set within metal frames. Internal Walls: Block walls to toilet areas. Internal Finishes: None- paint to toilet area walls. Building Services: Electric light and power, water laid on, toilets, heating. | Location Adjustment Applicable (See Guidance Notes) - ERC = UK mean of 1.00 | (BEAMS Note 2) The ERC for this item should be added to all other rateable items on the hereditament (except land). Therefore the total of the ERC of the other Building Items and the P&M ERC (where applicable) to enable the correct contract size adjustment to be made. ERC of Building Component + ERC of P&M = Total ERC to which contract size adjustment should be applied. The appropriate % adjustment should be made in accordance with the scale for contract size adjustment specified under section 6 of the RCG 2023 Guidance notes. The currency ERC rates are set at £4m (Four Million Pounds) @ 1st April 2021 (AVD) for the RCG 2023 Publication. | Costs exclude external works. | Measure to GIA | - | - | - | The plant and machinery listed in the description has been included in this costing. | - | - | - | 10504 |  | M2 | - | NA | NA | NA | 335.2091 | Option 1 | 415.5936 | 23.98% | 0 | 0 | -100% | -100% | 0 | -100% | Redirected | NA | VOA_GPN_GOV_UK\7246041 | 2019-08-30 | Low | - | - | Redirected, low risk | NA | - | NA | SPONS A&B | NA | (BEAMS Note 2) The ERC for this item should be added to all other rateable items on the hereditament (except land). Therefore the total of the ERC of the other Building Items and the P&M ERC (where applicable) to enable the correct contract size adjustment to be made. ERC of Building Component + ERC of P&M = Total ERC to which contract size adjustment should be applied. The appropriate % adjustment should be made in accordance with the scale for contract size adjustment specified under section 6 of the RCG 2021 Guidance notes. The currency ERC rates are set at £4m (Four Million Pounds) @ 1st April 2019 (AVD) for the RCG 2021 Publication. | - | - | 2 | TRUE
2071 | 41P467 | 5847 | 41P467 | Factory buildings process | Light - insulated | Sheet metal cladding | > 5000m² | Eaves ht - 15.0m | Building Construction: - Foundations: Concrete pad and strip foundations with 250mm mesh reinforced concrete floor. Frame: Light steel frame. Upper Floors: None. Roof: Double skin (insulated) profiled protected metal, fixed to steel purlins with plastic headed screws, translucent sheet glazing, rainwater gutters, down pipes and drainage. External Walls: 100mm brickwork infill to 1.0m; double skin (insulated) profiled protected metal cladding, fixed to horizontal steel purlins with plastic headed screws, translucent sheet glazing; rainwater gutters, down pipes and drainage. Windows and Doors: Single glazed windows in metal frames. Steel doors set within metal frames. Internal Walls: Block walls to toilet areas. Internal Finishes: None- paint to toilet area walls. Building Services: Electric light and power, water laid on, toilets, heating. | Location Adjustment Applicable (See Guidance Notes) - ERC = UK mean of 1.00 | (BEAMS Note 2) The ERC for this item should be added to all other rateable items on the hereditament (except land). Therefore the total of the ERC of the other Building Items and the P&M ERC (where applicable) to enable the correct contract size adjustment to be made. ERC of Building Component + ERC of P&M = Total ERC to which contract size adjustment should be applied. The appropriate % adjustment should be made in accordance with the scale for contract size adjustment specified under section 6 of the RCG 2023 Guidance notes. The currency ERC rates are set at £4m (Four Million Pounds) @ 1st April 2021 (AVD) for the RCG 2023 Publication. | Costs exclude external works. | Measure to GIA | - | - | - | The plant and machinery listed in the description has been included in this costing. | - | - | - | 10504 |  | M2 | - | NA | NA | NA | 340.5909 | Option 1 | 422.266 | 23.98% | 0 | 0 | -100% | -100% | 0 | -100% | Redirected | NA | VOA_GPN_GOV_UK\7246041 | 2019-08-30 | Low | - | - | Redirected, low risk | NA | - | NA | SPONS A&B | NA | (BEAMS Note 2) The ERC for this item should be added to all other rateable items on the hereditament (except land). Therefore the total of the ERC of the other Building Items and the P&M ERC (where applicable) to enable the correct contract size adjustment to be made. ERC of Building Component + ERC of P&M = Total ERC to which contract size adjustment should be applied. The appropriate % adjustment should be made in accordance with the scale for contract size adjustment specified under section 6 of the RCG 2021 Guidance notes. The currency ERC rates are set at £4m (Four Million Pounds) @ 1st April 2019 (AVD) for the RCG 2021 Publication. | - | - | 2 | TRUE
2072 | 41P468 | 5848 | 41P468 | Factory buildings process | Light - insulated | Sheet metal cladding | > 5000m² | Eaves ht - 16.0m | Building Construction: - Foundations: Concrete pad and strip foundations with 250mm mesh reinforced concrete floor. Frame: Light steel frame. Upper Floors: None. Roof: Double skin (insulated) profiled protected metal, fixed to steel purlins with plastic headed screws, translucent sheet glazing, rainwater gutters, down pipes and drainage. External Walls: 100mm brickwork infill to 1.0m; double skin (insulated) profiled protected metal cladding, fixed to horizontal steel purlins with plastic headed screws, translucent sheet glazing; rainwater gutters, down pipes and drainage. Windows and Doors: Single glazed windows in metal frames. Steel doors set within metal frames. Internal Walls: Block walls to toilet areas. Internal Finishes: None- paint to toilet area walls. Building Services: Electric light and power, water laid on, toilets, heating. | Location Adjustment Applicable (See Guidance Notes) - ERC = UK mean of 1.00 | (BEAMS Note 2) The ERC for this item should be added to all other rateable items on the hereditament (except land). Therefore the total of the ERC of the other Building Items and the P&M ERC (where applicable) to enable the correct contract size adjustment to be made. ERC of Building Component + ERC of P&M = Total ERC to which contract size adjustment should be applied. The appropriate % adjustment should be made in accordance with the scale for contract size adjustment specified under section 6 of the RCG 2023 Guidance notes. The currency ERC rates are set at £4m (Four Million Pounds) @ 1st April 2021 (AVD) for the RCG 2023 Publication. | Costs exclude external works. | Measure to GIA | - | - | - | The plant and machinery listed in the description has been included in this costing. | - | - | - | 10504 |  | M2 | - | NA | NA | NA | 350.5856 | Option 1 | 434.6575 | 23.98% | 0 | 0 | -100% | -100% | 0 | -100% | Redirected | NA | VOA_GPN_GOV_UK\7246041 | 2019-08-30 | Low | - | - | Redirected, low risk | NA | - | NA | SPONS A&B | NA | (BEAMS Note 2) The ERC for this item should be added to all other rateable items on the hereditament (except land). Therefore the total of the ERC of the other Building Items and the P&M ERC (where applicable) to enable the correct contract size adjustment to be made. ERC of Building Component + ERC of P&M = Total ERC to which contract size adjustment should be applied. The appropriate % adjustment should be made in accordance with the scale for contract size adjustment specified under section 6 of the RCG 2021 Guidance notes. The currency ERC rates are set at £4m (Four Million Pounds) @ 1st April 2019 (AVD) for the RCG 2021 Publication. | - | - | 2 | TRUE
2073 | 41P469 | 5849 | 41P469 | Factory buildings process | Light - insulated | Sheet metal cladding | > 5000m² | Eaves ht - 17.0m | Building Construction: - Foundations: Concrete pad and strip foundations with 250mm mesh reinforced concrete floor. Frame: Light steel frame. Upper Floors: None. Roof: Double skin (insulated) profiled protected metal, fixed to steel purlins with plastic headed screws, translucent sheet glazing, rainwater gutters, down pipes and drainage. External Walls: 100mm brickwork infill to 1.0m; double skin (insulated) profiled protected metal cladding, fixed to horizontal steel purlins with plastic headed screws, translucent sheet glazing; rainwater gutters, down pipes and drainage. Windows and Doors: Single glazed windows in metal frames. Steel doors set within metal frames. Internal Walls: Block walls to toilet areas. Internal Finishes: None- paint to toilet area walls. Building Services: Electric light and power, water laid on, toilets, heating. | Location Adjustment Applicable (See Guidance Notes) - ERC = UK mean of 1.00 | (BEAMS Note 2) The ERC for this item should be added to all other rateable items on the hereditament (except land). Therefore the total of the ERC of the other Building Items and the P&M ERC (where applicable) to enable the correct contract size adjustment to be made. ERC of Building Component + ERC of P&M = Total ERC to which contract size adjustment should be applied. The appropriate % adjustment should be made in accordance with the scale for contract size adjustment specified under section 6 of the RCG 2023 Guidance notes. The currency ERC rates are set at £4m (Four Million Pounds) @ 1st April 2021 (AVD) for the RCG 2023 Publication. | Costs exclude external works. | Measure to GIA | - | - | - | The plant and machinery listed in the description has been included in this costing. | - | - | - | 10504 |  | M2 | - | NA | NA | NA | 357.5051 | Option 1 | 443.2363 | 23.98% | 0 | 0 | -100% | -100% | 0 | -100% | Redirected | NA | VOA_GPN_GOV_UK\7246041 | 2019-08-30 | Low | - | - | Redirected, low risk | NA | - | NA | SPONS A&B | NA | (BEAMS Note 2) The ERC for this item should be added to all other rateable items on the hereditament (except land). Therefore the total of the ERC of the other Building Items and the P&M ERC (where applicable) to enable the correct contract size adjustment to be made. ERC of Building Component + ERC of P&M = Total ERC to which contract size adjustment should be applied. The appropriate % adjustment should be made in accordance with the scale for contract size adjustment specified under section 6 of the RCG 2021 Guidance notes. The currency ERC rates are set at £4m (Four Million Pounds) @ 1st April 2019 (AVD) for the RCG 2021 Publication. | - | - | 2 | TRUE
2074 | 41P470 | 5850 | 41P470 | Factory buildings process | Light - insulated | Sheet metal cladding | > 5000m² | Eaves ht - 18.0m | Building Construction: - Foundations: Concrete pad and strip foundations with 250mm mesh reinforced concrete floor. Frame: Light steel frame. Upper Floors: None. Roof: Double skin (insulated) profiled protected metal, fixed to steel purlins with plastic headed screws, translucent sheet glazing, rainwater gutters, down pipes and drainage. External Walls: 100mm brickwork infill to 1.0m; double skin (insulated) profiled protected metal cladding, fixed to horizontal steel purlins with plastic headed screws, translucent sheet glazing; rainwater gutters, down pipes and drainage. Windows and Doors: Single glazed windows in metal frames. Steel doors set within metal frames. Internal Walls: Block walls to toilet areas. Internal Finishes: None- paint to toilet area walls. Building Services: Electric light and power, water laid on, toilets, heating. | Location Adjustment Applicable (See Guidance Notes) - ERC = UK mean of 1.00 | (BEAMS Note 2) The ERC for this item should be added to all other rateable items on the hereditament (except land). Therefore the total of the ERC of the other Building Items and the P&M ERC (where applicable) to enable the correct contract size adjustment to be made. ERC of Building Component + ERC of P&M = Total ERC to which contract size adjustment should be applied. The appropriate % adjustment should be made in accordance with the scale for contract size adjustment specified under section 6 of the RCG 2023 Guidance notes. The currency ERC rates are set at £4m (Four Million Pounds) @ 1st April 2021 (AVD) for the RCG 2023 Publication. | Costs exclude external works. | Measure to GIA | - | - | - | The plant and machinery listed in the description has been included in this costing. | - | - | - | 10504 |  | M2 | - | NA | NA | NA | 363.6557 | Option 1 | 450.8618 | 23.98% | 0 | 0 | -100% | -100% | 0 | -100% | Redirected | NA | VOA_GPN_GOV_UK\7246041 | 2019-08-30 | Low | - | - | Redirected, low risk | NA | - | NA | SPONS A&B | NA | (BEAMS Note 2) The ERC for this item should be added to all other rateable items on the hereditament (except land). Therefore the total of the ERC of the other Building Items and the P&M ERC (where applicable) to enable the correct contract size adjustment to be made. ERC of Building Component + ERC of P&M = Total ERC to which contract size adjustment should be applied. The appropriate % adjustment should be made in accordance with the scale for contract size adjustment specified under section 6 of the RCG 2021 Guidance notes. The currency ERC rates are set at £4m (Four Million Pounds) @ 1st April 2019 (AVD) for the RCG 2021 Publication. | - | - | 2 | TRUE
2075 | 41P471 | 5851 | 41P471 | Factory buildings process | Light - insulated | Sheet metal cladding | > 5000m² | Eaves ht - 19.0m | Building Construction: - Foundations: Concrete pad and strip foundations with 250mm mesh reinforced concrete floor. Frame: Light steel frame. Upper Floors: None. Roof: Double skin (insulated) profiled protected metal, fixed to steel purlins with plastic headed screws, translucent sheet glazing, rainwater gutters, down pipes and drainage. External Walls: 100mm brickwork infill to 1.0m; double skin (insulated) profiled protected metal cladding, fixed to horizontal steel purlins with plastic headed screws, translucent sheet glazing; rainwater gutters, down pipes and drainage. Windows and Doors: Single glazed windows in metal frames. Steel doors set within metal frames. Internal Walls: Block walls to toilet areas. Internal Finishes: None- paint to toilet area walls. Building Services: Electric light and power, water laid on, toilets, heating. | Location Adjustment Applicable (See Guidance Notes) - ERC = UK mean of 1.00 | (BEAMS Note 2) The ERC for this item should be added to all other rateable items on the hereditament (except land). Therefore the total of the ERC of the other Building Items and the P&M ERC (where applicable) to enable the correct contract size adjustment to be made. ERC of Building Component + ERC of P&M = Total ERC to which contract size adjustment should be applied. The appropriate % adjustment should be made in accordance with the scale for contract size adjustment specified under section 6 of the RCG 2023 Guidance notes. The currency ERC rates are set at £4m (Four Million Pounds) @ 1st April 2021 (AVD) for the RCG 2023 Publication. | Costs exclude external works. | Measure to GIA | - | - | - | The plant and machinery listed in the description has been included in this costing. | - | - | - | 10504 |  | M2 | - | NA | NA | NA | 370.5752 | Option 1 | 459.4406 | 23.98% | 0 | 0 | -100% | -100% | 0 | -100% | Redirected | NA | VOA_GPN_GOV_UK\7246041 | 2019-08-30 | Low | - | - | Redirected, low risk | NA | - | NA | SPONS A&B | NA | (BEAMS Note 2) The ERC for this item should be added to all other rateable items on the hereditament (except land). Therefore the total of the ERC of the other Building Items and the P&M ERC (where applicable) to enable the correct contract size adjustment to be made. ERC of Building Component + ERC of P&M = Total ERC to which contract size adjustment should be applied. The appropriate % adjustment should be made in accordance with the scale for contract size adjustment specified under section 6 of the RCG 2021 Guidance notes. The currency ERC rates are set at £4m (Four Million Pounds) @ 1st April 2019 (AVD) for the RCG 2021 Publication. | - | - | 2 | TRUE
2076 | 41P472 | 5852 | 41P472 | Factory buildings process | Light - insulated | Sheet metal cladding | > 5000m² | Eaves ht - 20.0m | Building Construction: - Foundations: Concrete pad and strip foundations with 250mm mesh reinforced concrete floor. Frame: Light steel frame. Upper Floors: None. Roof: Double skin (insulated) profiled protected metal, fixed to steel purlins with plastic headed screws, translucent sheet glazing, rainwater gutters, down pipes and drainage. External Walls: 100mm brickwork infill to 1.0m; double skin (insulated) profiled protected metal cladding, fixed to horizontal steel purlins with plastic headed screws, translucent sheet glazing; rainwater gutters, down pipes and drainage. Windows and Doors: Single glazed windows in metal frames. Steel doors set within metal frames. Internal Walls: Block walls to toilet areas. Internal Finishes: None- paint to toilet area walls. Building Services: Electric light and power, water laid on, toilets, heating. | Location Adjustment Applicable (See Guidance Notes) - ERC = UK mean of 1.00 | (BEAMS Note 2) The ERC for this item should be added to all other rateable items on the hereditament (except land). Therefore the total of the ERC of the other Building Items and the P&M ERC (where applicable) to enable the correct contract size adjustment to be made. ERC of Building Component + ERC of P&M = Total ERC to which contract size adjustment should be applied. The appropriate % adjustment should be made in accordance with the scale for contract size adjustment specified under section 6 of the RCG 2023 Guidance notes. The currency ERC rates are set at £4m (Four Million Pounds) @ 1st April 2021 (AVD) for the RCG 2023 Publication. | Costs exclude external works. | Measure to GIA | - | - | - | The plant and machinery listed in the description has been included in this costing. | - | - | - | 10504 |  | M2 | - | NA | NA | NA | 377.4946 | Option 1 | 468.0194 | 23.98% | 0 | 0 | -100% | -100% | 0 | -100% | Redirected | NA | VOA_GPN_GOV_UK\7246041 | 2019-08-30 | Low | - | - | Redirected, low risk | NA | - | NA | SPONS A&B | NA | (BEAMS Note 2) The ERC for this item should be added to all other rateable items on the hereditament (except land). Therefore the total of the ERC of the other Building Items and the P&M ERC (where applicable) to enable the correct contract size adjustment to be made. ERC of Building Component + ERC of P&M = Total ERC to which contract size adjustment should be applied. The appropriate % adjustment should be made in accordance with the scale for contract size adjustment specified under section 6 of the RCG 2021 Guidance notes. The currency ERC rates are set at £4m (Four Million Pounds) @ 1st April 2019 (AVD) for the RCG 2021 Publication. | - | - | 2 | TRUE
2077 | 41P473 | 5853 | 41P473 | Factory buildings process | Light - insulated | Sheet metal cladding | > 5000m² | Eaves ht - 21.0m | Building Construction: - Foundations: Concrete pad and strip foundations with 250mm mesh reinforced concrete floor. Frame: Light steel frame. Upper Floors: None. Roof: Double skin (insulated) profiled protected metal, fixed to steel purlins with plastic headed screws, translucent sheet glazing, rainwater gutters, down pipes and drainage. External Walls: 100mm brickwork infill to 1.0m; double skin (insulated) profiled protected metal cladding, fixed to horizontal steel purlins with plastic headed screws, translucent sheet glazing; rainwater gutters, down pipes and drainage. Windows and Doors: Single glazed windows in metal frames. Steel doors set within metal frames. Internal Walls: Block walls to toilet areas. Internal Finishes: None- paint to toilet area walls. Building Services: Electric light and power, water laid on, toilets, heating. | Location Adjustment Applicable (See Guidance Notes) - ERC = UK mean of 1.00 | (BEAMS Note 2) The ERC for this item should be added to all other rateable items on the hereditament (except land). Therefore the total of the ERC of the other Building Items and the P&M ERC (where applicable) to enable the correct contract size adjustment to be made. ERC of Building Component + ERC of P&M = Total ERC to which contract size adjustment should be applied. The appropriate % adjustment should be made in accordance with the scale for contract size adjustment specified under section 6 of the RCG 2023 Guidance notes. The currency ERC rates are set at £4m (Four Million Pounds) @ 1st April 2021 (AVD) for the RCG 2023 Publication. | Costs exclude external works. | Measure to GIA | - | - | - | The plant and machinery listed in the description has been included in this costing. | - | - | - | 10504 |  | M2 | - | NA | NA | NA | 383.6452 | Option 1 | 475.6449 | 23.98% | 0 | 0 | -100% | -100% | 0 | -100% | Redirected | NA | VOA_GPN_GOV_UK\7246041 | 2019-08-30 | Low | - | - | Redirected, low risk | NA | - | NA | SPONS A&B | NA | (BEAMS Note 2) The ERC for this item should be added to all other rateable items on the hereditament (except land). Therefore the total of the ERC of the other Building Items and the P&M ERC (where applicable) to enable the correct contract size adjustment to be made. ERC of Building Component + ERC of P&M = Total ERC to which contract size adjustment should be applied. The appropriate % adjustment should be made in accordance with the scale for contract size adjustment specified under section 6 of the RCG 2021 Guidance notes. The currency ERC rates are set at £4m (Four Million Pounds) @ 1st April 2019 (AVD) for the RCG 2021 Publication. | - | - | 2 | TRUE
2078 | 41P474 | 5854 | 41P474 | Factory buildings process | Light - insulated | Sheet metal cladding | > 5000m² | Eaves ht - 22.0m | Building Construction: - Foundations: Concrete pad and strip foundations with 250mm mesh reinforced concrete floor. Frame: Light steel frame. Upper Floors: None. Roof: Double skin (insulated) profiled protected metal, fixed to steel purlins with plastic headed screws, translucent sheet glazing, rainwater gutters, down pipes and drainage. External Walls: 100mm brickwork infill to 1.0m; double skin (insulated) profiled protected metal cladding, fixed to horizontal steel purlins with plastic headed screws, translucent sheet glazing; rainwater gutters, down pipes and drainage. Windows and Doors: Single glazed windows in metal frames. Steel doors set within metal frames. Internal Walls: Block walls to toilet areas. Internal Finishes: None- paint to toilet area walls. Building Services: Electric light and power, water laid on, toilets, heating. | Location Adjustment Applicable (See Guidance Notes) - ERC = UK mean of 1.00 | (BEAMS Note 2) The ERC for this item should be added to all other rateable items on the hereditament (except land). Therefore the total of the ERC of the other Building Items and the P&M ERC (where applicable) to enable the correct contract size adjustment to be made. ERC of Building Component + ERC of P&M = Total ERC to which contract size adjustment should be applied. The appropriate % adjustment should be made in accordance with the scale for contract size adjustment specified under section 6 of the RCG 2023 Guidance notes. The currency ERC rates are set at £4m (Four Million Pounds) @ 1st April 2021 (AVD) for the RCG 2023 Publication. | Costs exclude external works. | Measure to GIA | - | - | - | The plant and machinery listed in the description has been included in this costing. | - | - | - | 10504 |  | M2 | - | NA | NA | NA | 390.5647 | Option 1 | 484.2237 | 23.98% | 0 | 0 | -100% | -100% | 0 | -100% | Redirected | NA | VOA_GPN_GOV_UK\7246041 | 2019-08-30 | Low | - | - | Redirected, low risk | NA | - | NA | SPONS A&B | NA | (BEAMS Note 2) The ERC for this item should be added to all other rateable items on the hereditament (except land). Therefore the total of the ERC of the other Building Items and the P&M ERC (where applicable) to enable the correct contract size adjustment to be made. ERC of Building Component + ERC of P&M = Total ERC to which contract size adjustment should be applied. The appropriate % adjustment should be made in accordance with the scale for contract size adjustment specified under section 6 of the RCG 2021 Guidance notes. The currency ERC rates are set at £4m (Four Million Pounds) @ 1st April 2019 (AVD) for the RCG 2021 Publication. | - | - | 2 | TRUE
2079 | 41P475 | 5855 | 41P475 | Factory buildings process | Light - insulated | Sheet metal cladding | > 5000m² | Eaves ht - 23.0m | Building Construction: - Foundations: Concrete pad and strip foundations with 250mm mesh reinforced concrete floor. Frame: Light steel frame. Upper Floors: None. Roof: Double skin (insulated) profiled protected metal, fixed to steel purlins with plastic headed screws, translucent sheet glazing, rainwater gutters, down pipes and drainage. External Walls: 100mm brickwork infill to 1.0m; double skin (insulated) profiled protected metal cladding, fixed to horizontal steel purlins with plastic headed screws, translucent sheet glazing; rainwater gutters, down pipes and drainage. Windows and Doors: Single glazed windows in metal frames. Steel doors set within metal frames. Internal Walls: Block walls to toilet areas. Internal Finishes: None- paint to toilet area walls. Building Services: Electric light and power, water laid on, toilets, heating. | Location Adjustment Applicable (See Guidance Notes) - ERC = UK mean of 1.00 | (BEAMS Note 2) The ERC for this item should be added to all other rateable items on the hereditament (except land). Therefore the total of the ERC of the other Building Items and the P&M ERC (where applicable) to enable the correct contract size adjustment to be made. ERC of Building Component + ERC of P&M = Total ERC to which contract size adjustment should be applied. The appropriate % adjustment should be made in accordance with the scale for contract size adjustment specified under section 6 of the RCG 2023 Guidance notes. The currency ERC rates are set at £4m (Four Million Pounds) @ 1st April 2021 (AVD) for the RCG 2023 Publication. | Costs exclude external works. | Measure to GIA | - | - | - | The plant and machinery listed in the description has been included in this costing. | - | - | - | 10504 |  | M2 | - | NA | NA | NA | 397.4841 | Option 1 | 492.8025 | 23.98% | 0 | 0 | -100% | -100% | 0 | -100% | Redirected | NA | VOA_GPN_GOV_UK\7246041 | 2019-08-30 | Low | - | - | Redirected, low risk | NA | - | NA | SPONS A&B | NA | (BEAMS Note 2) The ERC for this item should be added to all other rateable items on the hereditament (except land). Therefore the total of the ERC of the other Building Items and the P&M ERC (where applicable) to enable the correct contract size adjustment to be made. ERC of Building Component + ERC of P&M = Total ERC to which contract size adjustment should be applied. The appropriate % adjustment should be made in accordance with the scale for contract size adjustment specified under section 6 of the RCG 2021 Guidance notes. The currency ERC rates are set at £4m (Four Million Pounds) @ 1st April 2019 (AVD) for the RCG 2021 Publication. | - | - | 2 | TRUE
2080 | 41P476 | 5856 | 41P476 | Factory buildings process | Light - insulated | Sheet metal cladding | > 5000m² | Eaves ht - 24.0m | Building Construction: - Foundations: Concrete pad and strip foundations with 250mm mesh reinforced concrete floor. Frame: Light steel frame. Upper Floors: None. Roof: Double skin (insulated) profiled protected metal, fixed to steel purlins with plastic headed screws, translucent sheet glazing, rainwater gutters, down pipes and drainage. External Walls: 100mm brickwork infill to 1.0m; double skin (insulated) profiled protected metal cladding, fixed to horizontal steel purlins with plastic headed screws, translucent sheet glazing; rainwater gutters, down pipes and drainage. Windows and Doors: Single glazed windows in metal frames. Steel doors set within metal frames. Internal Walls: Block walls to toilet areas. Internal Finishes: None- paint to toilet area walls. Building Services: Electric light and power, water laid on, toilets, heating. | Location Adjustment Applicable (See Guidance Notes) - ERC = UK mean of 1.00 | (BEAMS Note 2) The ERC for this item should be added to all other rateable items on the hereditament (except land). Therefore the total of the ERC of the other Building Items and the P&M ERC (where applicable) to enable the correct contract size adjustment to be made. ERC of Building Component + ERC of P&M = Total ERC to which contract size adjustment should be applied. The appropriate % adjustment should be made in accordance with the scale for contract size adjustment specified under section 6 of the RCG 2023 Guidance notes. The currency ERC rates are set at £4m (Four Million Pounds) @ 1st April 2021 (AVD) for the RCG 2023 Publication. | Costs exclude external works. | Measure to GIA | - | - | - | The plant and machinery listed in the description has been included in this costing. | - | - | - | 10504 |  | M2 | - | NA | NA | NA | 403.6348 | Option 1 | 500.428 | 23.98% | 0 | 0 | -100% | -100% | 0 | -100% | Redirected | NA | VOA_GPN_GOV_UK\7246041 | 2019-08-30 | Low | - | - | Redirected, low risk | NA | - | NA | SPONS A&B | NA | (BEAMS Note 2) The ERC for this item should be added to all other rateable items on the hereditament (except land). Therefore the total of the ERC of the other Building Items and the P&M ERC (where applicable) to enable the correct contract size adjustment to be made. ERC of Building Component + ERC of P&M = Total ERC to which contract size adjustment should be applied. The appropriate % adjustment should be made in accordance with the scale for contract size adjustment specified under section 6 of the RCG 2021 Guidance notes. The currency ERC rates are set at £4m (Four Million Pounds) @ 1st April 2019 (AVD) for the RCG 2021 Publication. | - | - | 2 | TRUE
2081 | 41P477 | 5857 | 41P477 | Factory buildings process | Light - insulated | Sheet metal cladding | > 5000m² | Eaves ht - 25.0m | Building Construction: - Foundations: Concrete pad and strip foundations with 250mm mesh reinforced concrete floor. Frame: Light steel frame. Upper Floors: None. Roof: Double skin (insulated) profiled protected metal, fixed to steel purlins with plastic headed screws, translucent sheet glazing, rainwater gutters, down pipes and drainage. External Walls: 100mm brickwork infill to 1.0m; double skin (insulated) profiled protected metal cladding, fixed to horizontal steel purlins with plastic headed screws, translucent sheet glazing; rainwater gutters, down pipes and drainage. Windows and Doors: Single glazed windows in metal frames. Steel doors set within metal frames. Internal Walls: Block walls to toilet areas. Internal Finishes: None- paint to toilet area walls. Building Services: Electric light and power, water laid on, toilets, heating. | Location Adjustment Applicable (See Guidance Notes) - ERC = UK mean of 1.00 | (BEAMS Note 2) The ERC for this item should be added to all other rateable items on the hereditament (except land). Therefore the total of the ERC of the other Building Items and the P&M ERC (where applicable) to enable the correct contract size adjustment to be made. ERC of Building Component + ERC of P&M = Total ERC to which contract size adjustment should be applied. The appropriate % adjustment should be made in accordance with the scale for contract size adjustment specified under section 6 of the RCG 2023 Guidance notes. The currency ERC rates are set at £4m (Four Million Pounds) @ 1st April 2021 (AVD) for the RCG 2023 Publication. | Costs exclude external works. | Measure to GIA | - | - | - | The plant and machinery listed in the description has been included in this costing. | - | - | - | 10504 |  | M2 | - | NA | NA | NA | 410.5542 | Option 1 | 509.0068 | 23.98% | 0 | 0 | -100% | -100% | 0 | -100% | Redirected | NA | VOA_GPN_GOV_UK\7246041 | 2019-08-30 | Low | - | - | Redirected, low risk | NA | - | NA | SPONS A&B | NA | (BEAMS Note 2) The ERC for this item should be added to all other rateable items on the hereditament (except land). Therefore the total of the ERC of the other Building Items and the P&M ERC (where applicable) to enable the correct contract size adjustment to be made. ERC of Building Component + ERC of P&M = Total ERC to which contract size adjustment should be applied. The appropriate % adjustment should be made in accordance with the scale for contract size adjustment specified under section 6 of the RCG 2021 Guidance notes. The currency ERC rates are set at £4m (Four Million Pounds) @ 1st April 2019 (AVD) for the RCG 2021 Publication. | - | - | 2 | TRUE
2082 | 41P478 | 5858 | 41P478 | Factory buildings process | Light - insulated | Sheet metal cladding | > 5000m² | Eaves ht - 26.0m | Building Construction: - Foundations: Concrete pad and strip foundations with 250mm mesh reinforced concrete floor. Frame: Light steel frame. Upper Floors: None. Roof: Double skin (insulated) profiled protected metal, fixed to steel purlins with plastic headed screws, translucent sheet glazing, rainwater gutters, down pipes and drainage. External Walls: 100mm brickwork infill to 1.0m; double skin (insulated) profiled protected metal cladding, fixed to horizontal steel purlins with plastic headed screws, translucent sheet glazing; rainwater gutters, down pipes and drainage. Windows and Doors: Single glazed windows in metal frames. Steel doors set within metal frames. Internal Walls: Block walls to toilet areas. Internal Finishes: None- paint to toilet area walls. Building Services: Electric light and power, water laid on, toilets, heating. | Location Adjustment Applicable (See Guidance Notes) - ERC = UK mean of 1.00 | (BEAMS Note 2) The ERC for this item should be added to all other rateable items on the hereditament (except land). Therefore the total of the ERC of the other Building Items and the P&M ERC (where applicable) to enable the correct contract size adjustment to be made. ERC of Building Component + ERC of P&M = Total ERC to which contract size adjustment should be applied. The appropriate % adjustment should be made in accordance with the scale for contract size adjustment specified under section 6 of the RCG 2023 Guidance notes. The currency ERC rates are set at £4m (Four Million Pounds) @ 1st April 2021 (AVD) for the RCG 2023 Publication. | Costs exclude external works. | Measure to GIA | - | - | - | The plant and machinery listed in the description has been included in this costing. | - | - | - | 10504 |  | M2 | - | NA | NA | NA | 419.7802 | Option 1 | 520.4452 | 23.98% | 0 | 0 | -100% | -100% | 0 | -100% | Redirected | NA | VOA_GPN_GOV_UK\7246041 | 2019-08-30 | Low | - | - | Redirected, low risk | NA | - | NA | SPONS A&B | NA | (BEAMS Note 2) The ERC for this item should be added to all other rateable items on the hereditament (except land). Therefore the total of the ERC of the other Building Items and the P&M ERC (where applicable) to enable the correct contract size adjustment to be made. ERC of Building Component + ERC of P&M = Total ERC to which contract size adjustment should be applied. The appropriate % adjustment should be made in accordance with the scale for contract size adjustment specified under section 6 of the RCG 2021 Guidance notes. The currency ERC rates are set at £4m (Four Million Pounds) @ 1st April 2019 (AVD) for the RCG 2021 Publication. | - | - | 2 | TRUE
2083 | 41P479 | 5859 | 41P479 | Factory buildings process | Light - insulated | Sheet metal cladding | > 5000m² | Eaves ht - 27.0m | Building Construction: - Foundations: Concrete pad and strip foundations with 250mm mesh reinforced concrete floor. Frame: Light steel frame. Upper Floors: None. Roof: Double skin (insulated) profiled protected metal, fixed to steel purlins with plastic headed screws, translucent sheet glazing, rainwater gutters, down pipes and drainage. External Walls: 100mm brickwork infill to 1.0m; double skin (insulated) profiled protected metal cladding, fixed to horizontal steel purlins with plastic headed screws, translucent sheet glazing; rainwater gutters, down pipes and drainage. Windows and Doors: Single glazed windows in metal frames. Steel doors set within metal frames. Internal Walls: Block walls to toilet areas. Internal Finishes: None- paint to toilet area walls. Building Services: Electric light and power, water laid on, toilets, heating. | Location Adjustment Applicable (See Guidance Notes) - ERC = UK mean of 1.00 | (BEAMS Note 2) The ERC for this item should be added to all other rateable items on the hereditament (except land). Therefore the total of the ERC of the other Building Items and the P&M ERC (where applicable) to enable the correct contract size adjustment to be made. ERC of Building Component + ERC of P&M = Total ERC to which contract size adjustment should be applied. The appropriate % adjustment should be made in accordance with the scale for contract size adjustment specified under section 6 of the RCG 2023 Guidance notes. The currency ERC rates are set at £4m (Four Million Pounds) @ 1st April 2021 (AVD) for the RCG 2023 Publication. | Costs exclude external works. | Measure to GIA | - | - | - | The plant and machinery listed in the description has been included in this costing. | - | - | - | 10504 |  | M2 | - | NA | NA | NA | 427.4684 | Option 1 | 529.9771 | 23.98% | 0 | 0 | -100% | -100% | 0 | -100% | Redirected | NA | VOA_GPN_GOV_UK\7246041 | 2019-08-30 | Low | - | - | Redirected, low risk | NA | - | NA | SPONS A&B | NA | (BEAMS Note 2) The ERC for this item should be added to all other rateable items on the hereditament (except land). Therefore the total of the ERC of the other Building Items and the P&M ERC (where applicable) to enable the correct contract size adjustment to be made. ERC of Building Component + ERC of P&M = Total ERC to which contract size adjustment should be applied. The appropriate % adjustment should be made in accordance with the scale for contract size adjustment specified under section 6 of the RCG 2021 Guidance notes. The currency ERC rates are set at £4m (Four Million Pounds) @ 1st April 2019 (AVD) for the RCG 2021 Publication. | - | - | 2 | TRUE
2084 | 41P480 | 5860 | 41P480 | Factory buildings process | Light - insulated | Sheet metal cladding | > 5000m² | Eaves ht - 28.0m | Building Construction: - Foundations: Concrete pad and strip foundations with 250mm mesh reinforced concrete floor. Frame: Light steel frame. Upper Floors: None. Roof: Double skin (insulated) profiled protected metal, fixed to steel purlins with plastic headed screws, translucent sheet glazing, rainwater gutters, down pipes and drainage. External Walls: 100mm brickwork infill to 1.0m; double skin (insulated) profiled protected metal cladding, fixed to horizontal steel purlins with plastic headed screws, translucent sheet glazing; rainwater gutters, down pipes and drainage. Windows and Doors: Single glazed windows in metal frames. Steel doors set within metal frames. Internal Walls: Block walls to toilet areas. Internal Finishes: None- paint to toilet area walls. Building Services: Electric light and power, water laid on, toilets, heating. | Location Adjustment Applicable (See Guidance Notes) - ERC = UK mean of 1.00 | (BEAMS Note 2) The ERC for this item should be added to all other rateable items on the hereditament (except land). Therefore the total of the ERC of the other Building Items and the P&M ERC (where applicable) to enable the correct contract size adjustment to be made. ERC of Building Component + ERC of P&M = Total ERC to which contract size adjustment should be applied. The appropriate % adjustment should be made in accordance with the scale for contract size adjustment specified under section 6 of the RCG 2023 Guidance notes. The currency ERC rates are set at £4m (Four Million Pounds) @ 1st April 2021 (AVD) for the RCG 2023 Publication. | Costs exclude external works. | Measure to GIA | - | - | - | The plant and machinery listed in the description has been included in this costing. | - | - | - | 10504 |  | M2 | - | NA | NA | NA | 435.9256 | Option 1 | 540.4623 | 23.98% | 0 | 0 | -100% | -100% | 0 | -100% | Redirected | NA | VOA_GPN_GOV_UK\7246041 | 2019-08-30 | Low | - | - | Redirected, low risk | NA | - | NA | SPONS A&B | NA | (BEAMS Note 2) The ERC for this item should be added to all other rateable items on the hereditament (except land). Therefore the total of the ERC of the other Building Items and the P&M ERC (where applicable) to enable the correct contract size adjustment to be made. ERC of Building Component + ERC of P&M = Total ERC to which contract size adjustment should be applied. The appropriate % adjustment should be made in accordance with the scale for contract size adjustment specified under section 6 of the RCG 2021 Guidance notes. The currency ERC rates are set at £4m (Four Million Pounds) @ 1st April 2019 (AVD) for the RCG 2021 Publication. | - | - | 2 | TRUE
2085 | 41P481 | 5861 | 41P481 | Factory buildings process | Light - insulated | Sheet metal cladding | > 5000m² | Eaves ht - 29.0m | Building Construction: - Foundations: Concrete pad and strip foundations with 250mm mesh reinforced concrete floor. Frame: Light steel frame. Upper Floors: None. Roof: Double skin (insulated) profiled protected metal, fixed to steel purlins with plastic headed screws, translucent sheet glazing, rainwater gutters, down pipes and drainage. External Walls: 100mm brickwork infill to 1.0m; double skin (insulated) profiled protected metal cladding, fixed to horizontal steel purlins with plastic headed screws, translucent sheet glazing; rainwater gutters, down pipes and drainage. Windows and Doors: Single glazed windows in metal frames. Steel doors set within metal frames. Internal Walls: Block walls to toilet areas. Internal Finishes: None- paint to toilet area walls. Building Services: Electric light and power, water laid on, toilets, heating. | Location Adjustment Applicable (See Guidance Notes) - ERC = UK mean of 1.00 | (BEAMS Note 2) The ERC for this item should be added to all other rateable items on the hereditament (except land). Therefore the total of the ERC of the other Building Items and the P&M ERC (where applicable) to enable the correct contract size adjustment to be made. ERC of Building Component + ERC of P&M = Total ERC to which contract size adjustment should be applied. The appropriate % adjustment should be made in accordance with the scale for contract size adjustment specified under section 6 of the RCG 2023 Guidance notes. The currency ERC rates are set at £4m (Four Million Pounds) @ 1st April 2021 (AVD) for the RCG 2023 Publication. | Costs exclude external works. | Measure to GIA | - | - | - | The plant and machinery listed in the description has been included in this costing. | - | - | - | 10504 |  | M2 | - | NA | NA | NA | 443.6138 | Option 1 | 549.9943 | 23.98% | 0 | 0 | -100% | -100% | 0 | -100% | Redirected | NA | VOA_GPN_GOV_UK\7246041 | 2019-08-30 | Low | - | - | Redirected, low risk | NA | - | NA | SPONS A&B | NA | (BEAMS Note 2) The ERC for this item should be added to all other rateable items on the hereditament (except land). Therefore the total of the ERC of the other Building Items and the P&M ERC (where applicable) to enable the correct contract size adjustment to be made. ERC of Building Component + ERC of P&M = Total ERC to which contract size adjustment should be applied. The appropriate % adjustment should be made in accordance with the scale for contract size adjustment specified under section 6 of the RCG 2021 Guidance notes. The currency ERC rates are set at £4m (Four Million Pounds) @ 1st April 2019 (AVD) for the RCG 2021 Publication. | - | - | 2 | TRUE
2086 | 41P482 | 5862 | 41P482 | Factory buildings process | Light - insulated | Sheet metal cladding | > 5000m² | Eaves ht - 30.0m | Building Construction: - Foundations: Concrete pad and strip foundations with 250mm mesh reinforced concrete floor. Frame: Light steel frame. Upper Floors: None. Roof: Double skin (insulated) profiled protected metal, fixed to steel purlins with plastic headed screws, translucent sheet glazing, rainwater gutters, down pipes and drainage. External Walls: 100mm brickwork infill to 1.0m; double skin (insulated) profiled protected metal cladding, fixed to horizontal steel purlins with plastic headed screws, translucent sheet glazing; rainwater gutters, down pipes and drainage. Windows and Doors: Single glazed windows in metal frames. Steel doors set within metal frames. Internal Walls: Block walls to toilet areas. Internal Finishes: None- paint to toilet area walls. Building Services: Electric light and power, water laid on, toilets, heating. | Location Adjustment Applicable (See Guidance Notes) - ERC = UK mean of 1.00 | (BEAMS Note 2) The ERC for this item should be added to all other rateable items on the hereditament (except land). Therefore the total of the ERC of the other Building Items and the P&M ERC (where applicable) to enable the correct contract size adjustment to be made. ERC of Building Component + ERC of P&M = Total ERC to which contract size adjustment should be applied. The appropriate % adjustment should be made in accordance with the scale for contract size adjustment specified under section 6 of the RCG 2023 Guidance notes. The currency ERC rates are set at £4m (Four Million Pounds) @ 1st April 2021 (AVD) for the RCG 2023 Publication. | Costs exclude external works. | Measure to GIA | - | - | - | The plant and machinery listed in the description has been included in this costing. | - | - | - | 10504 |  | M2 | - | NA | NA | NA | 451.3021 | Option 1 | 559.5262 | 23.98% | 0 | 0 | -100% | -100% | 0 | -100% | Redirected | NA | VOA_GPN_GOV_UK\7246041 | 2019-08-30 | Low | - | - | Redirected, low risk | NA | - | NA | SPONS A&B | NA | (BEAMS Note 2) The ERC for this item should be added to all other rateable items on the hereditament (except land). Therefore the total of the ERC of the other Building Items and the P&M ERC (where applicable) to enable the correct contract size adjustment to be made. ERC of Building Component + ERC of P&M = Total ERC to which contract size adjustment should be applied. The appropriate % adjustment should be made in accordance with the scale for contract size adjustment specified under section 6 of the RCG 2021 Guidance notes. The currency ERC rates are set at £4m (Four Million Pounds) @ 1st April 2019 (AVD) for the RCG 2021 Publication. | - | - | 2 | TRUE
2087 | 41P483 | 5863 | 41P483 | Factory buildings process | Light - insulated | Sheet metal cladding | > 5000m² | Eaves ht - 31.0m | Building Construction: - Foundations: Concrete pad and strip foundations with 250mm mesh reinforced concrete floor. Frame: Light steel frame. Upper Floors: None. Roof: Double skin (insulated) profiled protected metal, fixed to steel purlins with plastic headed screws, translucent sheet glazing, rainwater gutters, down pipes and drainage. External Walls: 100mm brickwork infill to 1.0m; double skin (insulated) profiled protected metal cladding, fixed to horizontal steel purlins with plastic headed screws, translucent sheet glazing; rainwater gutters, down pipes and drainage. Windows and Doors: Single glazed windows in metal frames. Steel doors set within metal frames. Internal Walls: Block walls to toilet areas. Internal Finishes: None- paint to toilet area walls. Building Services: Electric light and power, water laid on, toilets, heating. | Location Adjustment Applicable (See Guidance Notes) - ERC = UK mean of 1.00 | (BEAMS Note 2) The ERC for this item should be added to all other rateable items on the hereditament (except land). Therefore the total of the ERC of the other Building Items and the P&M ERC (where applicable) to enable the correct contract size adjustment to be made. ERC of Building Component + ERC of P&M = Total ERC to which contract size adjustment should be applied. The appropriate % adjustment should be made in accordance with the scale for contract size adjustment specified under section 6 of the RCG 2023 Guidance notes. The currency ERC rates are set at £4m (Four Million Pounds) @ 1st April 2021 (AVD) for the RCG 2023 Publication. | Costs exclude external works. | Measure to GIA | - | - | - | The plant and machinery listed in the description has been included in this costing. | - | - | - | 10504 |  | M2 | - | NA | NA | NA | 466.6787 | Option 1 | 578.5901 | 23.98% | 0 | 0 | -100% | -100% | 0 | -100% | Redirected | NA | VOA_GPN_GOV_UK\7246041 | 2019-08-30 | Low | - | - | Redirected, low risk | NA | - | NA | SPONS A&B | NA | (BEAMS Note 2) The ERC for this item should be added to all other rateable items on the hereditament (except land). Therefore the total of the ERC of the other Building Items and the P&M ERC (where applicable) to enable the correct contract size adjustment to be made. ERC of Building Component + ERC of P&M = Total ERC to which contract size adjustment should be applied. The appropriate % adjustment should be made in accordance with the scale for contract size adjustment specified under section 6 of the RCG 2021 Guidance notes. The currency ERC rates are set at £4m (Four Million Pounds) @ 1st April 2019 (AVD) for the RCG 2021 Publication. | - | - | 2 | TRUE
2088 | 41P484 | 5864 | 41P484 | Factory buildings process | Light - insulated | Sheet metal cladding | > 5000m² | Eaves ht - 32.0m | Building Construction: - Foundations: Concrete pad and strip foundations with 250mm mesh reinforced concrete floor. Frame: Light steel frame. Upper Floors: None. Roof: Double skin (insulated) profiled protected metal, fixed to steel purlins with plastic headed screws, translucent sheet glazing, rainwater gutters, down pipes and drainage. External Walls: 100mm brickwork infill to 1.0m; double skin (insulated) profiled protected metal cladding, fixed to horizontal steel purlins with plastic headed screws, translucent sheet glazing; rainwater gutters, down pipes and drainage. Windows and Doors: Single glazed windows in metal frames. Steel doors set within metal frames. Internal Walls: Block walls to toilet areas. Internal Finishes: None- paint to toilet area walls. Building Services: Electric light and power, water laid on, toilets, heating. | Location Adjustment Applicable (See Guidance Notes) - ERC = UK mean of 1.00 | (BEAMS Note 2) The ERC for this item should be added to all other rateable items on the hereditament (except land). Therefore the total of the ERC of the other Building Items and the P&M ERC (where applicable) to enable the correct contract size adjustment to be made. ERC of Building Component + ERC of P&M = Total ERC to which contract size adjustment should be applied. The appropriate % adjustment should be made in accordance with the scale for contract size adjustment specified under section 6 of the RCG 2023 Guidance notes. The currency ERC rates are set at £4m (Four Million Pounds) @ 1st April 2021 (AVD) for the RCG 2023 Publication. | Costs exclude external works. | Measure to GIA | - | - | - | The plant and machinery listed in the description has been included in this costing. | - | - | - | 10504 |  | M2 | - | NA | NA | NA | 475.9046 | Option 1 | 590.0285 | 23.98% | 0 | 0 | -100% | -100% | 0 | -100% | Redirected | NA | VOA_GPN_GOV_UK\7246041 | 2019-08-30 | Low | - | - | Redirected, low risk | NA | - | NA | SPONS A&B | NA | (BEAMS Note 2) The ERC for this item should be added to all other rateable items on the hereditament (except land). Therefore the total of the ERC of the other Building Items and the P&M ERC (where applicable) to enable the correct contract size adjustment to be made. ERC of Building Component + ERC of P&M = Total ERC to which contract size adjustment should be applied. The appropriate % adjustment should be made in accordance with the scale for contract size adjustment specified under section 6 of the RCG 2021 Guidance notes. The currency ERC rates are set at £4m (Four Million Pounds) @ 1st April 2019 (AVD) for the RCG 2021 Publication. | - | - | 2 | TRUE
2089 | 41P485 | 5865 | 41P485 | Factory buildings process | Light - insulated | Sheet metal cladding | > 5000m² | Eaves ht - 33.0m | Building Construction: - Foundations: Concrete pad and strip foundations with 250mm mesh reinforced concrete floor. Frame: Light steel frame. Upper Floors: None. Roof: Double skin (insulated) profiled protected metal, fixed to steel purlins with plastic headed screws, translucent sheet glazing, rainwater gutters, down pipes and drainage. External Walls: 100mm brickwork infill to 1.0m; double skin (insulated) profiled protected metal cladding, fixed to horizontal steel purlins with plastic headed screws, translucent sheet glazing; rainwater gutters, down pipes and drainage. Windows and Doors: Single glazed windows in metal frames. Steel doors set within metal frames. Internal Walls: Block walls to toilet areas. Internal Finishes: None- paint to toilet area walls. Building Services: Electric light and power, water laid on, toilets, heating. | Location Adjustment Applicable (See Guidance Notes) - ERC = UK mean of 1.00 | (BEAMS Note 2) The ERC for this item should be added to all other rateable items on the hereditament (except land). Therefore the total of the ERC of the other Building Items and the P&M ERC (where applicable) to enable the correct contract size adjustment to be made. ERC of Building Component + ERC of P&M = Total ERC to which contract size adjustment should be applied. The appropriate % adjustment should be made in accordance with the scale for contract size adjustment specified under section 6 of the RCG 2023 Guidance notes. The currency ERC rates are set at £4m (Four Million Pounds) @ 1st April 2021 (AVD) for the RCG 2023 Publication. | Costs exclude external works. | Measure to GIA | - | - | - | The plant and machinery listed in the description has been included in this costing. | - | - | - | 10504 |  | M2 | - | NA | NA | NA | 484.3617 | Option 1 | 600.5137 | 23.98% | 0 | 0 | -100% | -100% | 0 | -100% | Redirected | NA | VOA_GPN_GOV_UK\7246041 | 2019-08-30 | Low | - | - | Redirected, low risk | NA | - | NA | SPONS A&B | NA | (BEAMS Note 2) The ERC for this item should be added to all other rateable items on the hereditament (except land). Therefore the total of the ERC of the other Building Items and the P&M ERC (where applicable) to enable the correct contract size adjustment to be made. ERC of Building Component + ERC of P&M = Total ERC to which contract size adjustment should be applied. The appropriate % adjustment should be made in accordance with the scale for contract size adjustment specified under section 6 of the RCG 2021 Guidance notes. The currency ERC rates are set at £4m (Four Million Pounds) @ 1st April 2019 (AVD) for the RCG 2021 Publication. | - | - | 2 | TRUE
2090 | 41P486 | 5866 | 41P486 | Factory buildings process | Light - insulated | Sheet metal cladding | > 5000m² | Eaves ht - 34.0m | Building Construction: - Foundations: Concrete pad and strip foundations with 250mm mesh reinforced concrete floor. Frame: Light steel frame. Upper Floors: None. Roof: Double skin (insulated) profiled protected metal, fixed to steel purlins with plastic headed screws, translucent sheet glazing, rainwater gutters, down pipes and drainage. External Walls: 100mm brickwork infill to 1.0m; double skin (insulated) profiled protected metal cladding, fixed to horizontal steel purlins with plastic headed screws, translucent sheet glazing; rainwater gutters, down pipes and drainage. Windows and Doors: Single glazed windows in metal frames. Steel doors set within metal frames. Internal Walls: Block walls to toilet areas. Internal Finishes: None- paint to toilet area walls. Building Services: Electric light and power, water laid on, toilets, heating. | Location Adjustment Applicable (See Guidance Notes) - ERC = UK mean of 1.00 | (BEAMS Note 2) The ERC for this item should be added to all other rateable items on the hereditament (except land). Therefore the total of the ERC of the other Building Items and the P&M ERC (where applicable) to enable the correct contract size adjustment to be made. ERC of Building Component + ERC of P&M = Total ERC to which contract size adjustment should be applied. The appropriate % adjustment should be made in accordance with the scale for contract size adjustment specified under section 6 of the RCG 2023 Guidance notes. The currency ERC rates are set at £4m (Four Million Pounds) @ 1st April 2021 (AVD) for the RCG 2023 Publication. | Costs exclude external works. | Measure to GIA | - | - | - | The plant and machinery listed in the description has been included in this costing. | - | - | - | 10504 |  | M2 | - | NA | NA | NA | 493.5877 | Option 1 | 611.952 | 23.98% | 0 | 0 | -100% | -100% | 0 | -100% | Redirected | NA | VOA_GPN_GOV_UK\7246041 | 2019-08-30 | Low | - | - | Redirected, low risk | NA | - | NA | SPONS A&B | NA | (BEAMS Note 2) The ERC for this item should be added to all other rateable items on the hereditament (except land). Therefore the total of the ERC of the other Building Items and the P&M ERC (where applicable) to enable the correct contract size adjustment to be made. ERC of Building Component + ERC of P&M = Total ERC to which contract size adjustment should be applied. The appropriate % adjustment should be made in accordance with the scale for contract size adjustment specified under section 6 of the RCG 2021 Guidance notes. The currency ERC rates are set at £4m (Four Million Pounds) @ 1st April 2019 (AVD) for the RCG 2021 Publication. | - | - | 2 | TRUE
2091 | 41P487 | 5867 | 41P487 | Factory buildings process | Light - insulated | Sheet metal cladding | > 5000m² | Eaves ht - 35.0m | Building Construction: - Foundations: Concrete pad and strip foundations with 250mm mesh reinforced concrete floor. Frame: Light steel frame. Upper Floors: None. Roof: Double skin (insulated) profiled protected metal, fixed to steel purlins with plastic headed screws, translucent sheet glazing, rainwater gutters, down pipes and drainage. External Walls: 100mm brickwork infill to 1.0m; double skin (insulated) profiled protected metal cladding, fixed to horizontal steel purlins with plastic headed screws, translucent sheet glazing; rainwater gutters, down pipes and drainage. Windows and Doors: Single glazed windows in metal frames. Steel doors set within metal frames. Internal Walls: Block walls to toilet areas. Internal Finishes: None- paint to toilet area walls. Building Services: Electric light and power, water laid on, toilets, heating. | Location Adjustment Applicable (See Guidance Notes) - ERC = UK mean of 1.00 | (BEAMS Note 2) The ERC for this item should be added to all other rateable items on the hereditament (except land). Therefore the total of the ERC of the other Building Items and the P&M ERC (where applicable) to enable the correct contract size adjustment to be made. ERC of Building Component + ERC of P&M = Total ERC to which contract size adjustment should be applied. The appropriate % adjustment should be made in accordance with the scale for contract size adjustment specified under section 6 of the RCG 2023 Guidance notes. The currency ERC rates are set at £4m (Four Million Pounds) @ 1st April 2021 (AVD) for the RCG 2023 Publication. | Costs exclude external works. | Measure to GIA | - | - | - | The plant and machinery listed in the description has been included in this costing. | - | - | - | 10504 |  | M2 | - | NA | NA | NA | 502.0448 | Option 1 | 622.4372 | 23.98% | 0 | 0 | -100% | -100% | 0 | -100% | Redirected | NA | VOA_GPN_GOV_UK\7246041 | 2019-08-30 | Low | - | - | Redirected, low risk | NA | - | NA | SPONS A&B | NA | (BEAMS Note 2) The ERC for this item should be added to all other rateable items on the hereditament (except land). Therefore the total of the ERC of the other Building Items and the P&M ERC (where applicable) to enable the correct contract size adjustment to be made. ERC of Building Component + ERC of P&M = Total ERC to which contract size adjustment should be applied. The appropriate % adjustment should be made in accordance with the scale for contract size adjustment specified under section 6 of the RCG 2021 Guidance notes. The currency ERC rates are set at £4m (Four Million Pounds) @ 1st April 2019 (AVD) for the RCG 2021 Publication. | - | - | 2 | TRUE
2092 | 41P20A | 6258 | 41P20A | Factory buildings process | Light - uninsulated | Sheet metal cladding | <= 100m² | Eaves ht - 3.0m | Steel framed building with single skin PMS cladding to walls and roof. Building Construction : - Foundations : Concrete pad and strip foundations with 150mm mesh reinforced concrete slab. Frame : Light steel frame. Upper Floors : None. Roof : Single skin profiled protected metal, fitted to steel purlins with plastic headed screws, translucent sheet glazing; rainwater gutters, down pipes and drainage. External Walls : 100mm brickwork infill to 1.0m; single skin profiled protected metal cladding, fixed to horizontal steel rails with plastic headed screws, translucent sheet glazing; access doors goods/personnel. Windows and Doors : Single glazed windows in metal frames. Steel doors set within metal frames. Internal Walls : Block walls. Internal Finishes : None. Building Services : Electric light and power, water laid on, toilets, unheated. External works : Drainage to the curtilage. | Location Adjustment Applicable (See Guidance Notes) - ERC = UK mean of 1.00 | (BEAMS Note 2) The ERC for this item should be added to all other rateable items on the hereditament (except land). Therefore the total of the ERC of the other Building Items and the P&M ERC (where applicable) to enable the correct contract size adjustment to be made. ERC of Building Component + ERC of P&M = Total ERC to which contract size adjustment should be applied. The appropriate % adjustment should be made in accordance with the scale for contract size adjustment specified under section 6 of the RCG 2023 Guidance notes. The currency ERC rates are set at £4m (Four Million Pounds) @ 1st April 2021 (AVD) for the RCG 2023 Publication. | Costs exclude external works. | - | - | - | The plant and machinery listed in the description has been included in this costing. | - | - | Factory Buildings - Process, Light - Uninsulated | - | 10096 |  | M2 | - | NA | NA | NA | 309.8377 | Option 1 | 384.1381 | 23.98% | 0 | 0 | -100% | -100% | 0 | -100% | Redirected | NA | VOA_GPN_GOV_UK\7246041 | 2019-08-30 | Low | - | - | Redirected, low risk | NA | - | NA | SPONS A&B | NA | (BEAMS Note 2) The ERC for this item should be added to all other rateable items on the hereditament (except land). Therefore the total of the ERC of the other Building Items and the P&M ERC (where applicable) to enable the correct contract size adjustment to be made. ERC of Building Component + ERC of P&M = Total ERC to which contract size adjustment should be applied. The appropriate % adjustment should be made in accordance with the scale for contract size adjustment specified under section 6 of the RCG 2021 Guidance notes. The currency ERC rates are set at £4m (Four Million Pounds) @ 1st April 2019 (AVD) for the RCG 2021 Publication. | Factory Buildings - Process, Light - Uninsulated | - | 2 | TRUE
2093 | 41P20C | 6259 | 41P20C | Factory buildings process | Light - uninsulated | Sheet metal cladding | <= 100m² | Eaves ht - 3.5m | Steel framed building with single skin PMS cladding to walls and roof. Building Construction : - Foundations : Concrete pad and strip foundations with 150mm mesh reinforced concrete slab. Frame : Light steel frame. Upper Floors : None. Roof : Single skin profiled protected metal, fitted to steel purlins with plastic headed screws, translucent sheet glazing; rainwater gutters, down pipes and drainage. External Walls : 100mm brickwork infill to 1.0m; single skin profiled protected metal cladding, fixed to horizontal steel rails with plastic headed screws, translucent sheet glazing; access doors goods/personnel. Windows and Doors : Single glazed windows in metal frames. Steel doors set within metal frames. Internal Walls : Block walls. Internal Finishes : None. Building Services : Electric light and power, water laid on, toilets, unheated. External works : Drainage to the curtilage. | Location Adjustment Applicable (See Guidance Notes) - ERC = UK mean of 1.00 | (BEAMS Note 2) The ERC for this item should be added to all other rateable items on the hereditament (except land). Therefore the total of the ERC of the other Building Items and the P&M ERC (where applicable) to enable the correct contract size adjustment to be made. ERC of Building Component + ERC of P&M = Total ERC to which contract size adjustment should be applied. The appropriate % adjustment should be made in accordance with the scale for contract size adjustment specified under section 6 of the RCG 2023 Guidance notes. The currency ERC rates are set at £4m (Four Million Pounds) @ 1st April 2021 (AVD) for the RCG 2023 Publication. | Costs exclude external works. | - | - | - | The plant and machinery listed in the description has been included in this costing. | - | - | Factory Buildings - Process, Light - Uninsulated | - | 10096 |  | M2 | - | NA | NA | NA | 322.139 | Option 1 | 399.3892 | 23.98% | 0 | 0 | -100% | -100% | 0 | -100% | Redirected | NA | VOA_GPN_GOV_UK\7246041 | 2019-08-30 | Low | - | - | Redirected, low risk | NA | - | NA | SPONS A&B | NA | (BEAMS Note 2) The ERC for this item should be added to all other rateable items on the hereditament (except land). Therefore the total of the ERC of the other Building Items and the P&M ERC (where applicable) to enable the correct contract size adjustment to be made. ERC of Building Component + ERC of P&M = Total ERC to which contract size adjustment should be applied. The appropriate % adjustment should be made in accordance with the scale for contract size adjustment specified under section 6 of the RCG 2021 Guidance notes. The currency ERC rates are set at £4m (Four Million Pounds) @ 1st April 2019 (AVD) for the RCG 2021 Publication. | Factory Buildings - Process, Light - Uninsulated | - | 2 | TRUE
2094 | 41P20E | 6260 | 41P20E | Factory buildings process | Light - uninsulated | Sheet metal cladding | <= 100m² | Eaves ht - 4.0m | Steel framed building with single skin PMS cladding to walls and roof. Building Construction : - Foundations : Concrete pad and strip foundations with 150mm mesh reinforced concrete slab. Frame : Light steel frame. Upper Floors : None. Roof : Single skin profiled protected metal, fitted to steel purlins with plastic headed screws, translucent sheet glazing; rainwater gutters, down pipes and drainage. External Walls : 100mm brickwork infill to 1.0m; single skin profiled protected metal cladding, fixed to horizontal steel rails with plastic headed screws, translucent sheet glazing; access doors goods/personnel. Windows and Doors : Single glazed windows in metal frames. Steel doors set within metal frames. Internal Walls : Block walls. Internal Finishes : None. Building Services : Electric light and power, water laid on, toilets, unheated. External works : Drainage to the curtilage. | Location Adjustment Applicable (See Guidance Notes) - ERC = UK mean of 1.00 | (BEAMS Note 2) The ERC for this item should be added to all other rateable items on the hereditament (except land). Therefore the total of the ERC of the other Building Items and the P&M ERC (where applicable) to enable the correct contract size adjustment to be made. ERC of Building Component + ERC of P&M = Total ERC to which contract size adjustment should be applied. The appropriate % adjustment should be made in accordance with the scale for contract size adjustment specified under section 6 of the RCG 2023 Guidance notes. The currency ERC rates are set at £4m (Four Million Pounds) @ 1st April 2021 (AVD) for the RCG 2023 Publication. | Costs exclude external works. | - | - | - | The plant and machinery listed in the description has been included in this costing. | - | - | Factory Buildings - Process, Light - Uninsulated | - | 10096 |  | M2 | - | NA | NA | NA | 333.6714 | Option 1 | 413.6872 | 23.98% | 0 | 0 | -100% | -100% | 0 | -100% | Redirected | NA | VOA_GPN_GOV_UK\7246041 | 2019-08-30 | Low | - | - | Redirected, low risk | NA | - | NA | SPONS A&B | NA | (BEAMS Note 2) The ERC for this item should be added to all other rateable items on the hereditament (except land). Therefore the total of the ERC of the other Building Items and the P&M ERC (where applicable) to enable the correct contract size adjustment to be made. ERC of Building Component + ERC of P&M = Total ERC to which contract size adjustment should be applied. The appropriate % adjustment should be made in accordance with the scale for contract size adjustment specified under section 6 of the RCG 2021 Guidance notes. The currency ERC rates are set at £4m (Four Million Pounds) @ 1st April 2019 (AVD) for the RCG 2021 Publication. | Factory Buildings - Process, Light - Uninsulated | - | 2 | TRUE
2095 | 41P20G | 6261 | 41P20G | Factory buildings process | Light - uninsulated | Sheet metal cladding | <= 100m² | Eaves ht - 4.5m | Steel framed building with single skin PMS cladding to walls and roof. Building Construction : - Foundations : Concrete pad and strip foundations with 150mm mesh reinforced concrete slab. Frame : Light steel frame. Upper Floors : None. Roof : Single skin profiled protected metal, fitted to steel purlins with plastic headed screws, translucent sheet glazing; rainwater gutters, down pipes and drainage. External Walls : 100mm brickwork infill to 1.0m; single skin profiled protected metal cladding, fixed to horizontal steel rails with plastic headed screws, translucent sheet glazing; access doors goods/personnel. Windows and Doors : Single glazed windows in metal frames. Steel doors set within metal frames. Internal Walls : Block walls. Internal Finishes : None. Building Services : Electric light and power, water laid on, toilets, unheated. External works : Drainage to the curtilage. | Location Adjustment Applicable (See Guidance Notes) - ERC = UK mean of 1.00 | (BEAMS Note 2) The ERC for this item should be added to all other rateable items on the hereditament (except land). Therefore the total of the ERC of the other Building Items and the P&M ERC (where applicable) to enable the correct contract size adjustment to be made. ERC of Building Component + ERC of P&M = Total ERC to which contract size adjustment should be applied. The appropriate % adjustment should be made in accordance with the scale for contract size adjustment specified under section 6 of the RCG 2023 Guidance notes. The currency ERC rates are set at £4m (Four Million Pounds) @ 1st April 2021 (AVD) for the RCG 2023 Publication. | Costs exclude external works. | - | - | - | The plant and machinery listed in the description has been included in this costing. | - | - | Factory Buildings - Process, Light - Uninsulated | - | 10096 |  | M2 | - | NA | NA | NA | 368.2687 | Option 1 | 456.581 | 23.98% | 0 | 0 | -100% | -100% | 0 | -100% | Redirected | NA | VOA_GPN_GOV_UK\7246041 | 2019-08-30 | Low | - | - | Redirected, low risk | NA | - | NA | SPONS A&B | NA | (BEAMS Note 2) The ERC for this item should be added to all other rateable items on the hereditament (except land). Therefore the total of the ERC of the other Building Items and the P&M ERC (where applicable) to enable the correct contract size adjustment to be made. ERC of Building Component + ERC of P&M = Total ERC to which contract size adjustment should be applied. The appropriate % adjustment should be made in accordance with the scale for contract size adjustment specified under section 6 of the RCG 2021 Guidance notes. The currency ERC rates are set at £4m (Four Million Pounds) @ 1st April 2019 (AVD) for the RCG 2021 Publication. | Factory Buildings - Process, Light - Uninsulated | - | 2 | TRUE
2096 | 41P20H | 6262 | 41P20H | Factory buildings process | Light - uninsulated | Sheet metal cladding | <= 100m² | Eaves ht - 5.0m | Steel framed building with single skin PMS cladding to walls and roof. Building Construction : - Foundations : Concrete pad and strip foundations with 150mm mesh reinforced concrete slab. Frame : Light steel frame. Upper Floors : None. Roof : Single skin profiled protected metal, fitted to steel purlins with plastic headed screws, translucent sheet glazing; rainwater gutters, down pipes and drainage. External Walls : 100mm brickwork infill to 1.0m; single skin profiled protected metal cladding, fixed to horizontal steel rails with plastic headed screws, translucent sheet glazing; access doors goods/personnel. Windows and Doors : Single glazed windows in metal frames. Steel doors set within metal frames. Internal Walls : Block walls. Internal Finishes : None. Building Services : Electric light and power, water laid on, toilets, unheated. External works : Drainage to the curtilage. | Location Adjustment Applicable (See Guidance Notes) - ERC = UK mean of 1.00 | (BEAMS Note 2) The ERC for this item should be added to all other rateable items on the hereditament (except land). Therefore the total of the ERC of the other Building Items and the P&M ERC (where applicable) to enable the correct contract size adjustment to be made. ERC of Building Component + ERC of P&M = Total ERC to which contract size adjustment should be applied. The appropriate % adjustment should be made in accordance with the scale for contract size adjustment specified under section 6 of the RCG 2023 Guidance notes. The currency ERC rates are set at £4m (Four Million Pounds) @ 1st April 2021 (AVD) for the RCG 2023 Publication. | Costs exclude external works. | - | - | - | The plant and machinery listed in the description has been included in this costing. | - | - | Factory Buildings - Process, Light - Uninsulated | - | 10096 |  | M2 | - | NA | NA | NA | 379.8011 | Option 1 | 470.879 | 23.98% | 0 | 0 | -100% | -100% | 0 | -100% | Redirected | NA | VOA_GPN_GOV_UK\7246041 | 2019-08-30 | Low | - | - | Redirected, low risk | NA | - | NA | SPONS A&B | NA | (BEAMS Note 2) The ERC for this item should be added to all other rateable items on the hereditament (except land). Therefore the total of the ERC of the other Building Items and the P&M ERC (where applicable) to enable the correct contract size adjustment to be made. ERC of Building Component + ERC of P&M = Total ERC to which contract size adjustment should be applied. The appropriate % adjustment should be made in accordance with the scale for contract size adjustment specified under section 6 of the RCG 2021 Guidance notes. The currency ERC rates are set at £4m (Four Million Pounds) @ 1st April 2019 (AVD) for the RCG 2021 Publication. | Factory Buildings - Process, Light - Uninsulated | - | 2 | TRUE
2097 | 41P20K | 6263 | 41P20K | Factory buildings process | Light - uninsulated | Sheet metal cladding | <= 100m² | Eaves ht - 5.5m | Steel framed building with single skin PMS cladding to walls and roof. Building Construction : - Foundations : Concrete pad and strip foundations with 150mm mesh reinforced concrete slab. Frame : Light steel frame. Upper Floors : None. Roof : Single skin profiled protected metal, fitted to steel purlins with plastic headed screws, translucent sheet glazing; rainwater gutters, down pipes and drainage. External Walls : 100mm brickwork infill to 1.0m; single skin profiled protected metal cladding, fixed to horizontal steel rails with plastic headed screws, translucent sheet glazing; access doors goods/personnel. Windows and Doors : Single glazed windows in metal frames. Steel doors set within metal frames. Internal Walls : Block walls. Internal Finishes : None. Building Services : Electric light and power, water laid on, toilets, unheated. External works : Drainage to the curtilage. | Location Adjustment Applicable (See Guidance Notes) - ERC = UK mean of 1.00 | (BEAMS Note 2) The ERC for this item should be added to all other rateable items on the hereditament (except land). Therefore the total of the ERC of the other Building Items and the P&M ERC (where applicable) to enable the correct contract size adjustment to be made. ERC of Building Component + ERC of P&M = Total ERC to which contract size adjustment should be applied. The appropriate % adjustment should be made in accordance with the scale for contract size adjustment specified under section 6 of the RCG 2023 Guidance notes. The currency ERC rates are set at £4m (Four Million Pounds) @ 1st April 2021 (AVD) for the RCG 2023 Publication. | Costs exclude external works. | - | - | - | The plant and machinery listed in the description has been included in this costing. | - | - | Factory Buildings - Process, Light - Uninsulated | - | 10096 |  | M2 | - | NA | NA | NA | 422.0866 | Option 1 | 523.3048 | 23.98% | 0 | 0 | -100% | -100% | 0 | -100% | Redirected | NA | VOA_GPN_GOV_UK\7246041 | 2019-08-30 | Low | - | - | Redirected, low risk | NA | - | NA | SPONS A&B | NA | (BEAMS Note 2) The ERC for this item should be added to all other rateable items on the hereditament (except land). Therefore the total of the ERC of the other Building Items and the P&M ERC (where applicable) to enable the correct contract size adjustment to be made. ERC of Building Component + ERC of P&M = Total ERC to which contract size adjustment should be applied. The appropriate % adjustment should be made in accordance with the scale for contract size adjustment specified under section 6 of the RCG 2021 Guidance notes. The currency ERC rates are set at £4m (Four Million Pounds) @ 1st April 2019 (AVD) for the RCG 2021 Publication. | Factory Buildings - Process, Light - Uninsulated | - | 2 | TRUE
2098 | 41P20M | 6264 | 41P20M | Factory buildings process | Light - uninsulated | Sheet metal cladding | <= 100m² | Eaves ht - 6.0m | Steel framed building with single skin PMS cladding to walls and roof. Building Construction : - Foundations : Concrete pad and strip foundations with 150mm mesh reinforced concrete slab. Frame : Light steel frame. Upper Floors : None. Roof : Single skin profiled protected metal, fitted to steel purlins with plastic headed screws, translucent sheet glazing; rainwater gutters, down pipes and drainage. External Walls : 100mm brickwork infill to 1.0m; single skin profiled protected metal cladding, fixed to horizontal steel rails with plastic headed screws, translucent sheet glazing; access doors goods/personnel. Windows and Doors : Single glazed windows in metal frames. Steel doors set within metal frames. Internal Walls : Block walls. Internal Finishes : None. Building Services : Electric light and power, water laid on, toilets, unheated. External works : Drainage to the curtilage. | Location Adjustment Applicable (See Guidance Notes) - ERC = UK mean of 1.00 | (BEAMS Note 2) The ERC for this item should be added to all other rateable items on the hereditament (except land). Therefore the total of the ERC of the other Building Items and the P&M ERC (where applicable) to enable the correct contract size adjustment to be made. ERC of Building Component + ERC of P&M = Total ERC to which contract size adjustment should be applied. The appropriate % adjustment should be made in accordance with the scale for contract size adjustment specified under section 6 of the RCG 2023 Guidance notes. The currency ERC rates are set at £4m (Four Million Pounds) @ 1st April 2021 (AVD) for the RCG 2023 Publication. | Costs exclude external works. | - | - | - | The plant and machinery listed in the description has been included in this costing. | - | - | Factory Buildings - Process, Light - Uninsulated | - | 10096 |  | M2 | - | NA | NA | NA | 435.9256 | Option 1 | 540.4623 | 23.98% | 0 | 0 | -100% | -100% | 0 | -100% | Redirected | NA | VOA_GPN_GOV_UK\7246041 | 2019-08-30 | Low | - | - | Redirected, low risk | NA | - | NA | SPONS A&B | NA | (BEAMS Note 2) The ERC for this item should be added to all other rateable items on the hereditament (except land). Therefore the total of the ERC of the other Building Items and the P&M ERC (where applicable) to enable the correct contract size adjustment to be made. ERC of Building Component + ERC of P&M = Total ERC to which contract size adjustment should be applied. The appropriate % adjustment should be made in accordance with the scale for contract size adjustment specified under section 6 of the RCG 2021 Guidance notes. The currency ERC rates are set at £4m (Four Million Pounds) @ 1st April 2019 (AVD) for the RCG 2021 Publication. | Factory Buildings - Process, Light - Uninsulated | - | 2 | TRUE
2099 | 41P20P | 6265 | 41P20P | Factory buildings process | Light - uninsulated | Sheet metal cladding | <= 100m² | Eaves ht - 6.5m | Steel framed building with single skin PMS cladding to walls and roof. Building Construction : - Foundations : Concrete pad and strip foundations with 150mm mesh reinforced concrete slab. Frame : Light steel frame. Upper Floors : None. Roof : Single skin profiled protected metal, fitted to steel purlins with plastic headed screws, translucent sheet glazing; rainwater gutters, down pipes and drainage. External Walls : 100mm brickwork infill to 1.0m; single skin profiled protected metal cladding, fixed to horizontal steel rails with plastic headed screws, translucent sheet glazing; access doors goods/personnel. Windows and Doors : Single glazed windows in metal frames. Steel doors set within metal frames. Internal Walls : Block walls. Internal Finishes : None. Building Services : Electric light and power, water laid on, toilets, unheated. External works : Drainage to the curtilage. | Location Adjustment Applicable (See Guidance Notes) - ERC = UK mean of 1.00 | (BEAMS Note 2) The ERC for this item should be added to all other rateable items on the hereditament (except land). Therefore the total of the ERC of the other Building Items and the P&M ERC (where applicable) to enable the correct contract size adjustment to be made. ERC of Building Component + ERC of P&M = Total ERC to which contract size adjustment should be applied. The appropriate % adjustment should be made in accordance with the scale for contract size adjustment specified under section 6 of the RCG 2023 Guidance notes. The currency ERC rates are set at £4m (Four Million Pounds) @ 1st April 2021 (AVD) for the RCG 2023 Publication. | Costs exclude external works. | - | - | - | The plant and machinery listed in the description has been included in this costing. | - | - | Factory Buildings - Process, Light - Uninsulated | - | 10096 |  | M2 | - | NA | NA | NA | 449.7645 | Option 1 | 557.6198 | 23.98% | 0 | 0 | -100% | -100% | 0 | -100% | Redirected | NA | VOA_GPN_GOV_UK\7246041 | 2019-08-30 | Low | - | - | Redirected, low risk | NA | - | NA | SPONS A&B | NA | (BEAMS Note 2) The ERC for this item should be added to all other rateable items on the hereditament (except land). Therefore the total of the ERC of the other Building Items and the P&M ERC (where applicable) to enable the correct contract size adjustment to be made. ERC of Building Component + ERC of P&M = Total ERC to which contract size adjustment should be applied. The appropriate % adjustment should be made in accordance with the scale for contract size adjustment specified under section 6 of the RCG 2021 Guidance notes. The currency ERC rates are set at £4m (Four Million Pounds) @ 1st April 2019 (AVD) for the RCG 2021 Publication. | Factory Buildings - Process, Light - Uninsulated | - | 2 | TRUE
2100 | 41P20R | 6269 | 41P20R | Factory buildings process | Light - uninsulated | Sheet metal cladding | <= 100m² | Eaves ht - 7.0m | Steel framed building with single skin PMS cladding to walls and roof. Building Construction : - Foundations : Concrete pad and strip foundations with 150mm mesh reinforced concrete slab. Frame : Light steel frame. Upper Floors : None. Roof : Single skin profiled protected metal, fitted to steel purlins with plastic headed screws, translucent sheet glazing; rainwater gutters, down pipes and drainage. External Walls : 100mm brickwork infill to 1.0m; single skin profiled protected metal cladding, fixed to horizontal steel rails with plastic headed screws, translucent sheet glazing; access doors goods/personnel. Windows and Doors : Single glazed windows in metal frames. Steel doors set within metal frames. Internal Walls : Block walls. Internal Finishes : None. Building Services : Electric light and power, water laid on, toilets, unheated. External works : Drainage to the curtilage. | Location Adjustment Applicable (See Guidance Notes) - ERC = UK mean of 1.00 | (BEAMS Note 2) The ERC for this item should be added to all other rateable items on the hereditament (except land). Therefore the total of the ERC of the other Building Items and the P&M ERC (where applicable) to enable the correct contract size adjustment to be made. ERC of Building Component + ERC of P&M = Total ERC to which contract size adjustment should be applied. The appropriate % adjustment should be made in accordance with the scale for contract size adjustment specified under section 6 of the RCG 2023 Guidance notes. The currency ERC rates are set at £4m (Four Million Pounds) @ 1st April 2021 (AVD) for the RCG 2023 Publication. | Costs exclude external works. | - | - | - | The plant and machinery listed in the description has been included in this costing. | - | - | Factory Buildings - Process, Light - Uninsulated | - | 10096 |  | M2 | - | NA | NA | NA | 442.0762 | Option 1 | 548.0879 | 23.98% | 0 | 0 | -100% | -100% | 0 | -100% | Redirected | NA | VOA_GPN_GOV_UK\7246041 | 2019-08-30 | Low | - | - | Redirected, low risk | NA | - | NA | SPONS A&B | NA | (BEAMS Note 2) The ERC for this item should be added to all other rateable items on the hereditament (except land). Therefore the total of the ERC of the other Building Items and the P&M ERC (where applicable) to enable the correct contract size adjustment to be made. ERC of Building Component + ERC of P&M = Total ERC to which contract size adjustment should be applied. The appropriate % adjustment should be made in accordance with the scale for contract size adjustment specified under section 6 of the RCG 2021 Guidance notes. The currency ERC rates are set at £4m (Four Million Pounds) @ 1st April 2019 (AVD) for the RCG 2021 Publication. | Factory Buildings - Process, Light - Uninsulated | - | 2 | TRUE
2101 | 41P20T | 6270 | 41P20T | Factory buildings process | Light - uninsulated | Sheet metal cladding | <= 100m² | Eaves ht - 7.5m | Steel framed building with single skin PMS cladding to walls and roof. Building Construction : - Foundations : Concrete pad and strip foundations with 150mm mesh reinforced concrete slab. Frame : Light steel frame. Upper Floors : None. Roof : Single skin profiled protected metal, fitted to steel purlins with plastic headed screws, translucent sheet glazing; rainwater gutters, down pipes and drainage. External Walls : 100mm brickwork infill to 1.0m; single skin profiled protected metal cladding, fixed to horizontal steel rails with plastic headed screws, translucent sheet glazing; access doors goods/personnel. Windows and Doors : Single glazed windows in metal frames. Steel doors set within metal frames. Internal Walls : Block walls. Internal Finishes : None. Building Services : Electric light and power, water laid on, toilets, unheated. External works : Drainage to the curtilage. | Location Adjustment Applicable (See Guidance Notes) - ERC = UK mean of 1.00 | (BEAMS Note 2) The ERC for this item should be added to all other rateable items on the hereditament (except land). Therefore the total of the ERC of the other Building Items and the P&M ERC (where applicable) to enable the correct contract size adjustment to be made. ERC of Building Component + ERC of P&M = Total ERC to which contract size adjustment should be applied. The appropriate % adjustment should be made in accordance with the scale for contract size adjustment specified under section 6 of the RCG 2023 Guidance notes. The currency ERC rates are set at £4m (Four Million Pounds) @ 1st April 2021 (AVD) for the RCG 2023 Publication. | Costs exclude external works. | - | - | - | The plant and machinery listed in the description has been included in this costing. | - | - | Factory Buildings - Process, Light - Uninsulated | - | 10096 |  | M2 | - | NA | NA | NA | 455.9151 | Option 1 | 565.2454 | 23.98% | 0 | 0 | -100% | -100% | 0 | -100% | Redirected | NA | VOA_GPN_GOV_UK\7246041 | 2019-08-30 | Low | - | - | Redirected, low risk | NA | - | NA | SPONS A&B | NA | (BEAMS Note 2) The ERC for this item should be added to all other rateable items on the hereditament (except land). Therefore the total of the ERC of the other Building Items and the P&M ERC (where applicable) to enable the correct contract size adjustment to be made. ERC of Building Component + ERC of P&M = Total ERC to which contract size adjustment should be applied. The appropriate % adjustment should be made in accordance with the scale for contract size adjustment specified under section 6 of the RCG 2021 Guidance notes. The currency ERC rates are set at £4m (Four Million Pounds) @ 1st April 2019 (AVD) for the RCG 2021 Publication. | Factory Buildings - Process, Light - Uninsulated | - | 2 | TRUE
2102 | 41P21A | 6271 | 41P21A | Factory buildings process | Light - uninsulated | Sheet metal cladding | <= 100m² | Eaves ht - 8.0m | Steel framed building with single skin PMS cladding to walls and roof. Building Construction : - Foundations : Concrete pad and strip foundations with 150mm mesh reinforced concrete slab. Frame : Light steel frame. Upper Floors : None. Roof : Single skin profiled protected metal, fitted to steel purlins with plastic headed screws, translucent sheet glazing; rainwater gutters, down pipes and drainage. External Walls : 100mm brickwork infill to 1.0m; single skin profiled protected metal cladding, fixed to horizontal steel rails with plastic headed screws, translucent sheet glazing; access doors goods/personnel. Windows and Doors : Single glazed windows in metal frames. Steel doors set within metal frames. Internal Walls : Block walls. Internal Finishes : None. Building Services : Electric light and power, water laid on, toilets, unheated. External works : Drainage to the curtilage. | Location Adjustment Applicable (See Guidance Notes) - ERC = UK mean of 1.00 | (BEAMS Note 2) The ERC for this item should be added to all other rateable items on the hereditament (except land). Therefore the total of the ERC of the other Building Items and the P&M ERC (where applicable) to enable the correct contract size adjustment to be made. ERC of Building Component + ERC of P&M = Total ERC to which contract size adjustment should be applied. The appropriate % adjustment should be made in accordance with the scale for contract size adjustment specified under section 6 of the RCG 2023 Guidance notes. The currency ERC rates are set at £4m (Four Million Pounds) @ 1st April 2021 (AVD) for the RCG 2023 Publication. | Costs exclude external works. | - | - | - | The plant and machinery listed in the description has been included in this costing. | - | - | Factory Buildings - Process, Light - Uninsulated | - | 10096 |  | M2 | - | NA | NA | NA | 520.4966 | Option 1 | 645.3139 | 23.98% | 0 | 0 | -100% | -100% | 0 | -100% | Redirected | NA | VOA_GPN_GOV_UK\7246041 | 2019-08-30 | Low | - | - | Redirected, low risk | NA | - | NA | SPONS A&B | NA | (BEAMS Note 2) The ERC for this item should be added to all other rateable items on the hereditament (except land). Therefore the total of the ERC of the other Building Items and the P&M ERC (where applicable) to enable the correct contract size adjustment to be made. ERC of Building Component + ERC of P&M = Total ERC to which contract size adjustment should be applied. The appropriate % adjustment should be made in accordance with the scale for contract size adjustment specified under section 6 of the RCG 2021 Guidance notes. The currency ERC rates are set at £4m (Four Million Pounds) @ 1st April 2019 (AVD) for the RCG 2021 Publication. | Factory Buildings - Process, Light - Uninsulated | - | 2 | TRUE
2103 | 41P21C | 6272 | 41P21C | Factory buildings process | Light - uninsulated | Sheet metal cladding | <= 100m² | Eaves ht - 8.5m | Steel framed building with single skin PMS cladding to walls and roof. Building Construction : - Foundations : Concrete pad and strip foundations with 150mm mesh reinforced concrete slab. Frame : Light steel frame. Upper Floors : None. Roof : Single skin profiled protected metal, fitted to steel purlins with plastic headed screws, translucent sheet glazing; rainwater gutters, down pipes and drainage. External Walls : 100mm brickwork infill to 1.0m; single skin profiled protected metal cladding, fixed to horizontal steel rails with plastic headed screws, translucent sheet glazing; access doors goods/personnel. Windows and Doors : Single glazed windows in metal frames. Steel doors set within metal frames. Internal Walls : Block walls. Internal Finishes : None. Building Services : Electric light and power, water laid on, toilets, unheated. External works : Drainage to the curtilage. | Location Adjustment Applicable (See Guidance Notes) - ERC = UK mean of 1.00 | (BEAMS Note 2) The ERC for this item should be added to all other rateable items on the hereditament (except land). Therefore the total of the ERC of the other Building Items and the P&M ERC (where applicable) to enable the correct contract size adjustment to be made. ERC of Building Component + ERC of P&M = Total ERC to which contract size adjustment should be applied. The appropriate % adjustment should be made in accordance with the scale for contract size adjustment specified under section 6 of the RCG 2023 Guidance notes. The currency ERC rates are set at £4m (Four Million Pounds) @ 1st April 2021 (AVD) for the RCG 2023 Publication. | Costs exclude external works. | - | - | - | The plant and machinery listed in the description has been included in this costing. | - | - | Factory Buildings - Process, Light - Uninsulated | - | 10096 |  | M2 | - | NA | NA | NA | 536.642 | Option 1 | 665.331 | 23.98% | 0 | 0 | -100% | -100% | 0 | -100% | Redirected | NA | VOA_GPN_GOV_UK\7246041 | 2019-08-30 | Low | - | - | Redirected, low risk | NA | - | NA | SPONS A&B | NA | (BEAMS Note 2) The ERC for this item should be added to all other rateable items on the hereditament (except land). Therefore the total of the ERC of the other Building Items and the P&M ERC (where applicable) to enable the correct contract size adjustment to be made. ERC of Building Component + ERC of P&M = Total ERC to which contract size adjustment should be applied. The appropriate % adjustment should be made in accordance with the scale for contract size adjustment specified under section 6 of the RCG 2021 Guidance notes. The currency ERC rates are set at £4m (Four Million Pounds) @ 1st April 2019 (AVD) for the RCG 2021 Publication. | Factory Buildings - Process, Light - Uninsulated | - | 2 | TRUE
2104 | 41P21E | 6273 | 41P21E | Factory buildings process | Light - uninsulated | Sheet metal cladding | <= 100m² | Eaves ht - 9.0m | Steel framed building with single skin PMS cladding to walls and roof. Building Construction : - Foundations : Concrete pad and strip foundations with 150mm mesh reinforced concrete slab. Frame : Light steel frame. Upper Floors : None. Roof : Single skin profiled protected metal, fitted to steel purlins with plastic headed screws, translucent sheet glazing; rainwater gutters, down pipes and drainage. External Walls : 100mm brickwork infill to 1.0m; single skin profiled protected metal cladding, fixed to horizontal steel rails with plastic headed screws, translucent sheet glazing; access doors goods/personnel. Windows and Doors : Single glazed windows in metal frames. Steel doors set within metal frames. Internal Walls : Block walls. Internal Finishes : None. Building Services : Electric light and power, water laid on, toilets, unheated. External works : Drainage to the curtilage. | Location Adjustment Applicable (See Guidance Notes) - ERC = UK mean of 1.00 | (BEAMS Note 2) The ERC for this item should be added to all other rateable items on the hereditament (except land). Therefore the total of the ERC of the other Building Items and the P&M ERC (where applicable) to enable the correct contract size adjustment to be made. ERC of Building Component + ERC of P&M = Total ERC to which contract size adjustment should be applied. The appropriate % adjustment should be made in accordance with the scale for contract size adjustment specified under section 6 of the RCG 2023 Guidance notes. The currency ERC rates are set at £4m (Four Million Pounds) @ 1st April 2021 (AVD) for the RCG 2023 Publication. | Costs exclude external works. | - | - | - | The plant and machinery listed in the description has been included in this costing. | - | - | Factory Buildings - Process, Light - Uninsulated | - | 10096 |  | M2 | - | NA | NA | NA | 553.5563 | Option 1 | 686.3013 | 23.98% | 0 | 0 | -100% | -100% | 0 | -100% | Redirected | NA | VOA_GPN_GOV_UK\7246041 | 2019-08-30 | Low | - | - | Redirected, low risk | NA | - | NA | SPONS A&B | NA | (BEAMS Note 2) The ERC for this item should be added to all other rateable items on the hereditament (except land). Therefore the total of the ERC of the other Building Items and the P&M ERC (where applicable) to enable the correct contract size adjustment to be made. ERC of Building Component + ERC of P&M = Total ERC to which contract size adjustment should be applied. The appropriate % adjustment should be made in accordance with the scale for contract size adjustment specified under section 6 of the RCG 2021 Guidance notes. The currency ERC rates are set at £4m (Four Million Pounds) @ 1st April 2019 (AVD) for the RCG 2021 Publication. | Factory Buildings - Process, Light - Uninsulated | - | 2 | TRUE
2105 | 41P21G | 6274 | 41P21G | Factory buildings process | Light - uninsulated | Sheet metal cladding | <= 100m² | Eaves ht - 9.5m | Steel framed building with single skin PMS cladding to walls and roof. Building Construction : - Foundations : Concrete pad and strip foundations with 150mm mesh reinforced concrete slab. Frame : Light steel frame. Upper Floors : None. Roof : Single skin profiled protected metal, fitted to steel purlins with plastic headed screws, translucent sheet glazing; rainwater gutters, down pipes and drainage. External Walls : 100mm brickwork infill to 1.0m; single skin profiled protected metal cladding, fixed to horizontal steel rails with plastic headed screws, translucent sheet glazing; access doors goods/personnel. Windows and Doors : Single glazed windows in metal frames. Steel doors set within metal frames. Internal Walls : Block walls. Internal Finishes : None. Building Services : Electric light and power, water laid on, toilets, unheated. External works : Drainage to the curtilage. | Location Adjustment Applicable (See Guidance Notes) - ERC = UK mean of 1.00 | (BEAMS Note 2) The ERC for this item should be added to all other rateable items on the hereditament (except land). Therefore the total of the ERC of the other Building Items and the P&M ERC (where applicable) to enable the correct contract size adjustment to be made. ERC of Building Component + ERC of P&M = Total ERC to which contract size adjustment should be applied. The appropriate % adjustment should be made in accordance with the scale for contract size adjustment specified under section 6 of the RCG 2023 Guidance notes. The currency ERC rates are set at £4m (Four Million Pounds) @ 1st April 2021 (AVD) for the RCG 2023 Publication. | Costs exclude external works. | - | - | - | The plant and machinery listed in the description has been included in this costing. | - | - | Factory Buildings - Process, Light - Uninsulated | - | 10096 |  | M2 | - | NA | NA | NA | 570.4705 | Option 1 | 707.2716 | 23.98% | 0 | 0 | -100% | -100% | 0 | -100% | Redirected | NA | VOA_GPN_GOV_UK\7246041 | 2019-08-30 | Low | - | - | Redirected, low risk | NA | - | NA | SPONS A&B | NA | (BEAMS Note 2) The ERC for this item should be added to all other rateable items on the hereditament (except land). Therefore the total of the ERC of the other Building Items and the P&M ERC (where applicable) to enable the correct contract size adjustment to be made. ERC of Building Component + ERC of P&M = Total ERC to which contract size adjustment should be applied. The appropriate % adjustment should be made in accordance with the scale for contract size adjustment specified under section 6 of the RCG 2021 Guidance notes. The currency ERC rates are set at £4m (Four Million Pounds) @ 1st April 2019 (AVD) for the RCG 2021 Publication. | Factory Buildings - Process, Light - Uninsulated | - | 2 | TRUE
2106 | 41P21K | 6275 | 41P21K | Factory buildings process | Light - uninsulated | Sheet metal cladding | <= 100m² | Eaves ht - 10.0m | Steel framed building with single skin PMS cladding to walls and roof. Building Construction : - Foundations : Concrete pad and strip foundations with 150mm mesh reinforced concrete slab. Frame : Light steel frame. Upper Floors : None. Roof : Single skin profiled protected metal, fitted to steel purlins with plastic headed screws, translucent sheet glazing; rainwater gutters, down pipes and drainage. External Walls : 100mm brickwork infill to 1.0m; single skin profiled protected metal cladding, fixed to horizontal steel rails with plastic headed screws, translucent sheet glazing; access doors goods/personnel. Windows and Doors : Single glazed windows in metal frames. Steel doors set within metal frames. Internal Walls : Block walls. Internal Finishes : None. Building Services : Electric light and power, water laid on, toilets, unheated. External works : Drainage to the curtilage. | Location Adjustment Applicable (See Guidance Notes) - ERC = UK mean of 1.00 | (BEAMS Note 2) The ERC for this item should be added to all other rateable items on the hereditament (except land). Therefore the total of the ERC of the other Building Items and the P&M ERC (where applicable) to enable the correct contract size adjustment to be made. ERC of Building Component + ERC of P&M = Total ERC to which contract size adjustment should be applied. The appropriate % adjustment should be made in accordance with the scale for contract size adjustment specified under section 6 of the RCG 2023 Guidance notes. The currency ERC rates are set at £4m (Four Million Pounds) @ 1st April 2021 (AVD) for the RCG 2023 Publication. | Costs exclude external works. | - | - | - | The plant and machinery listed in the description has been included in this costing. | - | - | Factory Buildings - Process, Light - Uninsulated | - | 10096 |  | M2 | - | NA | NA | NA | 586.6159 | Option 1 | 727.2888 | 23.98% | 0 | 0 | -100% | -100% | 0 | -100% | Redirected | NA | VOA_GPN_GOV_UK\7246041 | 2019-08-30 | Low | - | - | Redirected, low risk | NA | - | NA | SPONS A&B | NA | (BEAMS Note 2) The ERC for this item should be added to all other rateable items on the hereditament (except land). Therefore the total of the ERC of the other Building Items and the P&M ERC (where applicable) to enable the correct contract size adjustment to be made. ERC of Building Component + ERC of P&M = Total ERC to which contract size adjustment should be applied. The appropriate % adjustment should be made in accordance with the scale for contract size adjustment specified under section 6 of the RCG 2021 Guidance notes. The currency ERC rates are set at £4m (Four Million Pounds) @ 1st April 2019 (AVD) for the RCG 2021 Publication. | Factory Buildings - Process, Light - Uninsulated | - | 2 | TRUE
2107 | 41P21P | 6276 | 41P21P | Factory buildings process | Light - uninsulated | Sheet metal cladding | <= 100m² | Eaves ht - 11.0m | Steel framed building with single skin PMS cladding to walls and roof. Building Construction : - Foundations : Concrete pad and strip foundations with 150mm mesh reinforced concrete slab. Frame : Light steel frame. Upper Floors : None. Roof : Single skin profiled protected metal, fitted to steel purlins with plastic headed screws, translucent sheet glazing; rainwater gutters, down pipes and drainage. External Walls : 100mm brickwork infill to 1.0m; single skin profiled protected metal cladding, fixed to horizontal steel rails with plastic headed screws, translucent sheet glazing; access doors goods/personnel. Windows and Doors : Single glazed windows in metal frames. Steel doors set within metal frames. Internal Walls : Block walls. Internal Finishes : None. Building Services : Electric light and power, water laid on, toilets, unheated. External works : Drainage to the curtilage. | Location Adjustment Applicable (See Guidance Notes) - ERC = UK mean of 1.00 | (BEAMS Note 2) The ERC for this item should be added to all other rateable items on the hereditament (except land). Therefore the total of the ERC of the other Building Items and the P&M ERC (where applicable) to enable the correct contract size adjustment to be made. ERC of Building Component + ERC of P&M = Total ERC to which contract size adjustment should be applied. The appropriate % adjustment should be made in accordance with the scale for contract size adjustment specified under section 6 of the RCG 2023 Guidance notes. The currency ERC rates are set at £4m (Four Million Pounds) @ 1st April 2021 (AVD) for the RCG 2023 Publication. | Costs exclude external works. | - | - | - | The plant and machinery listed in the description has been included in this costing. | - | - | Factory Buildings - Process, Light - Uninsulated | - | 10096 |  | M2 | - | NA | NA | NA | 620.4443 | Option 1 | 769.2294 | 23.98% | 0 | 0 | -100% | -100% | 0 | -100% | Redirected | NA | VOA_GPN_GOV_UK\7246041 | 2019-08-30 | Low | - | - | Redirected, low risk | NA | - | NA | SPONS A&B | NA | (BEAMS Note 2) The ERC for this item should be added to all other rateable items on the hereditament (except land). Therefore the total of the ERC of the other Building Items and the P&M ERC (where applicable) to enable the correct contract size adjustment to be made. ERC of Building Component + ERC of P&M = Total ERC to which contract size adjustment should be applied. The appropriate % adjustment should be made in accordance with the scale for contract size adjustment specified under section 6 of the RCG 2021 Guidance notes. The currency ERC rates are set at £4m (Four Million Pounds) @ 1st April 2019 (AVD) for the RCG 2021 Publication. | Factory Buildings - Process, Light - Uninsulated | - | 2 | TRUE
2108 | 41P21T | 6277 | 41P21T | Factory buildings process | Light - uninsulated | Sheet metal cladding | <= 100m² | Eaves ht - 12.0m | Steel framed building with single skin PMS cladding to walls and roof. Building Construction : - Foundations : Concrete pad and strip foundations with 150mm mesh reinforced concrete slab. Frame : Light steel frame. Upper Floors : None. Roof : Single skin profiled protected metal, fitted to steel purlins with plastic headed screws, translucent sheet glazing; rainwater gutters, down pipes and drainage. External Walls : 100mm brickwork infill to 1.0m; single skin profiled protected metal cladding, fixed to horizontal steel rails with plastic headed screws, translucent sheet glazing; access doors goods/personnel. Windows and Doors : Single glazed windows in metal frames. Steel doors set within metal frames. Internal Walls : Block walls. Internal Finishes : None. Building Services : Electric light and power, water laid on, toilets, unheated. External works : Drainage to the curtilage. | Location Adjustment Applicable (See Guidance Notes) - ERC = UK mean of 1.00 | (BEAMS Note 2) The ERC for this item should be added to all other rateable items on the hereditament (except land). Therefore the total of the ERC of the other Building Items and the P&M ERC (where applicable) to enable the correct contract size adjustment to be made. ERC of Building Component + ERC of P&M = Total ERC to which contract size adjustment should be applied. The appropriate % adjustment should be made in accordance with the scale for contract size adjustment specified under section 6 of the RCG 2023 Guidance notes. The currency ERC rates are set at £4m (Four Million Pounds) @ 1st April 2021 (AVD) for the RCG 2023 Publication. | Costs exclude external works. | - | - | - | The plant and machinery listed in the description has been included in this costing. | - | - | Factory Buildings - Process, Light - Uninsulated | - | 10096 |  | M2 | - | NA | NA | NA | 653.5039 | Option 1 | 810.2168 | 23.98% | 0 | 0 | -100% | -100% | 0 | -100% | Redirected | NA | VOA_GPN_GOV_UK\7246041 | 2019-08-30 | Low | - | - | Redirected, low risk | NA | - | NA | SPONS A&B | NA | (BEAMS Note 2) The ERC for this item should be added to all other rateable items on the hereditament (except land). Therefore the total of the ERC of the other Building Items and the P&M ERC (where applicable) to enable the correct contract size adjustment to be made. ERC of Building Component + ERC of P&M = Total ERC to which contract size adjustment should be applied. The appropriate % adjustment should be made in accordance with the scale for contract size adjustment specified under section 6 of the RCG 2021 Guidance notes. The currency ERC rates are set at £4m (Four Million Pounds) @ 1st April 2019 (AVD) for the RCG 2021 Publication. | Factory Buildings - Process, Light - Uninsulated | - | 2 | TRUE
2109 | 41P220 | 6278 | 41P220 | Factory buildings process | Light - uninsulated | Sheet metal cladding | <= 100m² | Eaves ht - 13.0m | Steel framed building with single skin PMS cladding to walls and roof. Building Construction: - Foundations: Concrete pad and strip foundations with 150mm mesh reinforced concrete slab. Frame: Light steel frame. Upper Floors: None. Roof: Single skin profiled protected metal, fitted to steel purlins with plastic headed screws, translucent sheet glazing; rainwater gutters, down pipes and drainage. External Walls: ; single skin profiled protected metal cladding, fixed to horizontal steel rails with plastic headed screws, translucent sheet glazing; access doors goods/personnel. May have 100mm brickwork infill to 1.0m height. Windows and Doors: Single glazed windows in metal frames. Steel doors set within metal frames. Internal Walls: Block walls to toilet. Internal Finishes: None. Building Services: Electric light and power, water laid on, toilets, unheated. | Location Adjustment Applicable (See Guidance Notes) - ERC = UK mean of 1.00 | (BEAMS Note 2) The ERC for this item should be added to all other rateable items on the hereditament (except land). Therefore the total of the ERC of the other Building Items and the P&M ERC (where applicable) to enable the correct contract size adjustment to be made. ERC of Building Component + ERC of P&M = Total ERC to which contract size adjustment should be applied. The appropriate % adjustment should be made in accordance with the scale for contract size adjustment specified under section 6 of the RCG 2023 Guidance notes. The currency ERC rates are set at £4m (Four Million Pounds) @ 1st April 2021 (AVD) for the RCG 2023 Publication. | Excludes Piling and external works . | Measure to GIA Height . | - | - | - | - | - | Photo 1 - Small unit. Photo 2 - Unit with exposed external frame . | - | 10096 |  | M2 | - | NA | NA | NA | 687.3324 | Option 1 | 852.1575 | 23.98% | 0 | 0 | -100% | -100% | 0 | -100% | Redirected | NA | VOA_GPN_GOV_UK\7246041 | 2019-08-30 | Low | - | - | Redirected, low risk | NA | - | NA | SPONS A&B | NA | (BEAMS Note 2) The ERC for this item should be added to all other rateable items on the hereditament (except land). Therefore the total of the ERC of the other Building Items and the P&M ERC (where applicable) to enable the correct contract size adjustment to be made. ERC of Building Component + ERC of P&M = Total ERC to which contract size adjustment should be applied. The appropriate % adjustment should be made in accordance with the scale for contract size adjustment specified under section 6 of the RCG 2021 Guidance notes. The currency ERC rates are set at £4m (Four Million Pounds) @ 1st April 2019 (AVD) for the RCG 2021 Publication. | Photo 1 - Small unit. Photo 2 - Unit with exposed external frame . | - | 2 | TRUE
2110 | 41P221 | 6279 | 41P221 | Factory buildings process | Light - uninsulated | Sheet metal cladding | <= 100m² | Eaves ht - 14.0m | Steel framed building with single skin PMS cladding to walls and roof. Building Construction: - Foundations: Concrete pad and strip foundations with 150mm mesh reinforced concrete slab. Frame: Light steel frame. Upper Floors: None. Roof: Single skin profiled protected metal, fitted to steel purlins with plastic headed screws, translucent sheet glazing; rainwater gutters, down pipes and drainage. External Walls: ; single skin profiled protected metal cladding, fixed to horizontal steel rails with plastic headed screws, translucent sheet glazing; access doors goods/personnel. May have 100mm brickwork infill to 1.0m height. Windows and Doors: Single glazed windows in metal frames. Steel doors set within metal frames. Internal Walls: Block walls to toilet. Internal Finishes: None. Building Services: Electric light and power, water laid on, toilets, unheated. | Location Adjustment Applicable (See Guidance Notes) - ERC = UK mean of 1.00 | (BEAMS Note 2) The ERC for this item should be added to all other rateable items on the hereditament (except land). Therefore the total of the ERC of the other Building Items and the P&M ERC (where applicable) to enable the correct contract size adjustment to be made. ERC of Building Component + ERC of P&M = Total ERC to which contract size adjustment should be applied. The appropriate % adjustment should be made in accordance with the scale for contract size adjustment specified under section 6 of the RCG 2023 Guidance notes. The currency ERC rates are set at £4m (Four Million Pounds) @ 1st April 2021 (AVD) for the RCG 2023 Publication. | Excludes Piling and external works . | Measure to GIA Height . | - | - | - | - | - | Photo 1 - Small unit. Photo 2 - Unit with exposed external frame . | - | 10096 |  | M2 | - | NA | NA | NA | 720.392 | Option 1 | 893.1449 | 23.98% | 0 | 0 | -100% | -100% | 0 | -100% | Redirected | NA | VOA_GPN_GOV_UK\7246041 | 2019-08-30 | Low | - | - | Redirected, low risk | NA | - | NA | SPONS A&B | NA | (BEAMS Note 2) The ERC for this item should be added to all other rateable items on the hereditament (except land). Therefore the total of the ERC of the other Building Items and the P&M ERC (where applicable) to enable the correct contract size adjustment to be made. ERC of Building Component + ERC of P&M = Total ERC to which contract size adjustment should be applied. The appropriate % adjustment should be made in accordance with the scale for contract size adjustment specified under section 6 of the RCG 2021 Guidance notes. The currency ERC rates are set at £4m (Four Million Pounds) @ 1st April 2019 (AVD) for the RCG 2021 Publication. | Photo 1 - Small unit. Photo 2 - Unit with exposed external frame . | - | 2 | TRUE
2111 | 41P222 | 6280 | 41P222 | Factory buildings process | Light - uninsulated | Sheet metal cladding | <= 100m² | Eaves ht - 15.0m | Steel framed building with single skin PMS cladding to walls and roof. Building Construction: - Foundations: Concrete pad and strip foundations with 150mm mesh reinforced concrete slab. Frame: Light steel frame. Upper Floors: None. Roof: Single skin profiled protected metal, fitted to steel purlins with plastic headed screws, translucent sheet glazing; rainwater gutters, down pipes and drainage. External Walls: ; single skin profiled protected metal cladding, fixed to horizontal steel rails with plastic headed screws, translucent sheet glazing; access doors goods/personnel. May have 100mm brickwork infill to 1.0m height. Windows and Doors: Single glazed windows in metal frames. Steel doors set within metal frames. Internal Walls: Block walls to toilet. Internal Finishes: None. Building Services: Electric light and power, water laid on, toilets, unheated. | Location Adjustment Applicable (See Guidance Notes) - ERC = UK mean of 1.00 | (BEAMS Note 2) The ERC for this item should be added to all other rateable items on the hereditament (except land). Therefore the total of the ERC of the other Building Items and the P&M ERC (where applicable) to enable the correct contract size adjustment to be made. ERC of Building Component + ERC of P&M = Total ERC to which contract size adjustment should be applied. The appropriate % adjustment should be made in accordance with the scale for contract size adjustment specified under section 6 of the RCG 2023 Guidance notes. The currency ERC rates are set at £4m (Four Million Pounds) @ 1st April 2021 (AVD) for the RCG 2023 Publication. | Excludes Piling and external works . | Measure to GIA Height . | - | - | - | - | - | Photo 1 - Small unit. Photo 2 - Unit with exposed external frame . | - | 10096 |  | M2 | - | NA | NA | NA | 753.4516 | Option 1 | 934.1324 | 23.98% | 0 | 0 | -100% | -100% | 0 | -100% | Redirected | NA | VOA_GPN_GOV_UK\7246041 | 2019-08-30 | Low | - | - | Redirected, low risk | NA | - | NA | SPONS A&B | NA | (BEAMS Note 2) The ERC for this item should be added to all other rateable items on the hereditament (except land). Therefore the total of the ERC of the other Building Items and the P&M ERC (where applicable) to enable the correct contract size adjustment to be made. ERC of Building Component + ERC of P&M = Total ERC to which contract size adjustment should be applied. The appropriate % adjustment should be made in accordance with the scale for contract size adjustment specified under section 6 of the RCG 2021 Guidance notes. The currency ERC rates are set at £4m (Four Million Pounds) @ 1st April 2019 (AVD) for the RCG 2021 Publication. | Photo 1 - Small unit. Photo 2 - Unit with exposed external frame . | - | 2 | TRUE
2112 | 41P22A | 6291 | 41P22A | Factory buildings process | Light - uninsulated | Sheet metal cladding | 101m² - 250m² | Eaves ht - 3.0m | Steel framed building with single skin PMS cladding to walls and roof. Building Construction : - Foundations : Concrete pad and strip foundations with 150mm mesh reinforced concrete slab. Frame : Light steel frame. Upper Floors : None. Roof : Single skin profiled protected metal, fitted to steel purlins with plastic headed screws, translucent sheet glazing; rainwater gutters, down pipes and drainage. External Walls : 100mm brickwork infill to 1.0m; single skin profiled protected metal cladding, fixed to horizontal steel rails with plastic headed screws, translucent sheet glazing; access doors goods/personnel. Windows and Doors : Single glazed windows in metal frames. Steel doors set within metal frames. Internal Walls : Block walls. Internal Finishes : None. Building Services : Electric light and power, water laid on, toilets, unheated. External works : Drainage to the curtilage. | Location Adjustment Applicable (See Guidance Notes) - ERC = UK mean of 1.00 | (BEAMS Note 2) The ERC for this item should be added to all other rateable items on the hereditament (except land). Therefore the total of the ERC of the other Building Items and the P&M ERC (where applicable) to enable the correct contract size adjustment to be made. ERC of Building Component + ERC of P&M = Total ERC to which contract size adjustment should be applied. The appropriate % adjustment should be made in accordance with the scale for contract size adjustment specified under section 6 of the RCG 2023 Guidance notes. The currency ERC rates are set at £4m (Four Million Pounds) @ 1st April 2021 (AVD) for the RCG 2023 Publication. | Costs exclude external works. | - | - | - | The plant and machinery listed in the description has been included in this costing. | - | - | Factory Buildings - Process, Light - Uninsulated | - | 10097 |  | M2 | - | NA | NA | NA | 248.3315 | Option 1 | 307.8824 | 23.98% | 0 | 0 | -100% | -100% | 0 | -100% | Redirected | NA | VOA_GPN_GOV_UK\7246041 | 2019-08-30 | Low | - | - | Redirected, low risk | NA | - | NA | SPONS A&B | NA | (BEAMS Note 2) The ERC for this item should be added to all other rateable items on the hereditament (except land). Therefore the total of the ERC of the other Building Items and the P&M ERC (where applicable) to enable the correct contract size adjustment to be made. ERC of Building Component + ERC of P&M = Total ERC to which contract size adjustment should be applied. The appropriate % adjustment should be made in accordance with the scale for contract size adjustment specified under section 6 of the RCG 2021 Guidance notes. The currency ERC rates are set at £4m (Four Million Pounds) @ 1st April 2019 (AVD) for the RCG 2021 Publication. | Factory Buildings - Process, Light - Uninsulated | - | 2 | TRUE
2113 | 41P22C | 6292 | 41P22C | Factory buildings process | Light - uninsulated | Sheet metal cladding | 101m² - 250m² | Eaves ht - 3.5m | Steel framed building with single skin PMS cladding to walls and roof. Building Construction : - Foundations : Concrete pad and strip foundations with 150mm mesh reinforced concrete slab. Frame : Light steel frame. Upper Floors : None. Roof : Single skin profiled protected metal, fitted to steel purlins with plastic headed screws, translucent sheet glazing; rainwater gutters, down pipes and drainage. External Walls : 100mm brickwork infill to 1.0m; single skin profiled protected metal cladding, fixed to horizontal steel rails with plastic headed screws, translucent sheet glazing; access doors goods/personnel. Windows and Doors : Single glazed windows in metal frames. Steel doors set within metal frames. Internal Walls : Block walls. Internal Finishes : None. Building Services : Electric light and power, water laid on, toilets, unheated. External works : Drainage to the curtilage. | Location Adjustment Applicable (See Guidance Notes) - ERC = UK mean of 1.00 | (BEAMS Note 2) The ERC for this item should be added to all other rateable items on the hereditament (except land). Therefore the total of the ERC of the other Building Items and the P&M ERC (where applicable) to enable the correct contract size adjustment to be made. ERC of Building Component + ERC of P&M = Total ERC to which contract size adjustment should be applied. The appropriate % adjustment should be made in accordance with the scale for contract size adjustment specified under section 6 of the RCG 2023 Guidance notes. The currency ERC rates are set at £4m (Four Million Pounds) @ 1st April 2021 (AVD) for the RCG 2023 Publication. | Costs exclude external works. | - | - | - | The plant and machinery listed in the description has been included in this costing. | - | - | Factory Buildings - Process, Light - Uninsulated | - | 10097 |  | M2 | - | NA | NA | NA | 242.9497 | Option 1 | 301.21 | 23.98% | 0 | 0 | -100% | -100% | 0 | -100% | Redirected | NA | VOA_GPN_GOV_UK\7246041 | 2019-08-30 | Low | - | - | Redirected, low risk | NA | - | NA | SPONS A&B | NA | (BEAMS Note 2) The ERC for this item should be added to all other rateable items on the hereditament (except land). Therefore the total of the ERC of the other Building Items and the P&M ERC (where applicable) to enable the correct contract size adjustment to be made. ERC of Building Component + ERC of P&M = Total ERC to which contract size adjustment should be applied. The appropriate % adjustment should be made in accordance with the scale for contract size adjustment specified under section 6 of the RCG 2021 Guidance notes. The currency ERC rates are set at £4m (Four Million Pounds) @ 1st April 2019 (AVD) for the RCG 2021 Publication. | Factory Buildings - Process, Light - Uninsulated | - | 2 | TRUE
2114 | 41P22E | 6293 | 41P22E | Factory buildings process | Light - uninsulated | Sheet metal cladding | 101m² - 250m² | Eaves ht - 4.0m | Steel framed building with single skin PMS cladding to walls and roof. Building Construction : - Foundations : Concrete pad and strip foundations with 150mm mesh reinforced concrete slab. Frame : Light steel frame. Upper Floors : None. Roof : Single skin profiled protected metal, fitted to steel purlins with plastic headed screws, translucent sheet glazing; rainwater gutters, down pipes and drainage. External Walls : 100mm brickwork infill to 1.0m; single skin profiled protected metal cladding, fixed to horizontal steel rails with plastic headed screws, translucent sheet glazing; access doors goods/personnel. Windows and Doors : Single glazed windows in metal frames. Steel doors set within metal frames. Internal Walls : Block walls. Internal Finishes : None. Building Services : Electric light and power, water laid on, toilets, unheated. External works : Drainage to the curtilage. | Location Adjustment Applicable (See Guidance Notes) - ERC = UK mean of 1.00 | (BEAMS Note 2) The ERC for this item should be added to all other rateable items on the hereditament (except land). Therefore the total of the ERC of the other Building Items and the P&M ERC (where applicable) to enable the correct contract size adjustment to be made. ERC of Building Component + ERC of P&M = Total ERC to which contract size adjustment should be applied. The appropriate % adjustment should be made in accordance with the scale for contract size adjustment specified under section 6 of the RCG 2023 Guidance notes. The currency ERC rates are set at £4m (Four Million Pounds) @ 1st April 2021 (AVD) for the RCG 2023 Publication. | Costs exclude external works. | - | - | - | The plant and machinery listed in the description has been included in this costing. | - | - | Factory Buildings - Process, Light - Uninsulated | - | 10097 |  | M2 | - | NA | NA | NA | 264.4769 | Option 1 | 327.8995 | 23.98% | 0 | 0 | -100% | -100% | 0 | -100% | Redirected | NA | VOA_GPN_GOV_UK\7246041 | 2019-08-30 | Low | - | - | Redirected, low risk | NA | - | NA | SPONS A&B | NA | (BEAMS Note 2) The ERC for this item should be added to all other rateable items on the hereditament (except land). Therefore the total of the ERC of the other Building Items and the P&M ERC (where applicable) to enable the correct contract size adjustment to be made. ERC of Building Component + ERC of P&M = Total ERC to which contract size adjustment should be applied. The appropriate % adjustment should be made in accordance with the scale for contract size adjustment specified under section 6 of the RCG 2021 Guidance notes. The currency ERC rates are set at £4m (Four Million Pounds) @ 1st April 2019 (AVD) for the RCG 2021 Publication. | Factory Buildings - Process, Light - Uninsulated | - | 2 | TRUE
2115 | 41P22G | 6294 | 41P22G | Factory buildings process | Light - uninsulated | Sheet metal cladding | 101m² - 250m² | Eaves ht - 4.5m | Steel framed building with single skin PMS cladding to walls and roof. Building Construction : - Foundations : Concrete pad and strip foundations with 150mm mesh reinforced concrete slab. Frame : Light steel frame. Upper Floors : None. Roof : Single skin profiled protected metal, fitted to steel purlins with plastic headed screws, translucent sheet glazing; rainwater gutters, down pipes and drainage. External Walls : 100mm brickwork infill to 1.0m; single skin profiled protected metal cladding, fixed to horizontal steel rails with plastic headed screws, translucent sheet glazing; access doors goods/personnel. Windows and Doors : Single glazed windows in metal frames. Steel doors set within metal frames. Internal Walls : Block walls. Internal Finishes : None. Building Services : Electric light and power, water laid on, toilets, unheated. External works : Drainage to the curtilage. | Location Adjustment Applicable (See Guidance Notes) - ERC = UK mean of 1.00 | (BEAMS Note 2) The ERC for this item should be added to all other rateable items on the hereditament (except land). Therefore the total of the ERC of the other Building Items and the P&M ERC (where applicable) to enable the correct contract size adjustment to be made. ERC of Building Component + ERC of P&M = Total ERC to which contract size adjustment should be applied. The appropriate % adjustment should be made in accordance with the scale for contract size adjustment specified under section 6 of the RCG 2023 Guidance notes. The currency ERC rates are set at £4m (Four Million Pounds) @ 1st April 2021 (AVD) for the RCG 2023 Publication. | Costs exclude external works. | - | - | - | The plant and machinery listed in the description has been included in this costing. | - | - | Factory Buildings - Process, Light - Uninsulated | - | 10097 |  | M2 | - | NA | NA | NA | 272.934 | Option 1 | 338.3847 | 23.98% | 0 | 0 | -100% | -100% | 0 | -100% | Redirected | NA | VOA_GPN_GOV_UK\7246041 | 2019-08-30 | Low | - | - | Redirected, low risk | NA | - | NA | SPONS A&B | NA | (BEAMS Note 2) The ERC for this item should be added to all other rateable items on the hereditament (except land). Therefore the total of the ERC of the other Building Items and the P&M ERC (where applicable) to enable the correct contract size adjustment to be made. ERC of Building Component + ERC of P&M = Total ERC to which contract size adjustment should be applied. The appropriate % adjustment should be made in accordance with the scale for contract size adjustment specified under section 6 of the RCG 2021 Guidance notes. The currency ERC rates are set at £4m (Four Million Pounds) @ 1st April 2019 (AVD) for the RCG 2021 Publication. | Factory Buildings - Process, Light - Uninsulated | - | 2 | TRUE
2116 | 41P22H | 6295 | 41P22H | Factory buildings process | Light - uninsulated | Sheet metal cladding | 101m² - 250m² | Eaves ht - 5.0m | Steel framed building with single skin PMS cladding to walls and roof. Building Construction : - Foundations : Concrete pad and strip foundations with 150mm mesh reinforced concrete slab. Frame : Light steel frame. Upper Floors : None. Roof : Single skin profiled protected metal, fitted to steel purlins with plastic headed screws, translucent sheet glazing; rainwater gutters, down pipes and drainage. External Walls : 100mm brickwork infill to 1.0m; single skin profiled protected metal cladding, fixed to horizontal steel rails with plastic headed screws, translucent sheet glazing; access doors goods/personnel. Windows and Doors : Single glazed windows in metal frames. Steel doors set within metal frames. Internal Walls : Block walls. Internal Finishes : None. Building Services : Electric light and power, water laid on, toilets, unheated. External works : Drainage to the curtilage. | Location Adjustment Applicable (See Guidance Notes) - ERC = UK mean of 1.00 | (BEAMS Note 2) The ERC for this item should be added to all other rateable items on the hereditament (except land). Therefore the total of the ERC of the other Building Items and the P&M ERC (where applicable) to enable the correct contract size adjustment to be made. ERC of Building Component + ERC of P&M = Total ERC to which contract size adjustment should be applied. The appropriate % adjustment should be made in accordance with the scale for contract size adjustment specified under section 6 of the RCG 2023 Guidance notes. The currency ERC rates are set at £4m (Four Million Pounds) @ 1st April 2021 (AVD) for the RCG 2023 Publication. | Costs exclude external works. | - | - | - | The plant and machinery listed in the description has been included in this costing. | - | - | Factory Buildings - Process, Light - Uninsulated | - | 10097 |  | M2 | - | NA | NA | NA | 281.3911 | Option 1 | 348.8698 | 23.98% | 0 | 0 | -100% | -100% | 0 | -100% | Redirected | NA | VOA_GPN_GOV_UK\7246041 | 2019-08-30 | Low | - | - | Redirected, low risk | NA | - | NA | SPONS A&B | NA | (BEAMS Note 2) The ERC for this item should be added to all other rateable items on the hereditament (except land). Therefore the total of the ERC of the other Building Items and the P&M ERC (where applicable) to enable the correct contract size adjustment to be made. ERC of Building Component + ERC of P&M = Total ERC to which contract size adjustment should be applied. The appropriate % adjustment should be made in accordance with the scale for contract size adjustment specified under section 6 of the RCG 2021 Guidance notes. The currency ERC rates are set at £4m (Four Million Pounds) @ 1st April 2019 (AVD) for the RCG 2021 Publication. | Factory Buildings - Process, Light - Uninsulated | - | 2 | TRUE
2117 | 41P22K | 6296 | 41P22K | Factory buildings process | Light - uninsulated | Sheet metal cladding | 101m² - 250m² | Eaves ht - 5.5m | Steel framed building with single skin PMS cladding to walls and roof. Building Construction : - Foundations : Concrete pad and strip foundations with 150mm mesh reinforced concrete slab. Frame : Light steel frame. Upper Floors : None. Roof : Single skin profiled protected metal, fitted to steel purlins with plastic headed screws, translucent sheet glazing; rainwater gutters, down pipes and drainage. External Walls : 100mm brickwork infill to 1.0m; single skin profiled protected metal cladding, fixed to horizontal steel rails with plastic headed screws, translucent sheet glazing; access doors goods/personnel. Windows and Doors : Single glazed windows in metal frames. Steel doors set within metal frames. Internal Walls : Block walls. Internal Finishes : None. Building Services : Electric light and power, water laid on, toilets, unheated. External works : Drainage to the curtilage. | Location Adjustment Applicable (See Guidance Notes) - ERC = UK mean of 1.00 | (BEAMS Note 2) The ERC for this item should be added to all other rateable items on the hereditament (except land). Therefore the total of the ERC of the other Building Items and the P&M ERC (where applicable) to enable the correct contract size adjustment to be made. ERC of Building Component + ERC of P&M = Total ERC to which contract size adjustment should be applied. The appropriate % adjustment should be made in accordance with the scale for contract size adjustment specified under section 6 of the RCG 2023 Guidance notes. The currency ERC rates are set at £4m (Four Million Pounds) @ 1st April 2021 (AVD) for the RCG 2023 Publication. | Costs exclude external works. | - | - | - | The plant and machinery listed in the description has been included in this costing. | - | - | Factory Buildings - Process, Light - Uninsulated | - | 10097 |  | M2 | - | NA | NA | NA | 311.3754 | Option 1 | 386.0445 | 23.98% | 0 | 0 | -100% | -100% | 0 | -100% | Redirected | NA | VOA_GPN_GOV_UK\7246041 | 2019-08-30 | Low | - | - | Redirected, low risk | NA | - | NA | SPONS A&B | NA | (BEAMS Note 2) The ERC for this item should be added to all other rateable items on the hereditament (except land). Therefore the total of the ERC of the other Building Items and the P&M ERC (where applicable) to enable the correct contract size adjustment to be made. ERC of Building Component + ERC of P&M = Total ERC to which contract size adjustment should be applied. The appropriate % adjustment should be made in accordance with the scale for contract size adjustment specified under section 6 of the RCG 2021 Guidance notes. The currency ERC rates are set at £4m (Four Million Pounds) @ 1st April 2019 (AVD) for the RCG 2021 Publication. | Factory Buildings - Process, Light - Uninsulated | - | 2 | TRUE
2118 | 41P22M | 6297 | 41P22M | Factory buildings process | Light - uninsulated | Sheet metal cladding | 101m² - 250m² | Eaves ht - 6.0m | Steel framed building with single skin PMS cladding to walls and roof. Building Construction : - Foundations : Concrete pad and strip foundations with 150mm mesh reinforced concrete slab. Frame : Light steel frame. Upper Floors : None. Roof : Single skin profiled protected metal, fitted to steel purlins with plastic headed screws, translucent sheet glazing; rainwater gutters, down pipes and drainage. External Walls : 100mm brickwork infill to 1.0m; single skin profiled protected metal cladding, fixed to horizontal steel rails with plastic headed screws, translucent sheet glazing; access doors goods/personnel. Windows and Doors : Single glazed windows in metal frames. Steel doors set within metal frames. Internal Walls : Block walls. Internal Finishes : None. Building Services : Electric light and power, water laid on, toilets, unheated. External works : Drainage to the curtilage. | Location Adjustment Applicable (See Guidance Notes) - ERC = UK mean of 1.00 | (BEAMS Note 2) The ERC for this item should be added to all other rateable items on the hereditament (except land). Therefore the total of the ERC of the other Building Items and the P&M ERC (where applicable) to enable the correct contract size adjustment to be made. ERC of Building Component + ERC of P&M = Total ERC to which contract size adjustment should be applied. The appropriate % adjustment should be made in accordance with the scale for contract size adjustment specified under section 6 of the RCG 2023 Guidance notes. The currency ERC rates are set at £4m (Four Million Pounds) @ 1st April 2021 (AVD) for the RCG 2023 Publication. | Costs exclude external works. | - | - | - | The plant and machinery listed in the description has been included in this costing. | - | - | Factory Buildings - Process, Light - Uninsulated | - | 10097 |  | M2 | - | NA | NA | NA | 321.3702 | Option 1 | 398.436 | 23.98% | 0 | 0 | -100% | -100% | 0 | -100% | Redirected | NA | VOA_GPN_GOV_UK\7246041 | 2019-08-30 | Low | - | - | Redirected, low risk | NA | - | NA | SPONS A&B | NA | (BEAMS Note 2) The ERC for this item should be added to all other rateable items on the hereditament (except land). Therefore the total of the ERC of the other Building Items and the P&M ERC (where applicable) to enable the correct contract size adjustment to be made. ERC of Building Component + ERC of P&M = Total ERC to which contract size adjustment should be applied. The appropriate % adjustment should be made in accordance with the scale for contract size adjustment specified under section 6 of the RCG 2021 Guidance notes. The currency ERC rates are set at £4m (Four Million Pounds) @ 1st April 2019 (AVD) for the RCG 2021 Publication. | Factory Buildings - Process, Light - Uninsulated | - | 2 | TRUE
2119 | 41P22P | 6298 | 41P22P | Factory buildings process | Light - uninsulated | Sheet metal cladding | 101m² - 250m² | Eaves ht - 6.5m | Steel framed building with single skin PMS cladding to walls and roof. Building Construction : - Foundations : Concrete pad and strip foundations with 150mm mesh reinforced concrete slab. Frame : Light steel frame. Upper Floors : None. Roof : Single skin profiled protected metal, fitted to steel purlins with plastic headed screws, translucent sheet glazing; rainwater gutters, down pipes and drainage. External Walls : 100mm brickwork infill to 1.0m; single skin profiled protected metal cladding, fixed to horizontal steel rails with plastic headed screws, translucent sheet glazing; access doors goods/personnel. Windows and Doors : Single glazed windows in metal frames. Steel doors set within metal frames. Internal Walls : Block walls. Internal Finishes : None. Building Services : Electric light and power, water laid on, toilets, unheated. External works : Drainage to the curtilage. | Location Adjustment Applicable (See Guidance Notes) - ERC = UK mean of 1.00 | (BEAMS Note 2) The ERC for this item should be added to all other rateable items on the hereditament (except land). Therefore the total of the ERC of the other Building Items and the P&M ERC (where applicable) to enable the correct contract size adjustment to be made. ERC of Building Component + ERC of P&M = Total ERC to which contract size adjustment should be applied. The appropriate % adjustment should be made in accordance with the scale for contract size adjustment specified under section 6 of the RCG 2023 Guidance notes. The currency ERC rates are set at £4m (Four Million Pounds) @ 1st April 2021 (AVD) for the RCG 2023 Publication. | Costs exclude external works. | - | - | - | The plant and machinery listed in the description has been included in this costing. | - | - | Factory Buildings - Process, Light - Uninsulated | - | 10097 |  | M2 | - | NA | NA | NA | 330.5961 | Option 1 | 409.8744 | 23.98% | 0 | 0 | -100% | -100% | 0 | -100% | Redirected | NA | VOA_GPN_GOV_UK\7246041 | 2019-08-30 | Low | - | - | Redirected, low risk | NA | - | NA | SPONS A&B | NA | (BEAMS Note 2) The ERC for this item should be added to all other rateable items on the hereditament (except land). Therefore the total of the ERC of the other Building Items and the P&M ERC (where applicable) to enable the correct contract size adjustment to be made. ERC of Building Component + ERC of P&M = Total ERC to which contract size adjustment should be applied. The appropriate % adjustment should be made in accordance with the scale for contract size adjustment specified under section 6 of the RCG 2021 Guidance notes. The currency ERC rates are set at £4m (Four Million Pounds) @ 1st April 2019 (AVD) for the RCG 2021 Publication. | Factory Buildings - Process, Light - Uninsulated | - | 2 | TRUE
2120 | 41P22R | 6299 | 41P22R | Factory buildings process | Light - uninsulated | Sheet metal cladding | 101m² - 250m² | Eaves ht - 7.0m | Steel framed building with single skin PMS cladding to walls and roof. Building Construction : - Foundations : Concrete pad and strip foundations with 150mm mesh reinforced concrete slab. Frame : Light steel frame. Upper Floors : None. Roof : Single skin profiled protected metal, fitted to steel purlins with plastic headed screws, translucent sheet glazing; rainwater gutters, down pipes and drainage. External Walls : 100mm brickwork infill to 1.0m; single skin profiled protected metal cladding, fixed to horizontal steel rails with plastic headed screws, translucent sheet glazing; access doors goods/personnel. Windows and Doors : Single glazed windows in metal frames. Steel doors set within metal frames. Internal Walls : Block walls. Internal Finishes : None. Building Services : Electric light and power, water laid on, toilets, unheated. External works : Drainage to the curtilage. | Location Adjustment Applicable (See Guidance Notes) - ERC = UK mean of 1.00 | (BEAMS Note 2) The ERC for this item should be added to all other rateable items on the hereditament (except land). Therefore the total of the ERC of the other Building Items and the P&M ERC (where applicable) to enable the correct contract size adjustment to be made. ERC of Building Component + ERC of P&M = Total ERC to which contract size adjustment should be applied. The appropriate % adjustment should be made in accordance with the scale for contract size adjustment specified under section 6 of the RCG 2023 Guidance notes. The currency ERC rates are set at £4m (Four Million Pounds) @ 1st April 2021 (AVD) for the RCG 2023 Publication. | Costs exclude external works. | - | - | - | The plant and machinery listed in the description has been included in this costing. | - | - | Factory Buildings - Process, Light - Uninsulated | - | 10097 |  | M2 | - | NA | NA | NA | 340.5909 | Option 1 | 422.266 | 23.98% | 0 | 0 | -100% | -100% | 0 | -100% | Redirected | NA | VOA_GPN_GOV_UK\7246041 | 2019-08-30 | Low | - | - | Redirected, low risk | NA | - | NA | SPONS A&B | NA | (BEAMS Note 2) The ERC for this item should be added to all other rateable items on the hereditament (except land). Therefore the total of the ERC of the other Building Items and the P&M ERC (where applicable) to enable the correct contract size adjustment to be made. ERC of Building Component + ERC of P&M = Total ERC to which contract size adjustment should be applied. The appropriate % adjustment should be made in accordance with the scale for contract size adjustment specified under section 6 of the RCG 2021 Guidance notes. The currency ERC rates are set at £4m (Four Million Pounds) @ 1st April 2019 (AVD) for the RCG 2021 Publication. | Factory Buildings - Process, Light - Uninsulated | - | 2 | TRUE
2121 | 41P22T | 6300 | 41P22T | Factory buildings process | Light - uninsulated | Sheet metal cladding | 101m² - 250m² | Eaves ht - 7.5m | Steel framed building with single skin PMS cladding to walls and roof. Building Construction : - Foundations : Concrete pad and strip foundations with 150mm mesh reinforced concrete slab. Frame : Light steel frame. Upper Floors : None. Roof : Single skin profiled protected metal, fitted to steel purlins with plastic headed screws, translucent sheet glazing; rainwater gutters, down pipes and drainage. External Walls : 100mm brickwork infill to 1.0m; single skin profiled protected metal cladding, fixed to horizontal steel rails with plastic headed screws, translucent sheet glazing; access doors goods/personnel. Windows and Doors : Single glazed windows in metal frames. Steel doors set within metal frames. Internal Walls : Block walls. Internal Finishes : None. Building Services : Electric light and power, water laid on, toilets, unheated. External works : Drainage to the curtilage. | Location Adjustment Applicable (See Guidance Notes) - ERC = UK mean of 1.00 | (BEAMS Note 2) The ERC for this item should be added to all other rateable items on the hereditament (except land). Therefore the total of the ERC of the other Building Items and the P&M ERC (where applicable) to enable the correct contract size adjustment to be made. ERC of Building Component + ERC of P&M = Total ERC to which contract size adjustment should be applied. The appropriate % adjustment should be made in accordance with the scale for contract size adjustment specified under section 6 of the RCG 2023 Guidance notes. The currency ERC rates are set at £4m (Four Million Pounds) @ 1st April 2021 (AVD) for the RCG 2023 Publication. | Costs exclude external works. | - | - | - | The plant and machinery listed in the description has been included in this costing. | - | - | Factory Buildings - Process, Light - Uninsulated | - | 10097 |  | M2 | - | NA | NA | NA | 352.8921 | Option 1 | 437.5171 | 23.98% | 0 | 0 | -100% | -100% | 0 | -100% | Redirected | NA | VOA_GPN_GOV_UK\7246041 | 2019-08-30 | Low | - | - | Redirected, low risk | NA | - | NA | SPONS A&B | NA | (BEAMS Note 2) The ERC for this item should be added to all other rateable items on the hereditament (except land). Therefore the total of the ERC of the other Building Items and the P&M ERC (where applicable) to enable the correct contract size adjustment to be made. ERC of Building Component + ERC of P&M = Total ERC to which contract size adjustment should be applied. The appropriate % adjustment should be made in accordance with the scale for contract size adjustment specified under section 6 of the RCG 2021 Guidance notes. The currency ERC rates are set at £4m (Four Million Pounds) @ 1st April 2019 (AVD) for the RCG 2021 Publication. | Factory Buildings - Process, Light - Uninsulated | - | 2 | TRUE
2122 | 41P23A | 6313 | 41P23A | Factory buildings process | Light - uninsulated | Sheet metal cladding | 101m² - 250m² | Eaves ht - 8.0m | Steel framed building with single skin PMS cladding to walls and roof. Building Construction : - Foundations : Concrete pad and strip foundations with 150mm mesh reinforced concrete slab. Frame : Light steel frame. Upper Floors : None. Roof : Single skin profiled protected metal, fitted to steel purlins with plastic headed screws, translucent sheet glazing; rainwater gutters, down pipes and drainage. External Walls : 100mm brickwork infill to 1.0m; single skin profiled protected metal cladding, fixed to horizontal steel rails with plastic headed screws, translucent sheet glazing; access doors goods/personnel. Windows and Doors : Single glazed windows in metal frames. Steel doors set within metal frames. Internal Walls : Block walls. Internal Finishes : None. Building Services : Electric light and power, water laid on, toilets, unheated. External works : Drainage to the curtilage. | Location Adjustment Applicable (See Guidance Notes) - ERC = UK mean of 1.00 | (BEAMS Note 2) The ERC for this item should be added to all other rateable items on the hereditament (except land). Therefore the total of the ERC of the other Building Items and the P&M ERC (where applicable) to enable the correct contract size adjustment to be made. ERC of Building Component + ERC of P&M = Total ERC to which contract size adjustment should be applied. The appropriate % adjustment should be made in accordance with the scale for contract size adjustment specified under section 6 of the RCG 2023 Guidance notes. The currency ERC rates are set at £4m (Four Million Pounds) @ 1st April 2021 (AVD) for the RCG 2023 Publication. | Costs exclude external works. | - | - | - | The plant and machinery listed in the description has been included in this costing. | - | - | Factory Buildings - Process, Light - Uninsulated | - | 10097 |  | M2 | - | NA | NA | NA | 395.9465 | Option 1 | 490.8961 | 23.98% | 0 | 0 | -100% | -100% | 0 | -100% | Redirected | NA | VOA_GPN_GOV_UK\7246041 | 2019-08-30 | Low | - | - | Redirected, low risk | NA | - | NA | SPONS A&B | NA | (BEAMS Note 2) The ERC for this item should be added to all other rateable items on the hereditament (except land). Therefore the total of the ERC of the other Building Items and the P&M ERC (where applicable) to enable the correct contract size adjustment to be made. ERC of Building Component + ERC of P&M = Total ERC to which contract size adjustment should be applied. The appropriate % adjustment should be made in accordance with the scale for contract size adjustment specified under section 6 of the RCG 2021 Guidance notes. The currency ERC rates are set at £4m (Four Million Pounds) @ 1st April 2019 (AVD) for the RCG 2021 Publication. | Factory Buildings - Process, Light - Uninsulated | - | 2 | TRUE
2123 | 41P23C | 6314 | 41P23C | Factory buildings process | Light - uninsulated | Sheet metal cladding | 101m² - 250m² | Eaves ht - 8.5m | Steel framed building with single skin PMS cladding to walls and roof. Building Construction : - Foundations : Concrete pad and strip foundations with 150mm mesh reinforced concrete slab. Frame : Light steel frame. Upper Floors : None. Roof : Single skin profiled protected metal, fitted to steel purlins with plastic headed screws, translucent sheet glazing; rainwater gutters, down pipes and drainage. External Walls : 100mm brickwork infill to 1.0m; single skin profiled protected metal cladding, fixed to horizontal steel rails with plastic headed screws, translucent sheet glazing; access doors goods/personnel. Windows and Doors : Single glazed windows in metal frames. Steel doors set within metal frames. Internal Walls : Block walls. Internal Finishes : None. Building Services : Electric light and power, water laid on, toilets, unheated. External works : Drainage to the curtilage. | Location Adjustment Applicable (See Guidance Notes) - ERC = UK mean of 1.00 | (BEAMS Note 2) The ERC for this item should be added to all other rateable items on the hereditament (except land). Therefore the total of the ERC of the other Building Items and the P&M ERC (where applicable) to enable the correct contract size adjustment to be made. ERC of Building Component + ERC of P&M = Total ERC to which contract size adjustment should be applied. The appropriate % adjustment should be made in accordance with the scale for contract size adjustment specified under section 6 of the RCG 2023 Guidance notes. The currency ERC rates are set at £4m (Four Million Pounds) @ 1st April 2021 (AVD) for the RCG 2023 Publication. | Costs exclude external works. | - | - | - | The plant and machinery listed in the description has been included in this costing. | - | - | Factory Buildings - Process, Light - Uninsulated | - | 10097 |  | M2 | - | NA | NA | NA | 407.4789 | Option 1 | 505.194 | 23.98% | 0 | 0 | -100% | -100% | 0 | -100% | Redirected | NA | VOA_GPN_GOV_UK\7246041 | 2019-08-30 | Low | - | - | Redirected, low risk | NA | - | NA | SPONS A&B | NA | (BEAMS Note 2) The ERC for this item should be added to all other rateable items on the hereditament (except land). Therefore the total of the ERC of the other Building Items and the P&M ERC (where applicable) to enable the correct contract size adjustment to be made. ERC of Building Component + ERC of P&M = Total ERC to which contract size adjustment should be applied. The appropriate % adjustment should be made in accordance with the scale for contract size adjustment specified under section 6 of the RCG 2021 Guidance notes. The currency ERC rates are set at £4m (Four Million Pounds) @ 1st April 2019 (AVD) for the RCG 2021 Publication. | Factory Buildings - Process, Light - Uninsulated | - | 2 | TRUE
2124 | 41P23E | 6315 | 41P23E | Factory buildings process | Light - uninsulated | Sheet metal cladding | 101m² - 250m² | Eaves ht - 9.0m | Steel framed building with single skin PMS cladding to walls and roof. Building Construction : - Foundations : Concrete pad and strip foundations with 150mm mesh reinforced concrete slab. Frame : Light steel frame. Upper Floors : None. Roof : Single skin profiled protected metal, fitted to steel purlins with plastic headed screws, translucent sheet glazing; rainwater gutters, down pipes and drainage. External Walls : 100mm brickwork infill to 1.0m; single skin profiled protected metal cladding, fixed to horizontal steel rails with plastic headed screws, translucent sheet glazing; access doors goods/personnel. Windows and Doors : Single glazed windows in metal frames. Steel doors set within metal frames. Internal Walls : Block walls. Internal Finishes : None. Building Services : Electric light and power, water laid on, toilets, unheated. External works : Drainage to the curtilage. | Location Adjustment Applicable (See Guidance Notes) - ERC = UK mean of 1.00 | (BEAMS Note 2) The ERC for this item should be added to all other rateable items on the hereditament (except land). Therefore the total of the ERC of the other Building Items and the P&M ERC (where applicable) to enable the correct contract size adjustment to be made. ERC of Building Component + ERC of P&M = Total ERC to which contract size adjustment should be applied. The appropriate % adjustment should be made in accordance with the scale for contract size adjustment specified under section 6 of the RCG 2023 Guidance notes. The currency ERC rates are set at £4m (Four Million Pounds) @ 1st April 2021 (AVD) for the RCG 2023 Publication. | Costs exclude external works. | - | - | - | The plant and machinery listed in the description has been included in this costing. | - | - | Factory Buildings - Process, Light - Uninsulated | - | 10097 |  | M2 | - | NA | NA | NA | 419.0113 | Option 1 | 519.492 | 23.98% | 0 | 0 | -100% | -100% | 0 | -100% | Redirected | NA | VOA_GPN_GOV_UK\7246041 | 2019-08-30 | Low | - | - | Redirected, low risk | NA | - | NA | SPONS A&B | NA | (BEAMS Note 2) The ERC for this item should be added to all other rateable items on the hereditament (except land). Therefore the total of the ERC of the other Building Items and the P&M ERC (where applicable) to enable the correct contract size adjustment to be made. ERC of Building Component + ERC of P&M = Total ERC to which contract size adjustment should be applied. The appropriate % adjustment should be made in accordance with the scale for contract size adjustment specified under section 6 of the RCG 2021 Guidance notes. The currency ERC rates are set at £4m (Four Million Pounds) @ 1st April 2019 (AVD) for the RCG 2021 Publication. | Factory Buildings - Process, Light - Uninsulated | - | 2 | TRUE
2125 | 41P23G | 6316 | 41P23G | Factory buildings process | Light - uninsulated | Sheet metal cladding | 101m² - 250m² | Eaves ht - 9.5m | Steel framed building with single skin PMS cladding to walls and roof. Building Construction : - Foundations : Concrete pad and strip foundations with 150mm mesh reinforced concrete slab. Frame : Light steel frame. Upper Floors : None. Roof : Single skin profiled protected metal, fitted to steel purlins with plastic headed screws, translucent sheet glazing; rainwater gutters, down pipes and drainage. External Walls : 100mm brickwork infill to 1.0m; single skin profiled protected metal cladding, fixed to horizontal steel rails with plastic headed screws, translucent sheet glazing; access doors goods/personnel. Windows and Doors : Single glazed windows in metal frames. Steel doors set within metal frames. Internal Walls : Block walls. Internal Finishes : None. Building Services : Electric light and power, water laid on, toilets, unheated. External works : Drainage to the curtilage. | Location Adjustment Applicable (See Guidance Notes) - ERC = UK mean of 1.00 | (BEAMS Note 2) The ERC for this item should be added to all other rateable items on the hereditament (except land). Therefore the total of the ERC of the other Building Items and the P&M ERC (where applicable) to enable the correct contract size adjustment to be made. ERC of Building Component + ERC of P&M = Total ERC to which contract size adjustment should be applied. The appropriate % adjustment should be made in accordance with the scale for contract size adjustment specified under section 6 of the RCG 2023 Guidance notes. The currency ERC rates are set at £4m (Four Million Pounds) @ 1st April 2021 (AVD) for the RCG 2023 Publication. | Costs exclude external works. | - | - | - | The plant and machinery listed in the description has been included in this costing. | - | - | Factory Buildings - Process, Light - Uninsulated | - | 10097 |  | M2 | - | NA | NA | NA | 430.5438 | Option 1 | 533.7899 | 23.98% | 0 | 0 | -100% | -100% | 0 | -100% | Redirected | NA | VOA_GPN_GOV_UK\7246041 | 2019-08-30 | Low | - | - | Redirected, low risk | NA | - | NA | SPONS A&B | NA | (BEAMS Note 2) The ERC for this item should be added to all other rateable items on the hereditament (except land). Therefore the total of the ERC of the other Building Items and the P&M ERC (where applicable) to enable the correct contract size adjustment to be made. ERC of Building Component + ERC of P&M = Total ERC to which contract size adjustment should be applied. The appropriate % adjustment should be made in accordance with the scale for contract size adjustment specified under section 6 of the RCG 2021 Guidance notes. The currency ERC rates are set at £4m (Four Million Pounds) @ 1st April 2019 (AVD) for the RCG 2021 Publication. | Factory Buildings - Process, Light - Uninsulated | - | 2 | TRUE
2126 | 41P23K | 6317 | 41P23K | Factory buildings process | Light - uninsulated | Sheet metal cladding | 101m² - 250m² | Eaves ht - 10.0m | Steel framed building with single skin PMS cladding to walls and roof. Building Construction : - Foundations : Concrete pad and strip foundations with 150mm mesh reinforced concrete slab. Frame : Light steel frame. Upper Floors : None. Roof : Single skin profiled protected metal, fitted to steel purlins with plastic headed screws, translucent sheet glazing; rainwater gutters, down pipes and drainage. External Walls : 100mm brickwork infill to 1.0m; single skin profiled protected metal cladding, fixed to horizontal steel rails with plastic headed screws, translucent sheet glazing; access doors goods/personnel. Windows and Doors : Single glazed windows in metal frames. Steel doors set within metal frames. Internal Walls : Block walls. Internal Finishes : None. Building Services : Electric light and power, water laid on, toilets, unheated. External works : Drainage to the curtilage. | Location Adjustment Applicable (See Guidance Notes) - ERC = UK mean of 1.00 | (BEAMS Note 2) The ERC for this item should be added to all other rateable items on the hereditament (except land). Therefore the total of the ERC of the other Building Items and the P&M ERC (where applicable) to enable the correct contract size adjustment to be made. ERC of Building Component + ERC of P&M = Total ERC to which contract size adjustment should be applied. The appropriate % adjustment should be made in accordance with the scale for contract size adjustment specified under section 6 of the RCG 2023 Guidance notes. The currency ERC rates are set at £4m (Four Million Pounds) @ 1st April 2021 (AVD) for the RCG 2023 Publication. | Costs exclude external works. | - | - | - | The plant and machinery listed in the description has been included in this costing. | - | - | Factory Buildings - Process, Light - Uninsulated | - | 10097 |  | M2 | - | NA | NA | NA | 442.0762 | Option 1 | 548.0879 | 23.98% | 0 | 0 | -100% | -100% | 0 | -100% | Redirected | NA | VOA_GPN_GOV_UK\7246041 | 2019-08-30 | Low | - | - | Redirected, low risk | NA | - | NA | SPONS A&B | NA | (BEAMS Note 2) The ERC for this item should be added to all other rateable items on the hereditament (except land). Therefore the total of the ERC of the other Building Items and the P&M ERC (where applicable) to enable the correct contract size adjustment to be made. ERC of Building Component + ERC of P&M = Total ERC to which contract size adjustment should be applied. The appropriate % adjustment should be made in accordance with the scale for contract size adjustment specified under section 6 of the RCG 2021 Guidance notes. The currency ERC rates are set at £4m (Four Million Pounds) @ 1st April 2019 (AVD) for the RCG 2021 Publication. | Factory Buildings - Process, Light - Uninsulated | - | 2 | TRUE
2127 | 41P23P | 6503 | 41P23P | Factory buildings process | Light - uninsulated | Sheet metal cladding | 101m² - 250m² | Eaves ht - 11.0m | Steel framed building with single skin PMS cladding to walls and roof. Building Construction : - Foundations : Concrete pad and strip foundations with 150mm mesh reinforced concrete slab. Frame : Light steel frame. Upper Floors : None. Roof : Single skin profiled protected metal, fitted to steel purlins with plastic headed screws, translucent sheet glazing; rainwater gutters, down pipes and drainage. External Walls : 100mm brickwork infill to 1.0m; single skin profiled protected metal cladding, fixed to horizontal steel rails with plastic headed screws, translucent sheet glazing; access doors goods/personnel. Windows and Doors : Single glazed windows in metal frames. Steel doors set within metal frames. Internal Walls : Block walls. Internal Finishes : None. Building Services : Electric light and power, water laid on, toilets, unheated. External works : Drainage to the curtilage. | Location Adjustment Applicable (See Guidance Notes) - ERC = UK mean of 1.00 | (BEAMS Note 2) The ERC for this item should be added to all other rateable items on the hereditament (except land). Therefore the total of the ERC of the other Building Items and the P&M ERC (where applicable) to enable the correct contract size adjustment to be made. ERC of Building Component + ERC of P&M = Total ERC to which contract size adjustment should be applied. The appropriate % adjustment should be made in accordance with the scale for contract size adjustment specified under section 6 of the RCG 2023 Guidance notes. The currency ERC rates are set at £4m (Four Million Pounds) @ 1st April 2021 (AVD) for the RCG 2023 Publication. | Costs exclude external works. | - | - | - | The plant and machinery listed in the description has been included in this costing. | - | - | Factory Buildings - Process, Light - Uninsulated | - | 10097 |  | M2 | - | NA | NA | NA | 465.9099 | Option 1 | 577.6369 | 23.98% | 0 | 0 | -100% | -100% | 0 | -100% | Redirected | NA | VOA_GPN_GOV_UK\7246041 | 2019-08-30 | Low | - | - | Redirected, low risk | NA | - | NA | SPONS A&B | NA | (BEAMS Note 2) The ERC for this item should be added to all other rateable items on the hereditament (except land). Therefore the total of the ERC of the other Building Items and the P&M ERC (where applicable) to enable the correct contract size adjustment to be made. ERC of Building Component + ERC of P&M = Total ERC to which contract size adjustment should be applied. The appropriate % adjustment should be made in accordance with the scale for contract size adjustment specified under section 6 of the RCG 2021 Guidance notes. The currency ERC rates are set at £4m (Four Million Pounds) @ 1st April 2019 (AVD) for the RCG 2021 Publication. | Factory Buildings - Process, Light - Uninsulated | - | 2 | TRUE
2128 | 41P23T | 6318 | 41P23T | Factory buildings process | Light - uninsulated | Sheet metal cladding | 101m² - 250m² | Eaves ht - 12.0m | Steel framed building with single skin PMS cladding to walls and roof. Building Construction : - Foundations : Concrete pad and strip foundations with 150mm mesh reinforced concrete slab. Frame : Light steel frame. Upper Floors : None. Roof : Single skin profiled protected metal, fitted to steel purlins with plastic headed screws, translucent sheet glazing; rainwater gutters, down pipes and drainage. External Walls : 100mm brickwork infill to 1.0m; single skin profiled protected metal cladding, fixed to horizontal steel rails with plastic headed screws, translucent sheet glazing; access doors goods/personnel. Windows and Doors : Single glazed windows in metal frames. Steel doors set within metal frames. Internal Walls : Block walls. Internal Finishes : None. Building Services : Electric light and power, water laid on, toilets, unheated. External works : Drainage to the curtilage. | Location Adjustment Applicable (See Guidance Notes) - ERC = UK mean of 1.00 | (BEAMS Note 2) The ERC for this item should be added to all other rateable items on the hereditament (except land). Therefore the total of the ERC of the other Building Items and the P&M ERC (where applicable) to enable the correct contract size adjustment to be made. ERC of Building Component + ERC of P&M = Total ERC to which contract size adjustment should be applied. The appropriate % adjustment should be made in accordance with the scale for contract size adjustment specified under section 6 of the RCG 2023 Guidance notes. The currency ERC rates are set at £4m (Four Million Pounds) @ 1st April 2021 (AVD) for the RCG 2023 Publication. | Costs exclude external works. | - | - | - | The plant and machinery listed in the description has been included in this costing. | - | - | Factory Buildings - Process, Light - Uninsulated | - | 10097 |  | M2 | - | NA | NA | NA | 488.9747 | Option 1 | 606.2328 | 23.98% | 0 | 0 | -100% | -100% | 0 | -100% | Redirected | NA | VOA_GPN_GOV_UK\7246041 | 2019-08-30 | Low | - | - | Redirected, low risk | NA | - | NA | SPONS A&B | NA | (BEAMS Note 2) The ERC for this item should be added to all other rateable items on the hereditament (except land). Therefore the total of the ERC of the other Building Items and the P&M ERC (where applicable) to enable the correct contract size adjustment to be made. ERC of Building Component + ERC of P&M = Total ERC to which contract size adjustment should be applied. The appropriate % adjustment should be made in accordance with the scale for contract size adjustment specified under section 6 of the RCG 2021 Guidance notes. The currency ERC rates are set at £4m (Four Million Pounds) @ 1st April 2019 (AVD) for the RCG 2021 Publication. | Factory Buildings - Process, Light - Uninsulated | - | 2 | TRUE
2129 | 41P24A | 6723 | 41P24A | Factory buildings process | Light - uninsulated | Sheet metal cladding | 251m² - 500m² | Eaves ht - 3.0m | Steel framed building with single skin PMS cladding to walls and roof. Building Construction : - Foundations : Concrete pad and strip foundations with 150mm mesh reinforced concrete slab. Frame : Light steel frame. Upper Floors : None. Roof : Single skin profiled protected metal, fitted to steel purlins with plastic headed screws, translucent sheet glazing; rainwater gutters, down pipes and drainage. External Walls : 100mm brickwork infill to 1.0m; single skin profiled protected metal cladding, fixed to horizontal steel rails with plastic headed screws, translucent sheet glazing; access doors goods/personnel. Windows and Doors : Single glazed windows in metal frames. Steel doors set within metal frames. Internal Walls : Block walls. Internal Finishes : None. Building Services : Electric light and power, water laid on, toilets, unheated. External works : Drainage to the curtilage. | Location Adjustment Applicable (See Guidance Notes) - ERC = UK mean of 1.00 | (BEAMS Note 2) The ERC for this item should be added to all other rateable items on the hereditament (except land). Therefore the total of the ERC of the other Building Items and the P&M ERC (where applicable) to enable the correct contract size adjustment to be made. ERC of Building Component + ERC of P&M = Total ERC to which contract size adjustment should be applied. The appropriate % adjustment should be made in accordance with the scale for contract size adjustment specified under section 6 of the RCG 2023 Guidance notes. The currency ERC rates are set at £4m (Four Million Pounds) @ 1st April 2021 (AVD) for the RCG 2023 Publication. | Costs exclude external works. | - | - | - | The plant and machinery listed in the description has been included in this costing. | - | - | - | - | 10098 |  | M2 | - | NA | NA | NA | 212.1966 | Option 1 | 263.0822 | 23.98% | 0 | 0 | -100% | -100% | 0 | -100% | Redirected | NA | VOA_GPN_GOV_UK\7246041 | 2019-08-30 | Low | - | - | Redirected, low risk | NA | - | NA | SPONS A&B | NA | (BEAMS Note 2) The ERC for this item should be added to all other rateable items on the hereditament (except land). Therefore the total of the ERC of the other Building Items and the P&M ERC (where applicable) to enable the correct contract size adjustment to be made. ERC of Building Component + ERC of P&M = Total ERC to which contract size adjustment should be applied. The appropriate % adjustment should be made in accordance with the scale for contract size adjustment specified under section 6 of the RCG 2021 Guidance notes. The currency ERC rates are set at £4m (Four Million Pounds) @ 1st April 2019 (AVD) for the RCG 2021 Publication. | - | - | 2 | TRUE
2130 | 41P24C | 6646 | 41P24C | Factory buildings process | Light - uninsulated | Sheet metal cladding | 251m² - 500m² | Eaves ht - 3.5m | Steel framed building with single skin PMS cladding to walls and roof. Building Construction : - Foundations : Concrete pad and strip foundations with 150mm mesh reinforced concrete slab. Frame : Light steel frame. Upper Floors : None. Roof : Single skin profiled protected metal, fitted to steel purlins with plastic headed screws, translucent sheet glazing; rainwater gutters, down pipes and drainage. External Walls : 100mm brickwork infill to 1.0m; single skin profiled protected metal cladding, fixed to horizontal steel rails with plastic headed screws, translucent sheet glazing; access doors goods/personnel. Windows and Doors : Single glazed windows in metal frames. Steel doors set within metal frames. Internal Walls : Block walls. Internal Finishes : None. Building Services : Electric light and power, water laid on, toilets, unheated. External works : Drainage to the curtilage. | Location Adjustment Applicable (See Guidance Notes) - ERC = UK mean of 1.00 | (BEAMS Note 2) The ERC for this item should be added to all other rateable items on the hereditament (except land). Therefore the total of the ERC of the other Building Items and the P&M ERC (where applicable) to enable the correct contract size adjustment to be made. ERC of Building Component + ERC of P&M = Total ERC to which contract size adjustment should be applied. The appropriate % adjustment should be made in accordance with the scale for contract size adjustment specified under section 6 of the RCG 2023 Guidance notes. The currency ERC rates are set at £4m (Four Million Pounds) @ 1st April 2021 (AVD) for the RCG 2023 Publication. | Costs exclude external works. | - | - | - | The plant and machinery listed in the description has been included in this costing. | - | - | - | - | 10098 |  | M2 | - | NA | NA | NA | 217.5784 | Option 1 | 269.7545 | 23.98% | 0 | 0 | -100% | -100% | 0 | -100% | Redirected | NA | VOA_GPN_GOV_UK\7246041 | 2019-08-30 | Low | - | - | Redirected, low risk | NA | - | NA | SPONS A&B | NA | (BEAMS Note 2) The ERC for this item should be added to all other rateable items on the hereditament (except land). Therefore the total of the ERC of the other Building Items and the P&M ERC (where applicable) to enable the correct contract size adjustment to be made. ERC of Building Component + ERC of P&M = Total ERC to which contract size adjustment should be applied. The appropriate % adjustment should be made in accordance with the scale for contract size adjustment specified under section 6 of the RCG 2021 Guidance notes. The currency ERC rates are set at £4m (Four Million Pounds) @ 1st April 2019 (AVD) for the RCG 2021 Publication. | - | - | 2 | TRUE
2131 | 41P24E | 6436 | 41P24E | Factory buildings process | Light - uninsulated | Sheet metal cladding | 251m² - 500m² | Eaves ht - 4.0m | Steel framed building with single skin PMS cladding to walls and roof. Building Construction : - Foundations : Concrete pad and strip foundations with 150mm mesh reinforced concrete slab. Frame : Light steel frame. Upper Floors : None. Roof : Single skin profiled protected metal, fitted to steel purlins with plastic headed screws, translucent sheet glazing; rainwater gutters, down pipes and drainage. External Walls : 100mm brickwork infill to 1.0m; single skin profiled protected metal cladding, fixed to horizontal steel rails with plastic headed screws, translucent sheet glazing; access doors goods/personnel. Windows and Doors : Single glazed windows in metal frames. Steel doors set within metal frames. Internal Walls : Block walls. Internal Finishes : None. Building Services : Electric light and power, water laid on, toilets, unheated. External works : Drainage to the curtilage. | Location Adjustment Applicable (See Guidance Notes) - ERC = UK mean of 1.00 | (BEAMS Note 2) The ERC for this item should be added to all other rateable items on the hereditament (except land). Therefore the total of the ERC of the other Building Items and the P&M ERC (where applicable) to enable the correct contract size adjustment to be made. ERC of Building Component + ERC of P&M = Total ERC to which contract size adjustment should be applied. The appropriate % adjustment should be made in accordance with the scale for contract size adjustment specified under section 6 of the RCG 2023 Guidance notes. The currency ERC rates are set at £4m (Four Million Pounds) @ 1st April 2021 (AVD) for the RCG 2023 Publication. | Costs exclude external works. | - | - | - | The plant and machinery listed in the description has been included in this costing. | - | - | - | - | 10098 |  | M2 | - | NA | NA | NA | 222.9602 | Option 1 | 276.4269 | 23.98% | 0 | 0 | -100% | -100% | 0 | -100% | Redirected | NA | VOA_GPN_GOV_UK\7246041 | 2019-08-30 | Low | - | - | Redirected, low risk | NA | - | NA | SPONS A&B | NA | (BEAMS Note 2) The ERC for this item should be added to all other rateable items on the hereditament (except land). Therefore the total of the ERC of the other Building Items and the P&M ERC (where applicable) to enable the correct contract size adjustment to be made. ERC of Building Component + ERC of P&M = Total ERC to which contract size adjustment should be applied. The appropriate % adjustment should be made in accordance with the scale for contract size adjustment specified under section 6 of the RCG 2021 Guidance notes. The currency ERC rates are set at £4m (Four Million Pounds) @ 1st April 2019 (AVD) for the RCG 2021 Publication. | - | - | 2 | TRUE
2132 | 41P24G | 6455 | 41P24G | Factory buildings process | Light - uninsulated | Sheet metal cladding | 251m² - 500m² | Eaves ht - 4.5m | Steel framed building with single skin PMS cladding to walls and roof. Building Construction : - Foundations : Concrete pad and strip foundations with 150mm mesh reinforced concrete slab. Frame : Light steel frame. Upper Floors : None. Roof : Single skin profiled protected metal, fitted to steel purlins with plastic headed screws, translucent sheet glazing; rainwater gutters, down pipes and drainage. External Walls : 100mm brickwork infill to 1.0m; single skin profiled protected metal cladding, fixed to horizontal steel rails with plastic headed screws, translucent sheet glazing; access doors goods/personnel. Windows and Doors : Single glazed windows in metal frames. Steel doors set within metal frames. Internal Walls : Block walls. Internal Finishes : None. Building Services : Electric light and power, water laid on, toilets, unheated. External works : Drainage to the curtilage. | Location Adjustment Applicable (See Guidance Notes) - ERC = UK mean of 1.00 | (BEAMS Note 2) The ERC for this item should be added to all other rateable items on the hereditament (except land). Therefore the total of the ERC of the other Building Items and the P&M ERC (where applicable) to enable the correct contract size adjustment to be made. ERC of Building Component + ERC of P&M = Total ERC to which contract size adjustment should be applied. The appropriate % adjustment should be made in accordance with the scale for contract size adjustment specified under section 6 of the RCG 2023 Guidance notes. The currency ERC rates are set at £4m (Four Million Pounds) @ 1st April 2021 (AVD) for the RCG 2023 Publication. | Costs exclude external works. | - | - | - | The plant and machinery listed in the description has been included in this costing. | - | - | - | - | 10098 |  | M2 | - | NA | NA | NA | 228.342 | Option 1 | 283.0993 | 23.98% | 0 | 0 | -100% | -100% | 0 | -100% | Redirected | NA | VOA_GPN_GOV_UK\7246041 | 2019-08-30 | Low | - | - | Redirected, low risk | NA | - | NA | SPONS A&B | NA | (BEAMS Note 2) The ERC for this item should be added to all other rateable items on the hereditament (except land). Therefore the total of the ERC of the other Building Items and the P&M ERC (where applicable) to enable the correct contract size adjustment to be made. ERC of Building Component + ERC of P&M = Total ERC to which contract size adjustment should be applied. The appropriate % adjustment should be made in accordance with the scale for contract size adjustment specified under section 6 of the RCG 2021 Guidance notes. The currency ERC rates are set at £4m (Four Million Pounds) @ 1st April 2019 (AVD) for the RCG 2021 Publication. | - | - | 2 | TRUE
2133 | 41P24H | 6266 | 41P24H | Factory buildings process | Light - uninsulated | Sheet metal cladding | 251m² - 500m² | Eaves ht - 5.0m | Steel framed building with single skin PMS cladding to walls and roof. Building Construction : - Foundations : Concrete pad and strip foundations with 150mm mesh reinforced concrete slab. Frame : Light steel frame. Upper Floors : None. Roof : Single skin profiled protected metal, fitted to steel purlins with plastic headed screws, translucent sheet glazing; rainwater gutters, down pipes and drainage. External Walls : 100mm brickwork infill to 1.0m; single skin profiled protected metal cladding, fixed to horizontal steel rails with plastic headed screws, translucent sheet glazing; access doors goods/personnel. Windows and Doors : Single glazed windows in metal frames. Steel doors set within metal frames. Internal Walls : Block walls. Internal Finishes : None. Building Services : Electric light and power, water laid on, toilets, unheated. External works : Drainage to the curtilage. | Location Adjustment Applicable (See Guidance Notes) - ERC = UK mean of 1.00 | (BEAMS Note 2) The ERC for this item should be added to all other rateable items on the hereditament (except land). Therefore the total of the ERC of the other Building Items and the P&M ERC (where applicable) to enable the correct contract size adjustment to be made. ERC of Building Component + ERC of P&M = Total ERC to which contract size adjustment should be applied. The appropriate % adjustment should be made in accordance with the scale for contract size adjustment specified under section 6 of the RCG 2023 Guidance notes. The currency ERC rates are set at £4m (Four Million Pounds) @ 1st April 2021 (AVD) for the RCG 2023 Publication. | Costs exclude external works. | - | - | - | The plant and machinery listed in the description has been included in this costing. | - | - | - | - | 10098 |  | M2 | - | NA | NA | NA | 233.7238 | Option 1 | 289.7717 | 23.98% | 0 | 0 | -100% | -100% | 0 | -100% | Redirected | NA | VOA_GPN_GOV_UK\7246041 | 2019-08-30 | Low | - | - | Redirected, low risk | NA | - | NA | SPONS A&B | NA | (BEAMS Note 2) The ERC for this item should be added to all other rateable items on the hereditament (except land). Therefore the total of the ERC of the other Building Items and the P&M ERC (where applicable) to enable the correct contract size adjustment to be made. ERC of Building Component + ERC of P&M = Total ERC to which contract size adjustment should be applied. The appropriate % adjustment should be made in accordance with the scale for contract size adjustment specified under section 6 of the RCG 2021 Guidance notes. The currency ERC rates are set at £4m (Four Million Pounds) @ 1st April 2019 (AVD) for the RCG 2021 Publication. | - | - | 2 | TRUE
2134 | 41P24K | 6474 | 41P24K | Factory buildings process | Light - uninsulated | Sheet metal cladding | 251m² - 500m² | Eaves ht - 5.5m | Steel framed building with single skin PMS cladding to walls and roof. Building Construction : - Foundations : Concrete pad and strip foundations with 150mm mesh reinforced concrete slab. Frame : Light steel frame. Upper Floors : None. Roof : Single skin profiled protected metal, fitted to steel purlins with plastic headed screws, translucent sheet glazing; rainwater gutters, down pipes and drainage. External Walls : 100mm brickwork infill to 1.0m; single skin profiled protected metal cladding, fixed to horizontal steel rails with plastic headed screws, translucent sheet glazing; access doors goods/personnel. Windows and Doors : Single glazed windows in metal frames. Steel doors set within metal frames. Internal Walls : Block walls. Internal Finishes : None. Building Services : Electric light and power, water laid on, toilets, unheated. External works : Drainage to the curtilage. | Location Adjustment Applicable (See Guidance Notes) - ERC = UK mean of 1.00 | (BEAMS Note 2) The ERC for this item should be added to all other rateable items on the hereditament (except land). Therefore the total of the ERC of the other Building Items and the P&M ERC (where applicable) to enable the correct contract size adjustment to be made. ERC of Building Component + ERC of P&M = Total ERC to which contract size adjustment should be applied. The appropriate % adjustment should be made in accordance with the scale for contract size adjustment specified under section 6 of the RCG 2023 Guidance notes. The currency ERC rates are set at £4m (Four Million Pounds) @ 1st April 2021 (AVD) for the RCG 2023 Publication. | Costs exclude external works. | - | - | - | The plant and machinery listed in the description has been included in this costing. | - | - | - | - | 10098 |  | M2 | - | NA | NA | NA | 252.9445 | Option 1 | 313.6016 | 23.98% | 0 | 0 | -100% | -100% | 0 | -100% | Redirected | NA | VOA_GPN_GOV_UK\7246041 | 2019-08-30 | Low | - | - | Redirected, low risk | NA | - | NA | SPONS A&B | NA | (BEAMS Note 2) The ERC for this item should be added to all other rateable items on the hereditament (except land). Therefore the total of the ERC of the other Building Items and the P&M ERC (where applicable) to enable the correct contract size adjustment to be made. ERC of Building Component + ERC of P&M = Total ERC to which contract size adjustment should be applied. The appropriate % adjustment should be made in accordance with the scale for contract size adjustment specified under section 6 of the RCG 2021 Guidance notes. The currency ERC rates are set at £4m (Four Million Pounds) @ 1st April 2019 (AVD) for the RCG 2021 Publication. | - | - | 2 | TRUE
2135 | 41P24M | 6647 | 41P24M | Factory buildings process | Light - uninsulated | Sheet metal cladding | 251m² - 500m² | Eaves ht - 6.0m | Steel framed building with single skin PMS cladding to walls and roof. Building Construction : - Foundations : Concrete pad and strip foundations with 150mm mesh reinforced concrete slab. Frame : Light steel frame. Upper Floors : None. Roof : Single skin profiled protected metal, fitted to steel purlins with plastic headed screws, translucent sheet glazing; rainwater gutters, down pipes and drainage. External Walls : 100mm brickwork infill to 1.0m; single skin profiled protected metal cladding, fixed to horizontal steel rails with plastic headed screws, translucent sheet glazing; access doors goods/personnel. Windows and Doors : Single glazed windows in metal frames. Steel doors set within metal frames. Internal Walls : Block walls. Internal Finishes : None. Building Services : Electric light and power, water laid on, toilets, unheated. External works : Drainage to the curtilage. | Location Adjustment Applicable (See Guidance Notes) - ERC = UK mean of 1.00 | (BEAMS Note 2) The ERC for this item should be added to all other rateable items on the hereditament (except land). Therefore the total of the ERC of the other Building Items and the P&M ERC (where applicable) to enable the correct contract size adjustment to be made. ERC of Building Component + ERC of P&M = Total ERC to which contract size adjustment should be applied. The appropriate % adjustment should be made in accordance with the scale for contract size adjustment specified under section 6 of the RCG 2023 Guidance notes. The currency ERC rates are set at £4m (Four Million Pounds) @ 1st April 2021 (AVD) for the RCG 2023 Publication. | Costs exclude external works. | - | - | - | The plant and machinery listed in the description has been included in this costing. | - | - | - | - | 10098 |  | M2 | - | NA | NA | NA | 259.0951 | Option 1 | 321.2271 | 23.98% | 0 | 0 | -100% | -100% | 0 | -100% | Redirected | NA | VOA_GPN_GOV_UK\7246041 | 2019-08-30 | Low | - | - | Redirected, low risk | NA | - | NA | SPONS A&B | NA | (BEAMS Note 2) The ERC for this item should be added to all other rateable items on the hereditament (except land). Therefore the total of the ERC of the other Building Items and the P&M ERC (where applicable) to enable the correct contract size adjustment to be made. ERC of Building Component + ERC of P&M = Total ERC to which contract size adjustment should be applied. The appropriate % adjustment should be made in accordance with the scale for contract size adjustment specified under section 6 of the RCG 2021 Guidance notes. The currency ERC rates are set at £4m (Four Million Pounds) @ 1st April 2019 (AVD) for the RCG 2021 Publication. | - | - | 2 | TRUE
2136 | 41P24P | 6401 | 41P24P | Factory buildings process | Light - uninsulated | Sheet metal cladding | 251m² - 500m² | Eaves ht - 6.5m | Steel framed building with single skin PMS cladding to walls and roof. Building Construction : - Foundations : Concrete pad and strip foundations with 150mm mesh reinforced concrete slab. Frame : Light steel frame. Upper Floors : None. Roof : Single skin profiled protected metal, fitted to steel purlins with plastic headed screws, translucent sheet glazing; rainwater gutters, down pipes and drainage. External Walls : 100mm brickwork infill to 1.0m; single skin profiled protected metal cladding, fixed to horizontal steel rails with plastic headed screws, translucent sheet glazing; access doors goods/personnel. Windows and Doors : Single glazed windows in metal frames. Steel doors set within metal frames. Internal Walls : Block walls. Internal Finishes : None. Building Services : Electric light and power, water laid on, toilets, unheated. External works : Drainage to the curtilage. | Location Adjustment Applicable (See Guidance Notes) - ERC = UK mean of 1.00 | (BEAMS Note 2) The ERC for this item should be added to all other rateable items on the hereditament (except land). Therefore the total of the ERC of the other Building Items and the P&M ERC (where applicable) to enable the correct contract size adjustment to be made. ERC of Building Component + ERC of P&M = Total ERC to which contract size adjustment should be applied. The appropriate % adjustment should be made in accordance with the scale for contract size adjustment specified under section 6 of the RCG 2023 Guidance notes. The currency ERC rates are set at £4m (Four Million Pounds) @ 1st April 2021 (AVD) for the RCG 2023 Publication. | Costs exclude external works. | - | - | - | The plant and machinery listed in the description has been included in this costing. | - | - | - | - | 10098 |  | M2 | - | NA | NA | NA | 265.2457 | Option 1 | 328.8527 | 23.98% | 0 | 0 | -100% | -100% | 0 | -100% | Redirected | NA | VOA_GPN_GOV_UK\7246041 | 2019-08-30 | Low | - | - | Redirected, low risk | NA | - | NA | SPONS A&B | NA | (BEAMS Note 2) The ERC for this item should be added to all other rateable items on the hereditament (except land). Therefore the total of the ERC of the other Building Items and the P&M ERC (where applicable) to enable the correct contract size adjustment to be made. ERC of Building Component + ERC of P&M = Total ERC to which contract size adjustment should be applied. The appropriate % adjustment should be made in accordance with the scale for contract size adjustment specified under section 6 of the RCG 2021 Guidance notes. The currency ERC rates are set at £4m (Four Million Pounds) @ 1st April 2019 (AVD) for the RCG 2021 Publication. | - | - | 2 | TRUE
2137 | 41P24R | 6475 | 41P24R | Factory buildings process | Light - uninsulated | Sheet metal cladding | 251m² - 500m² | Eaves ht - 7.0m | Steel framed building with single skin PMS cladding to walls and roof. Building Construction : - Foundations : Concrete pad and strip foundations with 150mm mesh reinforced concrete slab. Frame : Light steel frame. Upper Floors : None. Roof : Single skin profiled protected metal, fitted to steel purlins with plastic headed screws, translucent sheet glazing; rainwater gutters, down pipes and drainage. External Walls : 100mm brickwork infill to 1.0m; single skin profiled protected metal cladding, fixed to horizontal steel rails with plastic headed screws, translucent sheet glazing; access doors goods/personnel. Windows and Doors : Single glazed windows in metal frames. Steel doors set within metal frames. Internal Walls : Block walls. Internal Finishes : None. Building Services : Electric light and power, water laid on, toilets, unheated. External works : Drainage to the curtilage. | Location Adjustment Applicable (See Guidance Notes) - ERC = UK mean of 1.00 | (BEAMS Note 2) The ERC for this item should be added to all other rateable items on the hereditament (except land). Therefore the total of the ERC of the other Building Items and the P&M ERC (where applicable) to enable the correct contract size adjustment to be made. ERC of Building Component + ERC of P&M = Total ERC to which contract size adjustment should be applied. The appropriate % adjustment should be made in accordance with the scale for contract size adjustment specified under section 6 of the RCG 2023 Guidance notes. The currency ERC rates are set at £4m (Four Million Pounds) @ 1st April 2021 (AVD) for the RCG 2023 Publication. | Costs exclude external works. | - | - | - | The plant and machinery listed in the description has been included in this costing. | - | - | - | - | 10098 |  | M2 | - | NA | NA | NA | 272.1652 | Option 1 | 337.4315 | 23.98% | 0 | 0 | -100% | -100% | 0 | -100% | Redirected | NA | VOA_GPN_GOV_UK\7246041 | 2019-08-30 | Low | - | - | Redirected, low risk | NA | - | NA | SPONS A&B | NA | (BEAMS Note 2) The ERC for this item should be added to all other rateable items on the hereditament (except land). Therefore the total of the ERC of the other Building Items and the P&M ERC (where applicable) to enable the correct contract size adjustment to be made. ERC of Building Component + ERC of P&M = Total ERC to which contract size adjustment should be applied. The appropriate % adjustment should be made in accordance with the scale for contract size adjustment specified under section 6 of the RCG 2021 Guidance notes. The currency ERC rates are set at £4m (Four Million Pounds) @ 1st April 2019 (AVD) for the RCG 2021 Publication. | - | - | 2 | TRUE
2138 | 41P24T | 6476 | 41P24T | Factory buildings process | Light - uninsulated | Sheet metal cladding | 251m² - 500m² | Eaves ht - 7.5m | Steel framed building with single skin PMS cladding to walls and roof. Building Construction : - Foundations : Concrete pad and strip foundations with 150mm mesh reinforced concrete slab. Frame : Light steel frame. Upper Floors : None. Roof : Single skin profiled protected metal, fitted to steel purlins with plastic headed screws, translucent sheet glazing; rainwater gutters, down pipes and drainage. External Walls : 100mm brickwork infill to 1.0m; single skin profiled protected metal cladding, fixed to horizontal steel rails with plastic headed screws, translucent sheet glazing; access doors goods/personnel. Windows and Doors : Single glazed windows in metal frames. Steel doors set within metal frames. Internal Walls : Block walls. Internal Finishes : None. Building Services : Electric light and power, water laid on, toilets, unheated. External works : Drainage to the curtilage. | Location Adjustment Applicable (See Guidance Notes) - ERC = UK mean of 1.00 | (BEAMS Note 2) The ERC for this item should be added to all other rateable items on the hereditament (except land). Therefore the total of the ERC of the other Building Items and the P&M ERC (where applicable) to enable the correct contract size adjustment to be made. ERC of Building Component + ERC of P&M = Total ERC to which contract size adjustment should be applied. The appropriate % adjustment should be made in accordance with the scale for contract size adjustment specified under section 6 of the RCG 2023 Guidance notes. The currency ERC rates are set at £4m (Four Million Pounds) @ 1st April 2021 (AVD) for the RCG 2023 Publication. | Costs exclude external works. | - | - | - | The plant and machinery listed in the description has been included in this costing. | - | - | - | - | 10098 |  | M2 | - | NA | NA | NA | 279.8534 | Option 1 | 346.9634 | 23.98% | 0 | 0 | -100% | -100% | 0 | -100% | Redirected | NA | VOA_GPN_GOV_UK\7246041 | 2019-08-30 | Low | - | - | Redirected, low risk | NA | - | NA | SPONS A&B | NA | (BEAMS Note 2) The ERC for this item should be added to all other rateable items on the hereditament (except land). Therefore the total of the ERC of the other Building Items and the P&M ERC (where applicable) to enable the correct contract size adjustment to be made. ERC of Building Component + ERC of P&M = Total ERC to which contract size adjustment should be applied. The appropriate % adjustment should be made in accordance with the scale for contract size adjustment specified under section 6 of the RCG 2021 Guidance notes. The currency ERC rates are set at £4m (Four Million Pounds) @ 1st April 2019 (AVD) for the RCG 2021 Publication. | - | - | 2 | TRUE
2139 | 41P251 | 6322 | 41P251 | Factory buildings process | Light - uninsulated | Sheet metal cladding | 101m² - 250m² | Eaves ht - 13.0m | Steel framed building with single skin PMS cladding to walls and roof. Building Construction: - Foundations: Concrete pad and strip foundations with 150mm mesh reinforced concrete slab. Frame: Light steel frame. Upper Floors: None. Roof: Single skin profiled protected metal, fitted to steel purlins with plastic headed screws, translucent sheet glazing; rainwater gutters, down pipes and drainage. External Walls: ; single skin profiled protected metal cladding, fixed to horizontal steel rails with plastic headed screws, translucent sheet glazing; access doors goods/personnel. May have 100mm brickwork infill to 1.0m height. Windows and Doors: Single glazed windows in metal frames. Steel doors set within metal frames. Internal Walls: Block walls to toilet. Internal Finishes: None. Building Services: Electric light and power, water laid on, toilets, unheated. | Location Adjustment Applicable (See Guidance Notes) - ERC = UK mean of 1.00 | (BEAMS Note 2) The ERC for this item should be added to all other rateable items on the hereditament (except land). Therefore the total of the ERC of the other Building Items and the P&M ERC (where applicable) to enable the correct contract size adjustment to be made. ERC of Building Component + ERC of P&M = Total ERC to which contract size adjustment should be applied. The appropriate % adjustment should be made in accordance with the scale for contract size adjustment specified under section 6 of the RCG 2023 Guidance notes. The currency ERC rates are set at £4m (Four Million Pounds) @ 1st April 2021 (AVD) for the RCG 2023 Publication. | Excludes piling and external works. | Measure to GIA Height . | - | - | - | - | - | Photo 1 - Small unit. Photo 2 - Unit with exposed external frame. | - | 10097 |  | M2 | - | NA | NA | NA | 512.8084 | Option 1 | 635.7819 | 23.98% | 0 | 0 | -100% | -100% | 0 | -100% | Redirected | NA | VOA_GPN_GOV_UK\7246041 | 2019-08-30 | Low | - | - | Redirected, low risk | NA | - | NA | SPONS A&B | NA | (BEAMS Note 2) The ERC for this item should be added to all other rateable items on the hereditament (except land). Therefore the total of the ERC of the other Building Items and the P&M ERC (where applicable) to enable the correct contract size adjustment to be made. ERC of Building Component + ERC of P&M = Total ERC to which contract size adjustment should be applied. The appropriate % adjustment should be made in accordance with the scale for contract size adjustment specified under section 6 of the RCG 2021 Guidance notes. The currency ERC rates are set at £4m (Four Million Pounds) @ 1st April 2019 (AVD) for the RCG 2021 Publication. | Photo 1 - Small unit. Photo 2 - Unit with exposed external frame. | - | 2 | TRUE
2140 | 41P252 | 6326 | 41P252 | Factory buildings process | Light - uninsulated | Sheet metal cladding | 101m² - 250m² | Eaves ht - 14.0m | Steel framed building with single skin PMS cladding to walls and roof. Building Construction: - Foundations: Concrete pad and strip foundations with 150mm mesh reinforced concrete slab. Frame: Light steel frame. Upper Floors: None. Roof: Single skin profiled protected metal, fitted to steel purlins with plastic headed screws, translucent sheet glazing; rainwater gutters, down pipes and drainage. External Walls: ; single skin profiled protected metal cladding, fixed to horizontal steel rails with plastic headed screws, translucent sheet glazing; access doors goods/personnel. May have 100mm brickwork infill to 1.0m height. Windows and Doors: Single glazed windows in metal frames. Steel doors set within metal frames. Internal Walls: Block walls to toilet. Internal Finishes: None. Building Services: Electric light and power, water laid on, toilets, unheated. | Location Adjustment Applicable (See Guidance Notes) - ERC = UK mean of 1.00 | (BEAMS Note 2) The ERC for this item should be added to all other rateable items on the hereditament (except land). Therefore the total of the ERC of the other Building Items and the P&M ERC (where applicable) to enable the correct contract size adjustment to be made. ERC of Building Component + ERC of P&M = Total ERC to which contract size adjustment should be applied. The appropriate % adjustment should be made in accordance with the scale for contract size adjustment specified under section 6 of the RCG 2023 Guidance notes. The currency ERC rates are set at £4m (Four Million Pounds) @ 1st April 2021 (AVD) for the RCG 2023 Publication. | Excludes piling and external works. | Measure to GIA Height . | - | - | - | - | - | Photo 1 - Small unit. Photo 2 - Unit with exposed external frame. | - | 10097 |  | M2 | - | NA | NA | NA | 535.8732 | Option 1 | 664.3778 | 23.98% | 0 | 0 | -100% | -100% | 0 | -100% | Redirected | NA | VOA_GPN_GOV_UK\7246041 | 2019-08-30 | Low | - | - | Redirected, low risk | NA | - | NA | SPONS A&B | NA | (BEAMS Note 2) The ERC for this item should be added to all other rateable items on the hereditament (except land). Therefore the total of the ERC of the other Building Items and the P&M ERC (where applicable) to enable the correct contract size adjustment to be made. ERC of Building Component + ERC of P&M = Total ERC to which contract size adjustment should be applied. The appropriate % adjustment should be made in accordance with the scale for contract size adjustment specified under section 6 of the RCG 2021 Guidance notes. The currency ERC rates are set at £4m (Four Million Pounds) @ 1st April 2019 (AVD) for the RCG 2021 Publication. | Photo 1 - Small unit. Photo 2 - Unit with exposed external frame. | - | 2 | TRUE
2141 | 41P253 | 6327 | 41P253 | Factory buildings process | Light - uninsulated | Sheet metal cladding | 101m² - 250m² | Eaves ht - 15.0m | Steel framed building with single skin PMS cladding to walls and roof. Building Construction: - Foundations: Concrete pad and strip foundations with 150mm mesh reinforced concrete slab. Frame: Light steel frame. Upper Floors: None. Roof: Single skin profiled protected metal, fitted to steel purlins with plastic headed screws, translucent sheet glazing; rainwater gutters, down pipes and drainage. External Walls: ; single skin profiled protected metal cladding, fixed to horizontal steel rails with plastic headed screws, translucent sheet glazing; access doors goods/personnel. May have 100mm brickwork infill to 1.0m height. Windows and Doors: Single glazed windows in metal frames. Steel doors set within metal frames. Internal Walls: Block walls to toilet. Internal Finishes: None. Building Services: Electric light and power, water laid on, toilets, unheated. | Location Adjustment Applicable (See Guidance Notes) - ERC = UK mean of 1.00 | (BEAMS Note 2) The ERC for this item should be added to all other rateable items on the hereditament (except land). Therefore the total of the ERC of the other Building Items and the P&M ERC (where applicable) to enable the correct contract size adjustment to be made. ERC of Building Component + ERC of P&M = Total ERC to which contract size adjustment should be applied. The appropriate % adjustment should be made in accordance with the scale for contract size adjustment specified under section 6 of the RCG 2023 Guidance notes. The currency ERC rates are set at £4m (Four Million Pounds) @ 1st April 2021 (AVD) for the RCG 2023 Publication. | Excludes piling and external works. | Measure to GIA Height . | - | - | - | - | - | Photo 1 - Small unit. Photo 2 - Unit with exposed external frame. | - | 10097 |  | M2 | - | NA | NA | NA | 558.9381 | Option 1 | 692.9737 | 23.98% | 0 | 0 | -100% | -100% | 0 | -100% | Redirected | NA | VOA_GPN_GOV_UK\7246041 | 2019-08-30 | Low | - | - | Redirected, low risk | NA | - | NA | SPONS A&B | NA | (BEAMS Note 2) The ERC for this item should be added to all other rateable items on the hereditament (except land). Therefore the total of the ERC of the other Building Items and the P&M ERC (where applicable) to enable the correct contract size adjustment to be made. ERC of Building Component + ERC of P&M = Total ERC to which contract size adjustment should be applied. The appropriate % adjustment should be made in accordance with the scale for contract size adjustment specified under section 6 of the RCG 2021 Guidance notes. The currency ERC rates are set at £4m (Four Million Pounds) @ 1st April 2019 (AVD) for the RCG 2021 Publication. | Photo 1 - Small unit. Photo 2 - Unit with exposed external frame. | - | 2 | TRUE
2142 | 41P254 | 6328 | 41P254 | Factory buildings process | Light - uninsulated | Sheet metal cladding | 101m² - 250m² | Eaves ht - 16.0m | Steel framed building with single skin PMS cladding to walls and roof. Building Construction: - Foundations: Concrete pad and strip foundations with 150mm mesh reinforced concrete slab. Frame: Light steel frame. Upper Floors: None. Roof: Single skin profiled protected metal, fitted to steel purlins with plastic headed screws, translucent sheet glazing; rainwater gutters, down pipes and drainage. External Walls: ; single skin profiled protected metal cladding, fixed to horizontal steel rails with plastic headed screws, translucent sheet glazing; access doors goods/personnel. May have 100mm brickwork infill to 1.0m height. Windows and Doors: Single glazed windows in metal frames. Steel doors set within metal frames. Internal Walls: Block walls to toilet. Internal Finishes: None. Building Services: Electric light and power, water laid on, toilets, unheated. | Location Adjustment Applicable (See Guidance Notes) - ERC = UK mean of 1.00 | (BEAMS Note 2) The ERC for this item should be added to all other rateable items on the hereditament (except land). Therefore the total of the ERC of the other Building Items and the P&M ERC (where applicable) to enable the correct contract size adjustment to be made. ERC of Building Component + ERC of P&M = Total ERC to which contract size adjustment should be applied. The appropriate % adjustment should be made in accordance with the scale for contract size adjustment specified under section 6 of the RCG 2023 Guidance notes. The currency ERC rates are set at £4m (Four Million Pounds) @ 1st April 2021 (AVD) for the RCG 2023 Publication. | Excludes piling and external works. | Measure to GIA Height . | - | - | - | - | - | Photo 1 - Small unit. Photo 2 - Unit with exposed external frame. | - | 10097 |  | M2 | - | NA | NA | NA | 588.9224 | Option 1 | 730.1484 | 23.98% | 0 | 0 | -100% | -100% | 0 | -100% | Redirected | NA | VOA_GPN_GOV_UK\7246041 | 2019-08-30 | Low | - | - | Redirected, low risk | NA | - | NA | SPONS A&B | NA | (BEAMS Note 2) The ERC for this item should be added to all other rateable items on the hereditament (except land). Therefore the total of the ERC of the other Building Items and the P&M ERC (where applicable) to enable the correct contract size adjustment to be made. ERC of Building Component + ERC of P&M = Total ERC to which contract size adjustment should be applied. The appropriate % adjustment should be made in accordance with the scale for contract size adjustment specified under section 6 of the RCG 2021 Guidance notes. The currency ERC rates are set at £4m (Four Million Pounds) @ 1st April 2019 (AVD) for the RCG 2021 Publication. | Photo 1 - Small unit. Photo 2 - Unit with exposed external frame. | - | 2 | TRUE
2143 | 41P255 | 6329 | 41P255 | Factory buildings process | Light - uninsulated | Sheet metal cladding | 101m² - 250m² | Eaves ht - 17.0m | Steel framed building with single skin PMS cladding to walls and roof. Building Construction: - Foundations: Concrete pad and strip foundations with 150mm mesh reinforced concrete slab. Frame: Light steel frame. Upper Floors: None. Roof: Single skin profiled protected metal, fitted to steel purlins with plastic headed screws, translucent sheet glazing; rainwater gutters, down pipes and drainage. External Walls: ; single skin profiled protected metal cladding, fixed to horizontal steel rails with plastic headed screws, translucent sheet glazing; access doors goods/personnel. May have 100mm brickwork infill to 1.0m height. Windows and Doors: Single glazed windows in metal frames. Steel doors set within metal frames. Internal Walls: Block walls to toilet. Internal Finishes: None. Building Services: Electric light and power, water laid on, toilets, unheated. | Location Adjustment Applicable (See Guidance Notes) - ERC = UK mean of 1.00 | (BEAMS Note 2) The ERC for this item should be added to all other rateable items on the hereditament (except land). Therefore the total of the ERC of the other Building Items and the P&M ERC (where applicable) to enable the correct contract size adjustment to be made. ERC of Building Component + ERC of P&M = Total ERC to which contract size adjustment should be applied. The appropriate % adjustment should be made in accordance with the scale for contract size adjustment specified under section 6 of the RCG 2023 Guidance notes. The currency ERC rates are set at £4m (Four Million Pounds) @ 1st April 2021 (AVD) for the RCG 2023 Publication. | Excludes piling and external works. | Measure to GIA Height . | - | - | - | - | - | Photo 1 - Small unit. Photo 2 - Unit with exposed external frame. | - | 10097 |  | M2 | - | NA | NA | NA | 615.0625 | Option 1 | 762.557 | 23.98% | 0 | 0 | -100% | -100% | 0 | -100% | Redirected | NA | VOA_GPN_GOV_UK\7246041 | 2019-08-30 | Low | - | - | Redirected, low risk | NA | - | NA | SPONS A&B | NA | (BEAMS Note 2) The ERC for this item should be added to all other rateable items on the hereditament (except land). Therefore the total of the ERC of the other Building Items and the P&M ERC (where applicable) to enable the correct contract size adjustment to be made. ERC of Building Component + ERC of P&M = Total ERC to which contract size adjustment should be applied. The appropriate % adjustment should be made in accordance with the scale for contract size adjustment specified under section 6 of the RCG 2021 Guidance notes. The currency ERC rates are set at £4m (Four Million Pounds) @ 1st April 2019 (AVD) for the RCG 2021 Publication. | Photo 1 - Small unit. Photo 2 - Unit with exposed external frame. | - | 2 | TRUE
2144 | 41P256 | 6330 | 41P256 | Factory buildings process | Light - uninsulated | Sheet metal cladding | 101m² - 250m² | Eaves ht - 18.0m | Steel framed building with single skin PMS cladding to walls and roof. Building Construction: - Foundations: Concrete pad and strip foundations with 150mm mesh reinforced concrete slab. Frame: Light steel frame. Upper Floors: None. Roof: Single skin profiled protected metal, fitted to steel purlins with plastic headed screws, translucent sheet glazing; rainwater gutters, down pipes and drainage. External Walls: ; single skin profiled protected metal cladding, fixed to horizontal steel rails with plastic headed screws, translucent sheet glazing; access doors goods/personnel. May have 100mm brickwork infill to 1.0m height. Windows and Doors: Single glazed windows in metal frames. Steel doors set within metal frames. Internal Walls: Block walls to toilet. Internal Finishes: None. Building Services: Electric light and power, water laid on, toilets, unheated. | Location Adjustment Applicable (See Guidance Notes) - ERC = UK mean of 1.00 | (BEAMS Note 2) The ERC for this item should be added to all other rateable items on the hereditament (except land). Therefore the total of the ERC of the other Building Items and the P&M ERC (where applicable) to enable the correct contract size adjustment to be made. ERC of Building Component + ERC of P&M = Total ERC to which contract size adjustment should be applied. The appropriate % adjustment should be made in accordance with the scale for contract size adjustment specified under section 6 of the RCG 2023 Guidance notes. The currency ERC rates are set at £4m (Four Million Pounds) @ 1st April 2021 (AVD) for the RCG 2023 Publication. | Excludes piling and external works. | Measure to GIA Height . | - | - | - | - | - | Photo 1 - Small unit. Photo 2 - Unit with exposed external frame. | - | 10097 |  | M2 | - | NA | NA | NA | 641.2027 | Option 1 | 794.9657 | 23.98% | 0 | 0 | -100% | -100% | 0 | -100% | Redirected | NA | VOA_GPN_GOV_UK\7246041 | 2019-08-30 | Low | - | - | Redirected, low risk | NA | - | NA | SPONS A&B | NA | (BEAMS Note 2) The ERC for this item should be added to all other rateable items on the hereditament (except land). Therefore the total of the ERC of the other Building Items and the P&M ERC (where applicable) to enable the correct contract size adjustment to be made. ERC of Building Component + ERC of P&M = Total ERC to which contract size adjustment should be applied. The appropriate % adjustment should be made in accordance with the scale for contract size adjustment specified under section 6 of the RCG 2021 Guidance notes. The currency ERC rates are set at £4m (Four Million Pounds) @ 1st April 2019 (AVD) for the RCG 2021 Publication. | Photo 1 - Small unit. Photo 2 - Unit with exposed external frame. | - | 2 | TRUE
2145 | 41P257 | 6331 | 41P257 | Factory buildings process | Light - uninsulated | Sheet metal cladding | 101m² - 250m² | Eaves ht - 19.0m | Steel framed building with single skin PMS cladding to walls and roof. Building Construction: - Foundations: Concrete pad and strip foundations with 150mm mesh reinforced concrete slab. Frame: Light steel frame. Upper Floors: None. Roof: Single skin profiled protected metal, fitted to steel purlins with plastic headed screws, translucent sheet glazing; rainwater gutters, down pipes and drainage. External Walls: ; single skin profiled protected metal cladding, fixed to horizontal steel rails with plastic headed screws, translucent sheet glazing; access doors goods/personnel. May have 100mm brickwork infill to 1.0m height. Windows and Doors: Single glazed windows in metal frames. Steel doors set within metal frames. Internal Walls: Block walls to toilet. Internal Finishes: None. Building Services: Electric light and power, water laid on, toilets, unheated. | Location Adjustment Applicable (See Guidance Notes) - ERC = UK mean of 1.00 | (BEAMS Note 2) The ERC for this item should be added to all other rateable items on the hereditament (except land). Therefore the total of the ERC of the other Building Items and the P&M ERC (where applicable) to enable the correct contract size adjustment to be made. ERC of Building Component + ERC of P&M = Total ERC to which contract size adjustment should be applied. The appropriate % adjustment should be made in accordance with the scale for contract size adjustment specified under section 6 of the RCG 2023 Guidance notes. The currency ERC rates are set at £4m (Four Million Pounds) @ 1st April 2021 (AVD) for the RCG 2023 Publication. | Excludes piling and external works. | Measure to GIA Height . | - | - | - | - | - | Photo 1 - Small unit. Photo 2 - Unit with exposed external frame. | - | 10097 |  | M2 | - | NA | NA | NA | 667.3428 | Option 1 | 827.3744 | 23.98% | 0 | 0 | -100% | -100% | 0 | -100% | Redirected | NA | VOA_GPN_GOV_UK\7246041 | 2019-08-30 | Low | - | - | Redirected, low risk | NA | - | NA | SPONS A&B | NA | (BEAMS Note 2) The ERC for this item should be added to all other rateable items on the hereditament (except land). Therefore the total of the ERC of the other Building Items and the P&M ERC (where applicable) to enable the correct contract size adjustment to be made. ERC of Building Component + ERC of P&M = Total ERC to which contract size adjustment should be applied. The appropriate % adjustment should be made in accordance with the scale for contract size adjustment specified under section 6 of the RCG 2021 Guidance notes. The currency ERC rates are set at £4m (Four Million Pounds) @ 1st April 2019 (AVD) for the RCG 2021 Publication. | Photo 1 - Small unit. Photo 2 - Unit with exposed external frame. | - | 2 | TRUE
2146 | 41P258 | 6332 | 41P258 | Factory buildings process | Light - uninsulated | Sheet metal cladding | 101m² - 250m² | Eaves ht - 20.0m | Steel framed building with single skin PMS cladding to walls and roof. Building Construction: - Foundations: Concrete pad and strip foundations with 150mm mesh reinforced concrete slab. Frame: Light steel frame. Upper Floors: None. Roof: Single skin profiled protected metal, fitted to steel purlins with plastic headed screws, translucent sheet glazing; rainwater gutters, down pipes and drainage. External Walls: ; single skin profiled protected metal cladding, fixed to horizontal steel rails with plastic headed screws, translucent sheet glazing; access doors goods/personnel. May have 100mm brickwork infill to 1.0m height. Windows and Doors: Single glazed windows in metal frames. Steel doors set within metal frames. Internal Walls: Block walls to toilet. Internal Finishes: None. Building Services: Electric light and power, water laid on, toilets, unheated. | Location Adjustment Applicable (See Guidance Notes) - ERC = UK mean of 1.00 | (BEAMS Note 2) The ERC for this item should be added to all other rateable items on the hereditament (except land). Therefore the total of the ERC of the other Building Items and the P&M ERC (where applicable) to enable the correct contract size adjustment to be made. ERC of Building Component + ERC of P&M = Total ERC to which contract size adjustment should be applied. The appropriate % adjustment should be made in accordance with the scale for contract size adjustment specified under section 6 of the RCG 2023 Guidance notes. The currency ERC rates are set at £4m (Four Million Pounds) @ 1st April 2021 (AVD) for the RCG 2023 Publication. | Excludes piling and external works. | Measure to GIA Height . | - | - | - | - | - | Photo 1 - Small unit. Photo 2 - Unit with exposed external frame. | - | 10097 |  | M2 | - | NA | NA | NA | 694.2518 | Option 1 | 860.7362 | 23.98% | 0 | 0 | -100% | -100% | 0 | -100% | Redirected | NA | VOA_GPN_GOV_UK\7246041 | 2019-08-30 | Low | - | - | Redirected, low risk | NA | - | NA | SPONS A&B | NA | (BEAMS Note 2) The ERC for this item should be added to all other rateable items on the hereditament (except land). Therefore the total of the ERC of the other Building Items and the P&M ERC (where applicable) to enable the correct contract size adjustment to be made. ERC of Building Component + ERC of P&M = Total ERC to which contract size adjustment should be applied. The appropriate % adjustment should be made in accordance with the scale for contract size adjustment specified under section 6 of the RCG 2021 Guidance notes. The currency ERC rates are set at £4m (Four Million Pounds) @ 1st April 2019 (AVD) for the RCG 2021 Publication. | Photo 1 - Small unit. Photo 2 - Unit with exposed external frame. | - | 2 | TRUE
2147 | 41P259 | 6333 | 41P259 | Factory buildings process | Light - uninsulated | Sheet metal cladding | 101m² - 250m² | Eaves ht - 21.0m | Steel framed building with single skin PMS cladding to walls and roof. Building Construction: - Foundations: Concrete pad and strip foundations with 150mm mesh reinforced concrete slab. Frame: Light steel frame. Upper Floors: None. Roof: Single skin profiled protected metal, fitted to steel purlins with plastic headed screws, translucent sheet glazing; rainwater gutters, down pipes and drainage. External Walls: ; single skin profiled protected metal cladding, fixed to horizontal steel rails with plastic headed screws, translucent sheet glazing; access doors goods/personnel. May have 100mm brickwork infill to 1.0m height. Windows and Doors: Single glazed windows in metal frames. Steel doors set within metal frames. Internal Walls: Block walls to toilet. Internal Finishes: None. Building Services: Electric light and power, water laid on, toilets, unheated. | Location Adjustment Applicable (See Guidance Notes) - ERC = UK mean of 1.00 | (BEAMS Note 2) The ERC for this item should be added to all other rateable items on the hereditament (except land). Therefore the total of the ERC of the other Building Items and the P&M ERC (where applicable) to enable the correct contract size adjustment to be made. ERC of Building Component + ERC of P&M = Total ERC to which contract size adjustment should be applied. The appropriate % adjustment should be made in accordance with the scale for contract size adjustment specified under section 6 of the RCG 2023 Guidance notes. The currency ERC rates are set at £4m (Four Million Pounds) @ 1st April 2021 (AVD) for the RCG 2023 Publication. | Excludes piling and external works. | Measure to GIA Height . | - | - | - | - | - | Photo 1 - Small unit. Photo 2 - Unit with exposed external frame. | - | 10097 |  | M2 | - | NA | NA | NA | 720.392 | Option 1 | 893.1449 | 23.98% | 0 | 0 | -100% | -100% | 0 | -100% | Redirected | NA | VOA_GPN_GOV_UK\7246041 | 2019-08-30 | Low | - | - | Redirected, low risk | NA | - | NA | SPONS A&B | NA | (BEAMS Note 2) The ERC for this item should be added to all other rateable items on the hereditament (except land). Therefore the total of the ERC of the other Building Items and the P&M ERC (where applicable) to enable the correct contract size adjustment to be made. ERC of Building Component + ERC of P&M = Total ERC to which contract size adjustment should be applied. The appropriate % adjustment should be made in accordance with the scale for contract size adjustment specified under section 6 of the RCG 2021 Guidance notes. The currency ERC rates are set at £4m (Four Million Pounds) @ 1st April 2019 (AVD) for the RCG 2021 Publication. | Photo 1 - Small unit. Photo 2 - Unit with exposed external frame. | - | 2 | TRUE
2148 | 41P25A | 6334 | 41P25A | Factory buildings process | Light - uninsulated | Sheet metal cladding | 251m² - 500m² | Eaves ht - 8.0m | Steel framed building with single skin PMS cladding to walls and roof. Building Construction : - Foundations : Concrete pad and strip foundations with 150mm mesh reinforced concrete slab. Frame : Light steel frame. Upper Floors : None. Roof : Single skin profiled protected metal, fitted to steel purlins with plastic headed screws, translucent sheet glazing; rainwater gutters, down pipes and drainage. External Walls : 100mm brickwork infill to 1.0m; single skin profiled protected metal cladding, fixed to horizontal steel rails with plastic headed screws, translucent sheet glazing; access doors goods/personnel. Windows and Doors : Single glazed windows in metal frames. Steel doors set within metal frames. Internal Walls : Block walls. Internal Finishes : None. Building Services : Electric light and power, water laid on, toilets, unheated. External works : Drainage to the curtilage. | Location Adjustment Applicable (See Guidance Notes) - ERC = UK mean of 1.00 | (BEAMS Note 2) The ERC for this item should be added to all other rateable items on the hereditament (except land). Therefore the total of the ERC of the other Building Items and the P&M ERC (where applicable) to enable the correct contract size adjustment to be made. ERC of Building Component + ERC of P&M = Total ERC to which contract size adjustment should be applied. The appropriate % adjustment should be made in accordance with the scale for contract size adjustment specified under section 6 of the RCG 2023 Guidance notes. The currency ERC rates are set at £4m (Four Million Pounds) @ 1st April 2021 (AVD) for the RCG 2023 Publication. | Costs exclude external works. | - | - | - | The plant and machinery listed in the description has been included in this costing. | - | - | - | - | 10098 |  | M2 | - | NA | NA | NA | 308.3001 | Option 1 | 382.2317 | 23.98% | 0 | 0 | -100% | -100% | 0 | -100% | Redirected | NA | VOA_GPN_GOV_UK\7246041 | 2019-08-30 | Low | - | - | Redirected, low risk | NA | - | NA | SPONS A&B | NA | (BEAMS Note 2) The ERC for this item should be added to all other rateable items on the hereditament (except land). Therefore the total of the ERC of the other Building Items and the P&M ERC (where applicable) to enable the correct contract size adjustment to be made. ERC of Building Component + ERC of P&M = Total ERC to which contract size adjustment should be applied. The appropriate % adjustment should be made in accordance with the scale for contract size adjustment specified under section 6 of the RCG 2021 Guidance notes. The currency ERC rates are set at £4m (Four Million Pounds) @ 1st April 2019 (AVD) for the RCG 2021 Publication. | - | - | 2 | TRUE
2149 | 41P25C | 6437 | 41P25C | Factory buildings process | Light - uninsulated | Sheet metal cladding | 251m² - 500m² | Eaves ht - 8.5m | Steel framed building with single skin PMS cladding to walls and roof. Building Construction : - Foundations : Concrete pad and strip foundations with 150mm mesh reinforced concrete slab. Frame : Light steel frame. Upper Floors : None. Roof : Single skin profiled protected metal, fitted to steel purlins with plastic headed screws, translucent sheet glazing; rainwater gutters, down pipes and drainage. External Walls : 100mm brickwork infill to 1.0m; single skin profiled protected metal cladding, fixed to horizontal steel rails with plastic headed screws, translucent sheet glazing; access doors goods/personnel. Windows and Doors : Single glazed windows in metal frames. Steel doors set within metal frames. Internal Walls : Block walls. Internal Finishes : None. Building Services : Electric light and power, water laid on, toilets, unheated. External works : Drainage to the curtilage. | Location Adjustment Applicable (See Guidance Notes) - ERC = UK mean of 1.00 | (BEAMS Note 2) The ERC for this item should be added to all other rateable items on the hereditament (except land). Therefore the total of the ERC of the other Building Items and the P&M ERC (where applicable) to enable the correct contract size adjustment to be made. ERC of Building Component + ERC of P&M = Total ERC to which contract size adjustment should be applied. The appropriate % adjustment should be made in accordance with the scale for contract size adjustment specified under section 6 of the RCG 2023 Guidance notes. The currency ERC rates are set at £4m (Four Million Pounds) @ 1st April 2021 (AVD) for the RCG 2023 Publication. | Costs exclude external works. | - | - | - | The plant and machinery listed in the description has been included in this costing. | - | - | - | - | 10098 |  | M2 | - | NA | NA | NA | 315.9884 | Option 1 | 391.7637 | 23.98% | 0 | 0 | -100% | -100% | 0 | -100% | Redirected | NA | VOA_GPN_GOV_UK\7246041 | 2019-08-30 | Low | - | - | Redirected, low risk | NA | - | NA | SPONS A&B | NA | (BEAMS Note 2) The ERC for this item should be added to all other rateable items on the hereditament (except land). Therefore the total of the ERC of the other Building Items and the P&M ERC (where applicable) to enable the correct contract size adjustment to be made. ERC of Building Component + ERC of P&M = Total ERC to which contract size adjustment should be applied. The appropriate % adjustment should be made in accordance with the scale for contract size adjustment specified under section 6 of the RCG 2021 Guidance notes. The currency ERC rates are set at £4m (Four Million Pounds) @ 1st April 2019 (AVD) for the RCG 2021 Publication. | - | - | 2 | TRUE
2150 | 41P25E | 6571 | 41P25E | Factory buildings process | Light - uninsulated | Sheet metal cladding | 251m² - 500m² | Eaves ht - 9.0m | Steel framed building with single skin PMS cladding to walls and roof. Building Construction : - Foundations : Concrete pad and strip foundations with 150mm mesh reinforced concrete slab. Frame : Light steel frame. Upper Floors : None. Roof : Single skin profiled protected metal, fitted to steel purlins with plastic headed screws, translucent sheet glazing; rainwater gutters, down pipes and drainage. External Walls : 100mm brickwork infill to 1.0m; single skin profiled protected metal cladding, fixed to horizontal steel rails with plastic headed screws, translucent sheet glazing; access doors goods/personnel. Windows and Doors : Single glazed windows in metal frames. Steel doors set within metal frames. Internal Walls : Block walls. Internal Finishes : None. Building Services : Electric light and power, water laid on, toilets, unheated. External works : Drainage to the curtilage. | Location Adjustment Applicable (See Guidance Notes) - ERC = UK mean of 1.00 | (BEAMS Note 2) The ERC for this item should be added to all other rateable items on the hereditament (except land). Therefore the total of the ERC of the other Building Items and the P&M ERC (where applicable) to enable the correct contract size adjustment to be made. ERC of Building Component + ERC of P&M = Total ERC to which contract size adjustment should be applied. The appropriate % adjustment should be made in accordance with the scale for contract size adjustment specified under section 6 of the RCG 2023 Guidance notes. The currency ERC rates are set at £4m (Four Million Pounds) @ 1st April 2021 (AVD) for the RCG 2023 Publication. | Costs exclude external works. | - | - | - | The plant and machinery listed in the description has been included in this costing. | - | - | - | - | 10098 |  | M2 | - | NA | NA | NA | 323.6766 | Option 1 | 401.2956 | 23.98% | 0 | 0 | -100% | -100% | 0 | -100% | Redirected | NA | VOA_GPN_GOV_UK\7246041 | 2019-08-30 | Low | - | - | Redirected, low risk | NA | - | NA | SPONS A&B | NA | (BEAMS Note 2) The ERC for this item should be added to all other rateable items on the hereditament (except land). Therefore the total of the ERC of the other Building Items and the P&M ERC (where applicable) to enable the correct contract size adjustment to be made. ERC of Building Component + ERC of P&M = Total ERC to which contract size adjustment should be applied. The appropriate % adjustment should be made in accordance with the scale for contract size adjustment specified under section 6 of the RCG 2021 Guidance notes. The currency ERC rates are set at £4m (Four Million Pounds) @ 1st April 2019 (AVD) for the RCG 2021 Publication. | - | - | 2 | TRUE
2151 | 41P25G | 6304 | 41P25G | Factory buildings process | Light - uninsulated | Sheet metal cladding | 251m² - 500m² | Eaves ht - 9.5m | Steel framed building with single skin PMS cladding to walls and roof. Building Construction : - Foundations : Concrete pad and strip foundations with 150mm mesh reinforced concrete slab. Frame : Light steel frame. Upper Floors : None. Roof : Single skin profiled protected metal, fitted to steel purlins with plastic headed screws, translucent sheet glazing; rainwater gutters, down pipes and drainage. External Walls : 100mm brickwork infill to 1.0m; single skin profiled protected metal cladding, fixed to horizontal steel rails with plastic headed screws, translucent sheet glazing; access doors goods/personnel. Windows and Doors : Single glazed windows in metal frames. Steel doors set within metal frames. Internal Walls : Block walls. Internal Finishes : None. Building Services : Electric light and power, water laid on, toilets, unheated. External works : Drainage to the curtilage. | Location Adjustment Applicable (See Guidance Notes) - ERC = UK mean of 1.00 | (BEAMS Note 2) The ERC for this item should be added to all other rateable items on the hereditament (except land). Therefore the total of the ERC of the other Building Items and the P&M ERC (where applicable) to enable the correct contract size adjustment to be made. ERC of Building Component + ERC of P&M = Total ERC to which contract size adjustment should be applied. The appropriate % adjustment should be made in accordance with the scale for contract size adjustment specified under section 6 of the RCG 2023 Guidance notes. The currency ERC rates are set at £4m (Four Million Pounds) @ 1st April 2021 (AVD) for the RCG 2023 Publication. | Costs exclude external works. | - | - | - | The plant and machinery listed in the description has been included in this costing. | - | - | - | - | 10098 |  | M2 | - | NA | NA | NA | 330.5961 | Option 1 | 409.8744 | 23.98% | 0 | 0 | -100% | -100% | 0 | -100% | Redirected | NA | VOA_GPN_GOV_UK\7246041 | 2019-08-30 | Low | - | - | Redirected, low risk | NA | - | NA | SPONS A&B | NA | (BEAMS Note 2) The ERC for this item should be added to all other rateable items on the hereditament (except land). Therefore the total of the ERC of the other Building Items and the P&M ERC (where applicable) to enable the correct contract size adjustment to be made. ERC of Building Component + ERC of P&M = Total ERC to which contract size adjustment should be applied. The appropriate % adjustment should be made in accordance with the scale for contract size adjustment specified under section 6 of the RCG 2021 Guidance notes. The currency ERC rates are set at £4m (Four Million Pounds) @ 1st April 2019 (AVD) for the RCG 2021 Publication. | - | - | 2 | TRUE
2152 | 41P25K | 6285 | 41P25K | Factory buildings process | Light - uninsulated | Sheet metal cladding | 251m² - 500m² | Eaves ht - 10.0m | Steel framed building with single skin PMS cladding to walls and roof. Building Construction : - Foundations : Concrete pad and strip foundations with 150mm mesh reinforced concrete slab. Frame : Light steel frame. Upper Floors : None. Roof : Single skin profiled protected metal, fitted to steel purlins with plastic headed screws, translucent sheet glazing; rainwater gutters, down pipes and drainage. External Walls : 100mm brickwork infill to 1.0m; single skin profiled protected metal cladding, fixed to horizontal steel rails with plastic headed screws, translucent sheet glazing; access doors goods/personnel. Windows and Doors : Single glazed windows in metal frames. Steel doors set within metal frames. Internal Walls : Block walls. Internal Finishes : None. Building Services : Electric light and power, water laid on, toilets, unheated. External works : Drainage to the curtilage. | Location Adjustment Applicable (See Guidance Notes) - ERC = UK mean of 1.00 | (BEAMS Note 2) The ERC for this item should be added to all other rateable items on the hereditament (except land). Therefore the total of the ERC of the other Building Items and the P&M ERC (where applicable) to enable the correct contract size adjustment to be made. ERC of Building Component + ERC of P&M = Total ERC to which contract size adjustment should be applied. The appropriate % adjustment should be made in accordance with the scale for contract size adjustment specified under section 6 of the RCG 2023 Guidance notes. The currency ERC rates are set at £4m (Four Million Pounds) @ 1st April 2021 (AVD) for the RCG 2023 Publication. | Costs exclude external works. | - | - | - | The plant and machinery listed in the description has been included in this costing. | - | - | - | - | 10098 |  | M2 | - | NA | NA | NA | 338.2844 | Option 1 | 419.4064 | 23.98% | 0 | 0 | -100% | -100% | 0 | -100% | Redirected | NA | VOA_GPN_GOV_UK\7246041 | 2019-08-30 | Low | - | - | Redirected, low risk | NA | - | NA | SPONS A&B | NA | (BEAMS Note 2) The ERC for this item should be added to all other rateable items on the hereditament (except land). Therefore the total of the ERC of the other Building Items and the P&M ERC (where applicable) to enable the correct contract size adjustment to be made. ERC of Building Component + ERC of P&M = Total ERC to which contract size adjustment should be applied. The appropriate % adjustment should be made in accordance with the scale for contract size adjustment specified under section 6 of the RCG 2021 Guidance notes. The currency ERC rates are set at £4m (Four Million Pounds) @ 1st April 2019 (AVD) for the RCG 2021 Publication. | - | - | 2 | TRUE
2153 | 41P25P | 6512 | 41P25P | Factory buildings process | Light - uninsulated | Sheet metal cladding | 251m² - 500m² | Eaves ht - 11.0m | Steel framed building with single skin PMS cladding to walls and roof. Building Construction : - Foundations : Concrete pad and strip foundations with 150mm mesh reinforced concrete slab. Frame : Light steel frame. Upper Floors : None. Roof : Single skin profiled protected metal, fitted to steel purlins with plastic headed screws, translucent sheet glazing; rainwater gutters, down pipes and drainage. External Walls : 100mm brickwork infill to 1.0m; single skin profiled protected metal cladding, fixed to horizontal steel rails with plastic headed screws, translucent sheet glazing; access doors goods/personnel. Windows and Doors : Single glazed windows in metal frames. Steel doors set within metal frames. Internal Walls : Block walls. Internal Finishes : None. Building Services : Electric light and power, water laid on, toilets, unheated. External works : Drainage to the curtilage. | Location Adjustment Applicable (See Guidance Notes) - ERC = UK mean of 1.00 | (BEAMS Note 2) The ERC for this item should be added to all other rateable items on the hereditament (except land). Therefore the total of the ERC of the other Building Items and the P&M ERC (where applicable) to enable the correct contract size adjustment to be made. ERC of Building Component + ERC of P&M = Total ERC to which contract size adjustment should be applied. The appropriate % adjustment should be made in accordance with the scale for contract size adjustment specified under section 6 of the RCG 2023 Guidance notes. The currency ERC rates are set at £4m (Four Million Pounds) @ 1st April 2021 (AVD) for the RCG 2023 Publication. | Costs exclude external works. | - | - | - | The plant and machinery listed in the description has been included in this costing. | - | - | - | - | 10098 |  | M2 | - | NA | NA | NA | 335.2091 | Option 1 | 415.5936 | 23.98% | 0 | 0 | -100% | -100% | 0 | -100% | Redirected | NA | VOA_GPN_GOV_UK\7246041 | 2019-08-30 | Low | - | - | Redirected, low risk | NA | - | NA | SPONS A&B | NA | (BEAMS Note 2) The ERC for this item should be added to all other rateable items on the hereditament (except land). Therefore the total of the ERC of the other Building Items and the P&M ERC (where applicable) to enable the correct contract size adjustment to be made. ERC of Building Component + ERC of P&M = Total ERC to which contract size adjustment should be applied. The appropriate % adjustment should be made in accordance with the scale for contract size adjustment specified under section 6 of the RCG 2021 Guidance notes. The currency ERC rates are set at £4m (Four Million Pounds) @ 1st April 2019 (AVD) for the RCG 2021 Publication. | - | - | 2 | TRUE
2154 | 41P25T | 6456 | 41P25T | Factory buildings process | Light - uninsulated | Sheet metal cladding | 251m² - 500m² | Eaves ht - 12.0m | Steel framed building with single skin PMS cladding to walls and roof. Building Construction : - Foundations : Concrete pad and strip foundations with 150mm mesh reinforced concrete slab. Frame : Light steel frame. Upper Floors : None. Roof : Single skin profiled protected metal, fitted to steel purlins with plastic headed screws, translucent sheet glazing; rainwater gutters, down pipes and drainage. External Walls : 100mm brickwork infill to 1.0m; single skin profiled protected metal cladding, fixed to horizontal steel rails with plastic headed screws, translucent sheet glazing; access doors goods/personnel. Windows and Doors : Single glazed windows in metal frames. Steel doors set within metal frames. Internal Walls : Block walls. Internal Finishes : None. Building Services : Electric light and power, water laid on, toilets, unheated. External works : Drainage to the curtilage. | Location Adjustment Applicable (See Guidance Notes) - ERC = UK mean of 1.00 | (BEAMS Note 2) The ERC for this item should be added to all other rateable items on the hereditament (except land). Therefore the total of the ERC of the other Building Items and the P&M ERC (where applicable) to enable the correct contract size adjustment to be made. ERC of Building Component + ERC of P&M = Total ERC to which contract size adjustment should be applied. The appropriate % adjustment should be made in accordance with the scale for contract size adjustment specified under section 6 of the RCG 2023 Guidance notes. The currency ERC rates are set at £4m (Four Million Pounds) @ 1st April 2021 (AVD) for the RCG 2023 Publication. | Costs exclude external works. | - | - | - | The plant and machinery listed in the description has been included in this costing. | - | - | - | - | 10098 |  | M2 | - | NA | NA | NA | 362.1181 | Option 1 | 448.9554 | 23.98% | 0 | 0 | -100% | -100% | 0 | -100% | Redirected | NA | VOA_GPN_GOV_UK\7246041 | 2019-08-30 | Low | - | - | Redirected, low risk | NA | - | NA | SPONS A&B | NA | (BEAMS Note 2) The ERC for this item should be added to all other rateable items on the hereditament (except land). Therefore the total of the ERC of the other Building Items and the P&M ERC (where applicable) to enable the correct contract size adjustment to be made. ERC of Building Component + ERC of P&M = Total ERC to which contract size adjustment should be applied. The appropriate % adjustment should be made in accordance with the scale for contract size adjustment specified under section 6 of the RCG 2021 Guidance notes. The currency ERC rates are set at £4m (Four Million Pounds) @ 1st April 2019 (AVD) for the RCG 2021 Publication. | - | - | 2 | TRUE
2155 | 41P260 | 6335 | 41P260 | Factory buildings process | Light - uninsulated | Sheet metal cladding | 101m² - 250m² | Eaves ht - 22.0m | Steel framed building with single skin PMS cladding to walls and roof. Building Construction: - Foundations: Concrete pad and strip foundations with 150mm mesh reinforced concrete slab. Frame: Light steel frame. Upper Floors: None. Roof: Single skin profiled protected metal, fitted to steel purlins with plastic headed screws, translucent sheet glazing; rainwater gutters, down pipes and drainage. External Walls: ; single skin profiled protected metal cladding, fixed to horizontal steel rails with plastic headed screws, translucent sheet glazing; access doors goods/personnel. May have 100mm brickwork infill to 1.0m height. Windows and Doors: Single glazed windows in metal frames. Steel doors set within metal frames. Internal Walls: Block walls to toilet. Internal Finishes: None. Building Services: Electric light and power, water laid on, toilets, unheated. | Location Adjustment Applicable (See Guidance Notes) - ERC = UK mean of 1.00 | (BEAMS Note 2) The ERC for this item should be added to all other rateable items on the hereditament (except land). Therefore the total of the ERC of the other Building Items and the P&M ERC (where applicable) to enable the correct contract size adjustment to be made. ERC of Building Component + ERC of P&M = Total ERC to which contract size adjustment should be applied. The appropriate % adjustment should be made in accordance with the scale for contract size adjustment specified under section 6 of the RCG 2023 Guidance notes. The currency ERC rates are set at £4m (Four Million Pounds) @ 1st April 2021 (AVD) for the RCG 2023 Publication. | Excludes piling and external works. | Measure to GIA Height . | - | - | - | - | - | Photo 1 - Small unit. Photo 2 - Unit with exposed external frame. | - | 10097 |  | M2 | - | NA | NA | NA | 746.5321 | Option 1 | 925.5536 | 23.98% | 0 | 0 | -100% | -100% | 0 | -100% | Redirected | NA | VOA_GPN_GOV_UK\7246041 | 2019-08-30 | Low | - | - | Redirected, low risk | NA | - | NA | SPONS A&B | NA | (BEAMS Note 2) The ERC for this item should be added to all other rateable items on the hereditament (except land). Therefore the total of the ERC of the other Building Items and the P&M ERC (where applicable) to enable the correct contract size adjustment to be made. ERC of Building Component + ERC of P&M = Total ERC to which contract size adjustment should be applied. The appropriate % adjustment should be made in accordance with the scale for contract size adjustment specified under section 6 of the RCG 2021 Guidance notes. The currency ERC rates are set at £4m (Four Million Pounds) @ 1st April 2019 (AVD) for the RCG 2021 Publication. | Photo 1 - Small unit. Photo 2 - Unit with exposed external frame. | - | 2 | TRUE
2156 | 41P261 | 6336 | 41P261 | Factory buildings process | Light - uninsulated | Sheet metal cladding | 101m² - 250m² | Eaves ht - 23.0m | Steel framed building with single skin PMS cladding to walls and roof. Building Construction: - Foundations: Concrete pad and strip foundations with 150mm mesh reinforced concrete slab. Frame: Light steel frame. Upper Floors: None. Roof: Single skin profiled protected metal, fitted to steel purlins with plastic headed screws, translucent sheet glazing; rainwater gutters, down pipes and drainage. External Walls: ; single skin profiled protected metal cladding, fixed to horizontal steel rails with plastic headed screws, translucent sheet glazing; access doors goods/personnel. May have 100mm brickwork infill to 1.0m height. Windows and Doors: Single glazed windows in metal frames. Steel doors set within metal frames. Internal Walls: Block walls to toilet. Internal Finishes: None. Building Services: Electric light and power, water laid on, toilets, unheated. | Location Adjustment Applicable (See Guidance Notes) - ERC = UK mean of 1.00 | (BEAMS Note 2) The ERC for this item should be added to all other rateable items on the hereditament (except land). Therefore the total of the ERC of the other Building Items and the P&M ERC (where applicable) to enable the correct contract size adjustment to be made. ERC of Building Component + ERC of P&M = Total ERC to which contract size adjustment should be applied. The appropriate % adjustment should be made in accordance with the scale for contract size adjustment specified under section 6 of the RCG 2023 Guidance notes. The currency ERC rates are set at £4m (Four Million Pounds) @ 1st April 2021 (AVD) for the RCG 2023 Publication. | Excludes piling and external works. | Measure to GIA Height . | - | - | - | - | - | Photo 1 - Small unit. Photo 2 - Unit with exposed external frame. | - | 10097 |  | M2 | - | NA | NA | NA | 772.6723 | Option 1 | 957.9623 | 23.98% | 0 | 0 | -100% | -100% | 0 | -100% | Redirected | NA | VOA_GPN_GOV_UK\7246041 | 2019-08-30 | Low | - | - | Redirected, low risk | NA | - | NA | SPONS A&B | NA | (BEAMS Note 2) The ERC for this item should be added to all other rateable items on the hereditament (except land). Therefore the total of the ERC of the other Building Items and the P&M ERC (where applicable) to enable the correct contract size adjustment to be made. ERC of Building Component + ERC of P&M = Total ERC to which contract size adjustment should be applied. The appropriate % adjustment should be made in accordance with the scale for contract size adjustment specified under section 6 of the RCG 2021 Guidance notes. The currency ERC rates are set at £4m (Four Million Pounds) @ 1st April 2019 (AVD) for the RCG 2021 Publication. | Photo 1 - Small unit. Photo 2 - Unit with exposed external frame. | - | 2 | TRUE
2157 | 41P262 | 6337 | 41P262 | Factory buildings process | Light - uninsulated | Sheet metal cladding | 101m² - 250m² | Eaves ht - 24.0m | Steel framed building with single skin PMS cladding to walls and roof. Building Construction: - Foundations: Concrete pad and strip foundations with 150mm mesh reinforced concrete slab. Frame: Light steel frame. Upper Floors: None. Roof: Single skin profiled protected metal, fitted to steel purlins with plastic headed screws, translucent sheet glazing; rainwater gutters, down pipes and drainage. External Walls: ; single skin profiled protected metal cladding, fixed to horizontal steel rails with plastic headed screws, translucent sheet glazing; access doors goods/personnel. May have 100mm brickwork infill to 1.0m height. Windows and Doors: Single glazed windows in metal frames. Steel doors set within metal frames. Internal Walls: Block walls to toilet. Internal Finishes: None. Building Services: Electric light and power, water laid on, toilets, unheated. | Location Adjustment Applicable (See Guidance Notes) - ERC = UK mean of 1.00 | (BEAMS Note 2) The ERC for this item should be added to all other rateable items on the hereditament (except land). Therefore the total of the ERC of the other Building Items and the P&M ERC (where applicable) to enable the correct contract size adjustment to be made. ERC of Building Component + ERC of P&M = Total ERC to which contract size adjustment should be applied. The appropriate % adjustment should be made in accordance with the scale for contract size adjustment specified under section 6 of the RCG 2023 Guidance notes. The currency ERC rates are set at £4m (Four Million Pounds) @ 1st April 2021 (AVD) for the RCG 2023 Publication. | Excludes piling and external works. | Measure to GIA Height . | - | - | - | - | - | Photo 1 - Small unit. Photo 2 - Unit with exposed external frame. | - | 10097 |  | M2 | - | NA | NA | NA | 798.8124 | Option 1 | 990.3709 | 23.98% | 0 | 0 | -100% | -100% | 0 | -100% | Redirected | NA | VOA_GPN_GOV_UK\7246041 | 2019-08-30 | Low | - | - | Redirected, low risk | NA | - | NA | SPONS A&B | NA | (BEAMS Note 2) The ERC for this item should be added to all other rateable items on the hereditament (except land). Therefore the total of the ERC of the other Building Items and the P&M ERC (where applicable) to enable the correct contract size adjustment to be made. ERC of Building Component + ERC of P&M = Total ERC to which contract size adjustment should be applied. The appropriate % adjustment should be made in accordance with the scale for contract size adjustment specified under section 6 of the RCG 2021 Guidance notes. The currency ERC rates are set at £4m (Four Million Pounds) @ 1st April 2019 (AVD) for the RCG 2021 Publication. | Photo 1 - Small unit. Photo 2 - Unit with exposed external frame. | - | 2 | TRUE
2158 | 41P263 | 6338 | 41P263 | Factory buildings process | Light - uninsulated | Sheet metal cladding | 101m² - 250m² | Eaves ht - 25.0m | Steel framed building with single skin PMS cladding to walls and roof. Building Construction: - Foundations: Concrete pad and strip foundations with 150mm mesh reinforced concrete slab. Frame: Light steel frame. Upper Floors: None. Roof: Single skin profiled protected metal, fitted to steel purlins with plastic headed screws, translucent sheet glazing; rainwater gutters, down pipes and drainage. External Walls: ; single skin profiled protected metal cladding, fixed to horizontal steel rails with plastic headed screws, translucent sheet glazing; access doors goods/personnel. May have 100mm brickwork infill to 1.0m height. Windows and Doors: Single glazed windows in metal frames. Steel doors set within metal frames. Internal Walls: Block walls to toilet. Internal Finishes: None. Building Services: Electric light and power, water laid on, toilets, unheated. | Location Adjustment Applicable (See Guidance Notes) - ERC = UK mean of 1.00 | (BEAMS Note 2) The ERC for this item should be added to all other rateable items on the hereditament (except land). Therefore the total of the ERC of the other Building Items and the P&M ERC (where applicable) to enable the correct contract size adjustment to be made. ERC of Building Component + ERC of P&M = Total ERC to which contract size adjustment should be applied. The appropriate % adjustment should be made in accordance with the scale for contract size adjustment specified under section 6 of the RCG 2023 Guidance notes. The currency ERC rates are set at £4m (Four Million Pounds) @ 1st April 2021 (AVD) for the RCG 2023 Publication. | Excludes piling and external works. | Measure to GIA Height . | - | - | - | - | - | Photo 1 - Small unit. Photo 2 - Unit with exposed external frame. | - | 10097 |  | M2 | - | NA | NA | NA | 824.9526 | Option 1 | 1022.7796 | 23.98% | 0 | 0 | -100% | -100% | 0 | -100% | Redirected | NA | VOA_GPN_GOV_UK\7246041 | 2019-08-30 | Low | - | - | Redirected, low risk | NA | - | NA | SPONS A&B | NA | (BEAMS Note 2) The ERC for this item should be added to all other rateable items on the hereditament (except land). Therefore the total of the ERC of the other Building Items and the P&M ERC (where applicable) to enable the correct contract size adjustment to be made. ERC of Building Component + ERC of P&M = Total ERC to which contract size adjustment should be applied. The appropriate % adjustment should be made in accordance with the scale for contract size adjustment specified under section 6 of the RCG 2021 Guidance notes. The currency ERC rates are set at £4m (Four Million Pounds) @ 1st April 2019 (AVD) for the RCG 2021 Publication. | Photo 1 - Small unit. Photo 2 - Unit with exposed external frame. | - | 2 | TRUE
2159 | 41P264 | 6339 | 41P264 | Factory buildings process | Light - uninsulated | Sheet metal cladding | 101m² - 250m² | Eaves ht - 26.0m | Steel framed building with single skin PMS cladding to walls and roof. Building Construction: - Foundations: Concrete pad and strip foundations with 150mm mesh reinforced concrete slab. Frame: Light steel frame. Upper Floors: None. Roof: Single skin profiled protected metal, fitted to steel purlins with plastic headed screws, translucent sheet glazing; rainwater gutters, down pipes and drainage. External Walls: ; single skin profiled protected metal cladding, fixed to horizontal steel rails with plastic headed screws, translucent sheet glazing; access doors goods/personnel. May have 100mm brickwork infill to 1.0m height. Windows and Doors: Single glazed windows in metal frames. Steel doors set within metal frames. Internal Walls: Block walls to toilet. Internal Finishes: None. Building Services: Electric light and power, water laid on, toilets, unheated. | Location Adjustment Applicable (See Guidance Notes) - ERC = UK mean of 1.00 | (BEAMS Note 2) The ERC for this item should be added to all other rateable items on the hereditament (except land). Therefore the total of the ERC of the other Building Items and the P&M ERC (where applicable) to enable the correct contract size adjustment to be made. ERC of Building Component + ERC of P&M = Total ERC to which contract size adjustment should be applied. The appropriate % adjustment should be made in accordance with the scale for contract size adjustment specified under section 6 of the RCG 2023 Guidance notes. The currency ERC rates are set at £4m (Four Million Pounds) @ 1st April 2021 (AVD) for the RCG 2023 Publication. | Excludes piling and external works. | Measure to GIA Height . | - | - | - | - | - | Photo 1 - Small unit. Photo 2 - Unit with exposed external frame. | - | 10097 |  | M2 | - | NA | NA | NA | 858.781 | Option 1 | 1064.7202 | 23.98% | 0 | 0 | -100% | -100% | 0 | -100% | Redirected | NA | VOA_GPN_GOV_UK\7246041 | 2019-08-30 | Low | - | - | Redirected, low risk | NA | - | NA | SPONS A&B | NA | (BEAMS Note 2) The ERC for this item should be added to all other rateable items on the hereditament (except land). Therefore the total of the ERC of the other Building Items and the P&M ERC (where applicable) to enable the correct contract size adjustment to be made. ERC of Building Component + ERC of P&M = Total ERC to which contract size adjustment should be applied. The appropriate % adjustment should be made in accordance with the scale for contract size adjustment specified under section 6 of the RCG 2021 Guidance notes. The currency ERC rates are set at £4m (Four Million Pounds) @ 1st April 2019 (AVD) for the RCG 2021 Publication. | Photo 1 - Small unit. Photo 2 - Unit with exposed external frame. | - | 2 | TRUE
2160 | 41P265 | 6340 | 41P265 | Factory buildings process | Light - uninsulated | Sheet metal cladding | 101m² - 250m² | Eaves ht - 27.0m | Steel framed building with single skin PMS cladding to walls and roof. Building Construction: - Foundations: Concrete pad and strip foundations with 150mm mesh reinforced concrete slab. Frame: Light steel frame. Upper Floors: None. Roof: Single skin profiled protected metal, fitted to steel purlins with plastic headed screws, translucent sheet glazing; rainwater gutters, down pipes and drainage. External Walls: ; single skin profiled protected metal cladding, fixed to horizontal steel rails with plastic headed screws, translucent sheet glazing; access doors goods/personnel. May have 100mm brickwork infill to 1.0m height. Windows and Doors: Single glazed windows in metal frames. Steel doors set within metal frames. Internal Walls: Block walls to toilet. Internal Finishes: None. Building Services: Electric light and power, water laid on, toilets, unheated. | Location Adjustment Applicable (See Guidance Notes) - ERC = UK mean of 1.00 | (BEAMS Note 2) The ERC for this item should be added to all other rateable items on the hereditament (except land). Therefore the total of the ERC of the other Building Items and the P&M ERC (where applicable) to enable the correct contract size adjustment to be made. ERC of Building Component + ERC of P&M = Total ERC to which contract size adjustment should be applied. The appropriate % adjustment should be made in accordance with the scale for contract size adjustment specified under section 6 of the RCG 2023 Guidance notes. The currency ERC rates are set at £4m (Four Million Pounds) @ 1st April 2021 (AVD) for the RCG 2023 Publication. | Excludes piling and external works. | Measure to GIA Height . | - | - | - | - | - | Photo 1 - Small unit. Photo 2 - Unit with exposed external frame. | - | 10097 |  | M2 | - | NA | NA | NA | 890.303 | Option 1 | 1103.8013 | 23.98% | 0 | 0 | -100% | -100% | 0 | -100% | Redirected | NA | VOA_GPN_GOV_UK\7246041 | 2019-08-30 | Low | - | - | Redirected, low risk | NA | - | NA | SPONS A&B | NA | (BEAMS Note 2) The ERC for this item should be added to all other rateable items on the hereditament (except land). Therefore the total of the ERC of the other Building Items and the P&M ERC (where applicable) to enable the correct contract size adjustment to be made. ERC of Building Component + ERC of P&M = Total ERC to which contract size adjustment should be applied. The appropriate % adjustment should be made in accordance with the scale for contract size adjustment specified under section 6 of the RCG 2021 Guidance notes. The currency ERC rates are set at £4m (Four Million Pounds) @ 1st April 2019 (AVD) for the RCG 2021 Publication. | Photo 1 - Small unit. Photo 2 - Unit with exposed external frame. | - | 2 | TRUE
2161 | 41P266 | 6341 | 41P266 | Factory buildings process | Light - uninsulated | Sheet metal cladding | 101m² - 250m² | Eaves ht - 28.0m | Steel framed building with single skin PMS cladding to walls and roof. Building Construction: - Foundations: Concrete pad and strip foundations with 150mm mesh reinforced concrete slab. Frame: Light steel frame. Upper Floors: None. Roof: Single skin profiled protected metal, fitted to steel purlins with plastic headed screws, translucent sheet glazing; rainwater gutters, down pipes and drainage. External Walls: ; single skin profiled protected metal cladding, fixed to horizontal steel rails with plastic headed screws, translucent sheet glazing; access doors goods/personnel. May have 100mm brickwork infill to 1.0m height. Windows and Doors: Single glazed windows in metal frames. Steel doors set within metal frames. Internal Walls: Block walls to toilet. Internal Finishes: None. Building Services: Electric light and power, water laid on, toilets, unheated. | Location Adjustment Applicable (See Guidance Notes) - ERC = UK mean of 1.00 | (BEAMS Note 2) The ERC for this item should be added to all other rateable items on the hereditament (except land). Therefore the total of the ERC of the other Building Items and the P&M ERC (where applicable) to enable the correct contract size adjustment to be made. ERC of Building Component + ERC of P&M = Total ERC to which contract size adjustment should be applied. The appropriate % adjustment should be made in accordance with the scale for contract size adjustment specified under section 6 of the RCG 2023 Guidance notes. The currency ERC rates are set at £4m (Four Million Pounds) @ 1st April 2021 (AVD) for the RCG 2023 Publication. | Excludes piling and external works. | Measure to GIA Height . | - | - | - | - | - | Photo 1 - Small unit. Photo 2 - Unit with exposed external frame. | - | 10097 |  | M2 | - | NA | NA | NA | 922.5938 | Option 1 | 1143.8355 | 23.98% | 0 | 0 | -100% | -100% | 0 | -100% | Redirected | NA | VOA_GPN_GOV_UK\7246041 | 2019-08-30 | Low | - | - | Redirected, low risk | NA | - | NA | SPONS A&B | NA | (BEAMS Note 2) The ERC for this item should be added to all other rateable items on the hereditament (except land). Therefore the total of the ERC of the other Building Items and the P&M ERC (where applicable) to enable the correct contract size adjustment to be made. ERC of Building Component + ERC of P&M = Total ERC to which contract size adjustment should be applied. The appropriate % adjustment should be made in accordance with the scale for contract size adjustment specified under section 6 of the RCG 2021 Guidance notes. The currency ERC rates are set at £4m (Four Million Pounds) @ 1st April 2019 (AVD) for the RCG 2021 Publication. | Photo 1 - Small unit. Photo 2 - Unit with exposed external frame. | - | 2 | TRUE
2162 | 41P267 | 6345 | 41P267 | Factory buildings process | Light - uninsulated | Sheet metal cladding | 101m² - 250m² | Eaves ht - 29.0m | Steel framed building with single skin PMS cladding to walls and roof. Building Construction: - Foundations: Concrete pad and strip foundations with 150mm mesh reinforced concrete slab. Frame: Light steel frame. Upper Floors: None. Roof: Single skin profiled protected metal, fitted to steel purlins with plastic headed screws, translucent sheet glazing; rainwater gutters, down pipes and drainage. External Walls: ; single skin profiled protected metal cladding, fixed to horizontal steel rails with plastic headed screws, translucent sheet glazing; access doors goods/personnel. May have 100mm brickwork infill to 1.0m height. Windows and Doors: Single glazed windows in metal frames. Steel doors set within metal frames. Internal Walls: Block walls to toilet. Internal Finishes: None. Building Services: Electric light and power, water laid on, toilets, unheated. | Location Adjustment Applicable (See Guidance Notes) - ERC = UK mean of 1.00 | (BEAMS Note 2) The ERC for this item should be added to all other rateable items on the hereditament (except land). Therefore the total of the ERC of the other Building Items and the P&M ERC (where applicable) to enable the correct contract size adjustment to be made. ERC of Building Component + ERC of P&M = Total ERC to which contract size adjustment should be applied. The appropriate % adjustment should be made in accordance with the scale for contract size adjustment specified under section 6 of the RCG 2023 Guidance notes. The currency ERC rates are set at £4m (Four Million Pounds) @ 1st April 2021 (AVD) for the RCG 2023 Publication. | Excludes piling and external works. | Measure to GIA Height . | - | - | - | - | - | Photo 1 - Small unit. Photo 2 - Unit with exposed external frame. | - | 10097 |  | M2 | - | NA | NA | NA | 954.1157 | Option 1 | 1182.9166 | 23.98% | 0 | 0 | -100% | -100% | 0 | -100% | Redirected | NA | VOA_GPN_GOV_UK\7246041 | 2019-08-30 | Low | - | - | Redirected, low risk | NA | - | NA | SPONS A&B | NA | (BEAMS Note 2) The ERC for this item should be added to all other rateable items on the hereditament (except land). Therefore the total of the ERC of the other Building Items and the P&M ERC (where applicable) to enable the correct contract size adjustment to be made. ERC of Building Component + ERC of P&M = Total ERC to which contract size adjustment should be applied. The appropriate % adjustment should be made in accordance with the scale for contract size adjustment specified under section 6 of the RCG 2021 Guidance notes. The currency ERC rates are set at £4m (Four Million Pounds) @ 1st April 2019 (AVD) for the RCG 2021 Publication. | Photo 1 - Small unit. Photo 2 - Unit with exposed external frame. | - | 2 | TRUE
2163 | 41P268 | 6346 | 41P268 | Factory buildings process | Light - uninsulated | Sheet metal cladding | 101m² - 250m² | Eaves ht - 30.0m | Steel framed building with single skin PMS cladding to walls and roof. Building Construction: - Foundations: Concrete pad and strip foundations with 150mm mesh reinforced concrete slab. Frame: Light steel frame. Upper Floors: None. Roof: Single skin profiled protected metal, fitted to steel purlins with plastic headed screws, translucent sheet glazing; rainwater gutters, down pipes and drainage. External Walls: ; single skin profiled protected metal cladding, fixed to horizontal steel rails with plastic headed screws, translucent sheet glazing; access doors goods/personnel. May have 100mm brickwork infill to 1.0m height. Windows and Doors: Single glazed windows in metal frames. Steel doors set within metal frames. Internal Walls: Block walls to toilet. Internal Finishes: None. Building Services: Electric light and power, water laid on, toilets, unheated. | Location Adjustment Applicable (See Guidance Notes) - ERC = UK mean of 1.00 | (BEAMS Note 2) The ERC for this item should be added to all other rateable items on the hereditament (except land). Therefore the total of the ERC of the other Building Items and the P&M ERC (where applicable) to enable the correct contract size adjustment to be made. ERC of Building Component + ERC of P&M = Total ERC to which contract size adjustment should be applied. The appropriate % adjustment should be made in accordance with the scale for contract size adjustment specified under section 6 of the RCG 2023 Guidance notes. The currency ERC rates are set at £4m (Four Million Pounds) @ 1st April 2021 (AVD) for the RCG 2023 Publication. | Excludes piling and external works. | Measure to GIA Height . | - | - | - | - | - | Photo 1 - Small unit. Photo 2 - Unit with exposed external frame. | - | 10097 |  | M2 | - | NA | NA | NA | 986.4065 | Option 1 | 1222.9508 | 23.98% | 0 | 0 | -100% | -100% | 0 | -100% | Redirected | NA | VOA_GPN_GOV_UK\7246041 | 2019-08-30 | Low | - | - | Redirected, low risk | NA | - | NA | SPONS A&B | NA | (BEAMS Note 2) The ERC for this item should be added to all other rateable items on the hereditament (except land). Therefore the total of the ERC of the other Building Items and the P&M ERC (where applicable) to enable the correct contract size adjustment to be made. ERC of Building Component + ERC of P&M = Total ERC to which contract size adjustment should be applied. The appropriate % adjustment should be made in accordance with the scale for contract size adjustment specified under section 6 of the RCG 2021 Guidance notes. The currency ERC rates are set at £4m (Four Million Pounds) @ 1st April 2019 (AVD) for the RCG 2021 Publication. | Photo 1 - Small unit. Photo 2 - Unit with exposed external frame. | - | 2 | TRUE
2164 | 41P269 | 6347 | 41P269 | Factory buildings process | Light - uninsulated | Sheet metal cladding | 101m² - 250m² | Eaves ht - 31.0m | Steel framed building with single skin PMS cladding to walls and roof. Building Construction: - Foundations: Concrete pad and strip foundations with 150mm mesh reinforced concrete slab. Frame: Light steel frame. Upper Floors: None. Roof: Single skin profiled protected metal, fitted to steel purlins with plastic headed screws, translucent sheet glazing; rainwater gutters, down pipes and drainage. External Walls: ; single skin profiled protected metal cladding, fixed to horizontal steel rails with plastic headed screws, translucent sheet glazing; access doors goods/personnel. May have 100mm brickwork infill to 1.0m height. Windows and Doors: Single glazed windows in metal frames. Steel doors set within metal frames. Internal Walls: Block walls to toilet. Internal Finishes: None. Building Services: Electric light and power, water laid on, toilets, unheated. | Location Adjustment Applicable (See Guidance Notes) - ERC = UK mean of 1.00 | (BEAMS Note 2) The ERC for this item should be added to all other rateable items on the hereditament (except land). Therefore the total of the ERC of the other Building Items and the P&M ERC (where applicable) to enable the correct contract size adjustment to be made. ERC of Building Component + ERC of P&M = Total ERC to which contract size adjustment should be applied. The appropriate % adjustment should be made in accordance with the scale for contract size adjustment specified under section 6 of the RCG 2023 Guidance notes. The currency ERC rates are set at £4m (Four Million Pounds) @ 1st April 2021 (AVD) for the RCG 2023 Publication. | Excludes piling and external works. | Measure to GIA Height . | - | - | - | - | - | Photo 1 - Small unit. Photo 2 - Unit with exposed external frame. | - | 10097 |  | M2 | - | NA | NA | NA | 1029.4609 | Option 1 | 1276.3298 | 23.98% | 0 | 0 | -100% | -100% | 0 | -100% | Redirected | NA | VOA_GPN_GOV_UK\7246041 | 2019-08-30 | Low | - | - | Redirected, low risk | NA | - | NA | SPONS A&B | NA | (BEAMS Note 2) The ERC for this item should be added to all other rateable items on the hereditament (except land). Therefore the total of the ERC of the other Building Items and the P&M ERC (where applicable) to enable the correct contract size adjustment to be made. ERC of Building Component + ERC of P&M = Total ERC to which contract size adjustment should be applied. The appropriate % adjustment should be made in accordance with the scale for contract size adjustment specified under section 6 of the RCG 2021 Guidance notes. The currency ERC rates are set at £4m (Four Million Pounds) @ 1st April 2019 (AVD) for the RCG 2021 Publication. | Photo 1 - Small unit. Photo 2 - Unit with exposed external frame. | - | 2 | TRUE
2165 | 41P26A | 6457 | 41P26A | Factory buildings process | Light - uninsulated | Sheet metal cladding | 501m² - 1000m² | Eaves ht - 3.0m | Steel framed building with single skin PMS cladding to walls and roof. Building Construction : - Foundations : Concrete pad and strip foundations with 150mm mesh reinforced concrete slab. Frame : Light steel frame. Upper Floors : None. Roof : Single skin profiled protected metal, fitted to steel purlins with plastic headed screws, translucent sheet glazing; rainwater gutters, down pipes and drainage. External Walls : 100mm brickwork infill to 1.0m; single skin profiled protected metal cladding, fixed to horizontal steel rails with plastic headed screws, translucent sheet glazing; access doors goods/personnel. Windows and Doors : Single glazed windows in metal frames. Steel doors set within metal frames. Internal Walls : Block walls. Internal Finishes : None. Building Services : Electric light and power, water laid on, toilets, unheated. External works : Drainage to the curtilage. | Location Adjustment Applicable (See Guidance Notes) - ERC = UK mean of 1.00 | (BEAMS Note 2) The ERC for this item should be added to all other rateable items on the hereditament (except land). Therefore the total of the ERC of the other Building Items and the P&M ERC (where applicable) to enable the correct contract size adjustment to be made. ERC of Building Component + ERC of P&M = Total ERC to which contract size adjustment should be applied. The appropriate % adjustment should be made in accordance with the scale for contract size adjustment specified under section 6 of the RCG 2023 Guidance notes. The currency ERC rates are set at £4m (Four Million Pounds) @ 1st April 2021 (AVD) for the RCG 2023 Publication. | Costs exclude external works. | - | - | - | The plant and machinery listed in the description has been included in this costing. | - | - | - | - | 10099 |  | M2 | - | NA | NA | NA | 192.9759 | Option 1 | 239.2523 | 23.98% | 0 | 0 | -100% | -100% | 0 | -100% | Redirected | NA | VOA_GPN_GOV_UK\7246041 | 2019-08-30 | Low | - | - | Redirected, low risk | NA | - | NA | SPONS A&B | NA | (BEAMS Note 2) The ERC for this item should be added to all other rateable items on the hereditament (except land). Therefore the total of the ERC of the other Building Items and the P&M ERC (where applicable) to enable the correct contract size adjustment to be made. ERC of Building Component + ERC of P&M = Total ERC to which contract size adjustment should be applied. The appropriate % adjustment should be made in accordance with the scale for contract size adjustment specified under section 6 of the RCG 2021 Guidance notes. The currency ERC rates are set at £4m (Four Million Pounds) @ 1st April 2019 (AVD) for the RCG 2021 Publication. | - | - | 2 | TRUE
2166 | 41P26C | 6305 | 41P26C | Factory buildings process | Light - uninsulated | Sheet metal cladding | 501m² - 1000m² | Eaves ht - 3.5m | Steel framed building with single skin PMS cladding to walls and roof. Building Construction : - Foundations : Concrete pad and strip foundations with 150mm mesh reinforced concrete slab. Frame : Light steel frame. Upper Floors : None. Roof : Single skin profiled protected metal, fitted to steel purlins with plastic headed screws, translucent sheet glazing; rainwater gutters, down pipes and drainage. External Walls : 100mm brickwork infill to 1.0m; single skin profiled protected metal cladding, fixed to horizontal steel rails with plastic headed screws, translucent sheet glazing; access doors goods/personnel. Windows and Doors : Single glazed windows in metal frames. Steel doors set within metal frames. Internal Walls : Block walls. Internal Finishes : None. Building Services : Electric light and power, water laid on, toilets, unheated. External works : Drainage to the curtilage. | Location Adjustment Applicable (See Guidance Notes) - ERC = UK mean of 1.00 | (BEAMS Note 2) The ERC for this item should be added to all other rateable items on the hereditament (except land). Therefore the total of the ERC of the other Building Items and the P&M ERC (where applicable) to enable the correct contract size adjustment to be made. ERC of Building Component + ERC of P&M = Total ERC to which contract size adjustment should be applied. The appropriate % adjustment should be made in accordance with the scale for contract size adjustment specified under section 6 of the RCG 2023 Guidance notes. The currency ERC rates are set at £4m (Four Million Pounds) @ 1st April 2021 (AVD) for the RCG 2023 Publication. | Costs exclude external works. | - | - | - | The plant and machinery listed in the description has been included in this costing. | - | - | - | - | 10099 |  | M2 | - | NA | NA | NA | 196.82 | Option 1 | 244.0182 | 23.98% | 0 | 0 | -100% | -100% | 0 | -100% | Redirected | NA | VOA_GPN_GOV_UK\7246041 | 2019-08-30 | Low | - | - | Redirected, low risk | NA | - | NA | SPONS A&B | NA | (BEAMS Note 2) The ERC for this item should be added to all other rateable items on the hereditament (except land). Therefore the total of the ERC of the other Building Items and the P&M ERC (where applicable) to enable the correct contract size adjustment to be made. ERC of Building Component + ERC of P&M = Total ERC to which contract size adjustment should be applied. The appropriate % adjustment should be made in accordance with the scale for contract size adjustment specified under section 6 of the RCG 2021 Guidance notes. The currency ERC rates are set at £4m (Four Million Pounds) @ 1st April 2019 (AVD) for the RCG 2021 Publication. | - | - | 2 | TRUE
2167 | 41P26E | 6267 | 41P26E | Factory buildings process | Light - uninsulated | Sheet metal cladding | 501m² - 1000m² | Eaves ht - 4.0m | Steel framed building with single skin PMS cladding to walls and roof. Building Construction : - Foundations : Concrete pad and strip foundations with 150mm mesh reinforced concrete slab. Frame : Light steel frame. Upper Floors : None. Roof : Single skin profiled protected metal, fitted to steel purlins with plastic headed screws, translucent sheet glazing; rainwater gutters, down pipes and drainage. External Walls : 100mm brickwork infill to 1.0m; single skin profiled protected metal cladding, fixed to horizontal steel rails with plastic headed screws, translucent sheet glazing; access doors goods/personnel. Windows and Doors : Single glazed windows in metal frames. Steel doors set within metal frames. Internal Walls : Block walls. Internal Finishes : None. Building Services : Electric light and power, water laid on, toilets, unheated. External works : Drainage to the curtilage. | Location Adjustment Applicable (See Guidance Notes) - ERC = UK mean of 1.00 | (BEAMS Note 2) The ERC for this item should be added to all other rateable items on the hereditament (except land). Therefore the total of the ERC of the other Building Items and the P&M ERC (where applicable) to enable the correct contract size adjustment to be made. ERC of Building Component + ERC of P&M = Total ERC to which contract size adjustment should be applied. The appropriate % adjustment should be made in accordance with the scale for contract size adjustment specified under section 6 of the RCG 2023 Guidance notes. The currency ERC rates are set at £4m (Four Million Pounds) @ 1st April 2021 (AVD) for the RCG 2023 Publication. | Costs exclude external works. | - | - | - | The plant and machinery listed in the description has been included in this costing. | - | - | - | - | 10099 |  | M2 | - | NA | NA | NA | 200.6641 | Option 1 | 248.7842 | 23.98% | 0 | 0 | -100% | -100% | 0 | -100% | Redirected | NA | VOA_GPN_GOV_UK\7246041 | 2019-08-30 | Low | - | - | Redirected, low risk | NA | - | NA | SPONS A&B | NA | (BEAMS Note 2) The ERC for this item should be added to all other rateable items on the hereditament (except land). Therefore the total of the ERC of the other Building Items and the P&M ERC (where applicable) to enable the correct contract size adjustment to be made. ERC of Building Component + ERC of P&M = Total ERC to which contract size adjustment should be applied. The appropriate % adjustment should be made in accordance with the scale for contract size adjustment specified under section 6 of the RCG 2021 Guidance notes. The currency ERC rates are set at £4m (Four Million Pounds) @ 1st April 2019 (AVD) for the RCG 2021 Publication. | - | - | 2 | TRUE
2168 | 41P26G | 6438 | 41P26G | Factory buildings process | Light - uninsulated | Sheet metal cladding | 501m² - 1000m² | Eaves ht - 4.5m | Steel framed building with single skin PMS cladding to walls and roof. Building Construction : - Foundations : Concrete pad and strip foundations with 150mm mesh reinforced concrete slab. Frame : Light steel frame. Upper Floors : None. Roof : Single skin profiled protected metal, fitted to steel purlins with plastic headed screws, translucent sheet glazing; rainwater gutters, down pipes and drainage. External Walls : 100mm brickwork infill to 1.0m; single skin profiled protected metal cladding, fixed to horizontal steel rails with plastic headed screws, translucent sheet glazing; access doors goods/personnel. Windows and Doors : Single glazed windows in metal frames. Steel doors set within metal frames. Internal Walls : Block walls. Internal Finishes : None. Building Services : Electric light and power, water laid on, toilets, unheated. External works : Drainage to the curtilage. | Location Adjustment Applicable (See Guidance Notes) - ERC = UK mean of 1.00 | (BEAMS Note 2) The ERC for this item should be added to all other rateable items on the hereditament (except land). Therefore the total of the ERC of the other Building Items and the P&M ERC (where applicable) to enable the correct contract size adjustment to be made. ERC of Building Component + ERC of P&M = Total ERC to which contract size adjustment should be applied. The appropriate % adjustment should be made in accordance with the scale for contract size adjustment specified under section 6 of the RCG 2023 Guidance notes. The currency ERC rates are set at £4m (Four Million Pounds) @ 1st April 2021 (AVD) for the RCG 2023 Publication. | Costs exclude external works. | - | - | - | The plant and machinery listed in the description has been included in this costing. | - | - | - | - | 10099 |  | M2 | - | NA | NA | NA | 204.5083 | Option 1 | 253.5502 | 23.98% | 0 | 0 | -100% | -100% | 0 | -100% | Redirected | NA | VOA_GPN_GOV_UK\7246041 | 2019-08-30 | Low | - | - | Redirected, low risk | NA | - | NA | SPONS A&B | NA | (BEAMS Note 2) The ERC for this item should be added to all other rateable items on the hereditament (except land). Therefore the total of the ERC of the other Building Items and the P&M ERC (where applicable) to enable the correct contract size adjustment to be made. ERC of Building Component + ERC of P&M = Total ERC to which contract size adjustment should be applied. The appropriate % adjustment should be made in accordance with the scale for contract size adjustment specified under section 6 of the RCG 2021 Guidance notes. The currency ERC rates are set at £4m (Four Million Pounds) @ 1st April 2019 (AVD) for the RCG 2021 Publication. | - | - | 2 | TRUE
2169 | 41P26H | 6306 | 41P26H | Factory buildings process | Light - uninsulated | Sheet metal cladding | 501m² - 1000m² | Eaves ht - 5.0m | Steel framed building with single skin PMS cladding to walls and roof. Building Construction : - Foundations : Concrete pad and strip foundations with 150mm mesh reinforced concrete slab. Frame : Light steel frame. Upper Floors : None. Roof : Single skin profiled protected metal, fitted to steel purlins with plastic headed screws, translucent sheet glazing; rainwater gutters, down pipes and drainage. External Walls : 100mm brickwork infill to 1.0m; single skin profiled protected metal cladding, fixed to horizontal steel rails with plastic headed screws, translucent sheet glazing; access doors goods/personnel. Windows and Doors : Single glazed windows in metal frames. Steel doors set within metal frames. Internal Walls : Block walls. Internal Finishes : None. Building Services : Electric light and power, water laid on, toilets, unheated. External works : Drainage to the curtilage. | Location Adjustment Applicable (See Guidance Notes) - ERC = UK mean of 1.00 | (BEAMS Note 2) The ERC for this item should be added to all other rateable items on the hereditament (except land). Therefore the total of the ERC of the other Building Items and the P&M ERC (where applicable) to enable the correct contract size adjustment to be made. ERC of Building Component + ERC of P&M = Total ERC to which contract size adjustment should be applied. The appropriate % adjustment should be made in accordance with the scale for contract size adjustment specified under section 6 of the RCG 2023 Guidance notes. The currency ERC rates are set at £4m (Four Million Pounds) @ 1st April 2021 (AVD) for the RCG 2023 Publication. | Costs exclude external works. | - | - | - | The plant and machinery listed in the description has been included in this costing. | - | - | - | - | 10099 |  | M2 | - | NA | NA | NA | 208.3524 | Option 1 | 258.3162 | 23.98% | 0 | 0 | -100% | -100% | 0 | -100% | Redirected | NA | VOA_GPN_GOV_UK\7246041 | 2019-08-30 | Low | - | - | Redirected, low risk | NA | - | NA | SPONS A&B | NA | (BEAMS Note 2) The ERC for this item should be added to all other rateable items on the hereditament (except land). Therefore the total of the ERC of the other Building Items and the P&M ERC (where applicable) to enable the correct contract size adjustment to be made. ERC of Building Component + ERC of P&M = Total ERC to which contract size adjustment should be applied. The appropriate % adjustment should be made in accordance with the scale for contract size adjustment specified under section 6 of the RCG 2021 Guidance notes. The currency ERC rates are set at £4m (Four Million Pounds) @ 1st April 2019 (AVD) for the RCG 2021 Publication. | - | - | 2 | TRUE
2170 | 41P26K | 6323 | 41P26K | Factory buildings process | Light - uninsulated | Sheet metal cladding | 501m² - 1000m² | Eaves ht - 5.5m | Steel framed building with single skin PMS cladding to walls and roof. Building Construction : - Foundations : Concrete pad and strip foundations with 150mm mesh reinforced concrete slab. Frame : Light steel frame. Upper Floors : None. Roof : Single skin profiled protected metal, fitted to steel purlins with plastic headed screws, translucent sheet glazing; rainwater gutters, down pipes and drainage. External Walls : 100mm brickwork infill to 1.0m; single skin profiled protected metal cladding, fixed to horizontal steel rails with plastic headed screws, translucent sheet glazing; access doors goods/personnel. Windows and Doors : Single glazed windows in metal frames. Steel doors set within metal frames. Internal Walls : Block walls. Internal Finishes : None. Building Services : Electric light and power, water laid on, toilets, unheated. External works : Drainage to the curtilage. | Location Adjustment Applicable (See Guidance Notes) - ERC = UK mean of 1.00 | (BEAMS Note 2) The ERC for this item should be added to all other rateable items on the hereditament (except land). Therefore the total of the ERC of the other Building Items and the P&M ERC (where applicable) to enable the correct contract size adjustment to be made. ERC of Building Component + ERC of P&M = Total ERC to which contract size adjustment should be applied. The appropriate % adjustment should be made in accordance with the scale for contract size adjustment specified under section 6 of the RCG 2023 Guidance notes. The currency ERC rates are set at £4m (Four Million Pounds) @ 1st April 2021 (AVD) for the RCG 2023 Publication. | Costs exclude external works. | - | - | - | The plant and machinery listed in the description has been included in this costing. | - | - | - | - | 10099 |  | M2 | - | NA | NA | NA | 219.8848 | Option 1 | 272.6141 | 23.98% | 0 | 0 | -100% | -100% | 0 | -100% | Redirected | NA | VOA_GPN_GOV_UK\7246041 | 2019-08-30 | Low | - | - | Redirected, low risk | NA | - | NA | SPONS A&B | NA | (BEAMS Note 2) The ERC for this item should be added to all other rateable items on the hereditament (except land). Therefore the total of the ERC of the other Building Items and the P&M ERC (where applicable) to enable the correct contract size adjustment to be made. ERC of Building Component + ERC of P&M = Total ERC to which contract size adjustment should be applied. The appropriate % adjustment should be made in accordance with the scale for contract size adjustment specified under section 6 of the RCG 2021 Guidance notes. The currency ERC rates are set at £4m (Four Million Pounds) @ 1st April 2019 (AVD) for the RCG 2021 Publication. | - | - | 2 | TRUE
2171 | 41P26M | 6531 | 41P26M | Factory buildings process | Light - uninsulated | Sheet metal cladding | 501m² - 1000m² | Eaves ht - 6.0m | Steel framed building with single skin PMS cladding to walls and roof. Building Construction : - Foundations : Concrete pad and strip foundations with 150mm mesh reinforced concrete slab. Frame : Light steel frame. Upper Floors : None. Roof : Single skin profiled protected metal, fitted to steel purlins with plastic headed screws, translucent sheet glazing; rainwater gutters, down pipes and drainage. External Walls : 100mm brickwork infill to 1.0m; single skin profiled protected metal cladding, fixed to horizontal steel rails with plastic headed screws, translucent sheet glazing; access doors goods/personnel. Windows and Doors : Single glazed windows in metal frames. Steel doors set within metal frames. Internal Walls : Block walls. Internal Finishes : None. Building Services : Electric light and power, water laid on, toilets, unheated. External works : Drainage to the curtilage. | Location Adjustment Applicable (See Guidance Notes) - ERC = UK mean of 1.00 | (BEAMS Note 2) The ERC for this item should be added to all other rateable items on the hereditament (except land). Therefore the total of the ERC of the other Building Items and the P&M ERC (where applicable) to enable the correct contract size adjustment to be made. ERC of Building Component + ERC of P&M = Total ERC to which contract size adjustment should be applied. The appropriate % adjustment should be made in accordance with the scale for contract size adjustment specified under section 6 of the RCG 2023 Guidance notes. The currency ERC rates are set at £4m (Four Million Pounds) @ 1st April 2021 (AVD) for the RCG 2023 Publication. | Costs exclude external works. | - | - | - | The plant and machinery listed in the description has been included in this costing. | - | - | - | - | 10099 |  | M2 | - | NA | NA | NA | 224.4978 | Option 1 | 278.3333 | 23.98% | 0 | 0 | -100% | -100% | 0 | -100% | Redirected | NA | VOA_GPN_GOV_UK\7246041 | 2019-08-30 | Low | - | - | Redirected, low risk | NA | - | NA | SPONS A&B | NA | (BEAMS Note 2) The ERC for this item should be added to all other rateable items on the hereditament (except land). Therefore the total of the ERC of the other Building Items and the P&M ERC (where applicable) to enable the correct contract size adjustment to be made. ERC of Building Component + ERC of P&M = Total ERC to which contract size adjustment should be applied. The appropriate % adjustment should be made in accordance with the scale for contract size adjustment specified under section 6 of the RCG 2021 Guidance notes. The currency ERC rates are set at £4m (Four Million Pounds) @ 1st April 2019 (AVD) for the RCG 2021 Publication. | - | - | 2 | TRUE
2172 | 41P26P | 6348 | 41P26P | Factory buildings process | Light - uninsulated | Sheet metal cladding | 501m² - 1000m² | Eaves ht - 6.5m | Steel framed building with single skin PMS cladding to walls and roof. Building Construction : - Foundations : Concrete pad and strip foundations with 150mm mesh reinforced concrete slab. Frame : Light steel frame. Upper Floors : None. Roof : Single skin profiled protected metal, fitted to steel purlins with plastic headed screws, translucent sheet glazing; rainwater gutters, down pipes and drainage. External Walls : 100mm brickwork infill to 1.0m; single skin profiled protected metal cladding, fixed to horizontal steel rails with plastic headed screws, translucent sheet glazing; access doors goods/personnel. Windows and Doors : Single glazed windows in metal frames. Steel doors set within metal frames. Internal Walls : Block walls. Internal Finishes : None. Building Services : Electric light and power, water laid on, toilets, unheated. External works : Drainage to the curtilage. | Location Adjustment Applicable (See Guidance Notes) - ERC = UK mean of 1.00 | (BEAMS Note 2) The ERC for this item should be added to all other rateable items on the hereditament (except land). Therefore the total of the ERC of the other Building Items and the P&M ERC (where applicable) to enable the correct contract size adjustment to be made. ERC of Building Component + ERC of P&M = Total ERC to which contract size adjustment should be applied. The appropriate % adjustment should be made in accordance with the scale for contract size adjustment specified under section 6 of the RCG 2023 Guidance notes. The currency ERC rates are set at £4m (Four Million Pounds) @ 1st April 2021 (AVD) for the RCG 2023 Publication. | Costs exclude external works. | - | - | - | The plant and machinery listed in the description has been included in this costing. | - | - | - | - | 10099 |  | M2 | - | NA | NA | NA | 229.1108 | Option 1 | 284.0525 | 23.98% | 0 | 0 | -100% | -100% | 0 | -100% | Redirected | NA | VOA_GPN_GOV_UK\7246041 | 2019-08-30 | Low | - | - | Redirected, low risk | NA | - | NA | SPONS A&B | NA | (BEAMS Note 2) The ERC for this item should be added to all other rateable items on the hereditament (except land). Therefore the total of the ERC of the other Building Items and the P&M ERC (where applicable) to enable the correct contract size adjustment to be made. ERC of Building Component + ERC of P&M = Total ERC to which contract size adjustment should be applied. The appropriate % adjustment should be made in accordance with the scale for contract size adjustment specified under section 6 of the RCG 2021 Guidance notes. The currency ERC rates are set at £4m (Four Million Pounds) @ 1st April 2019 (AVD) for the RCG 2021 Publication. | - | - | 2 | TRUE
2173 | 41P26R | 6493 | 41P26R | Factory buildings process | Light - uninsulated | Sheet metal cladding | 501m² - 1000m² | Eaves ht - 7.0m | Steel framed building with single skin PMS cladding to walls and roof. Building Construction : - Foundations : Concrete pad and strip foundations with 150mm mesh reinforced concrete slab. Frame : Light steel frame. Upper Floors : None. Roof : Single skin profiled protected metal, fitted to steel purlins with plastic headed screws, translucent sheet glazing; rainwater gutters, down pipes and drainage. External Walls : 100mm brickwork infill to 1.0m; single skin profiled protected metal cladding, fixed to horizontal steel rails with plastic headed screws, translucent sheet glazing; access doors goods/personnel. Windows and Doors : Single glazed windows in metal frames. Steel doors set within metal frames. Internal Walls : Block walls. Internal Finishes : None. Building Services : Electric light and power, water laid on, toilets, unheated. External works : Drainage to the curtilage. | Location Adjustment Applicable (See Guidance Notes) - ERC = UK mean of 1.00 | (BEAMS Note 2) The ERC for this item should be added to all other rateable items on the hereditament (except land). Therefore the total of the ERC of the other Building Items and the P&M ERC (where applicable) to enable the correct contract size adjustment to be made. ERC of Building Component + ERC of P&M = Total ERC to which contract size adjustment should be applied. The appropriate % adjustment should be made in accordance with the scale for contract size adjustment specified under section 6 of the RCG 2023 Guidance notes. The currency ERC rates are set at £4m (Four Million Pounds) @ 1st April 2021 (AVD) for the RCG 2023 Publication. | Costs exclude external works. | - | - | - | The plant and machinery listed in the description has been included in this costing. | - | - | - | - | 10099 |  | M2 | - | NA | NA | NA | 232.9549 | Option 1 | 288.8185 | 23.98% | 0 | 0 | -100% | -100% | 0 | -100% | Redirected | NA | VOA_GPN_GOV_UK\7246041 | 2019-08-30 | Low | - | - | Redirected, low risk | NA | - | NA | SPONS A&B | NA | (BEAMS Note 2) The ERC for this item should be added to all other rateable items on the hereditament (except land). Therefore the total of the ERC of the other Building Items and the P&M ERC (where applicable) to enable the correct contract size adjustment to be made. ERC of Building Component + ERC of P&M = Total ERC to which contract size adjustment should be applied. The appropriate % adjustment should be made in accordance with the scale for contract size adjustment specified under section 6 of the RCG 2021 Guidance notes. The currency ERC rates are set at £4m (Four Million Pounds) @ 1st April 2019 (AVD) for the RCG 2021 Publication. | - | - | 2 | TRUE
2174 | 41P26T | 6513 | 41P26T | Factory buildings process | Light - uninsulated | Sheet metal cladding | 501m² - 1000m² | Eaves ht - 7.5m | Steel framed building with single skin PMS cladding to walls and roof. Building Construction : - Foundations : Concrete pad and strip foundations with 150mm mesh reinforced concrete slab. Frame : Light steel frame. Upper Floors : None. Roof : Single skin profiled protected metal, fitted to steel purlins with plastic headed screws, translucent sheet glazing; rainwater gutters, down pipes and drainage. External Walls : 100mm brickwork infill to 1.0m; single skin profiled protected metal cladding, fixed to horizontal steel rails with plastic headed screws, translucent sheet glazing; access doors goods/personnel. Windows and Doors : Single glazed windows in metal frames. Steel doors set within metal frames. Internal Walls : Block walls. Internal Finishes : None. Building Services : Electric light and power, water laid on, toilets, unheated. External works : Drainage to the curtilage. | Location Adjustment Applicable (See Guidance Notes) - ERC = UK mean of 1.00 | (BEAMS Note 2) The ERC for this item should be added to all other rateable items on the hereditament (except land). Therefore the total of the ERC of the other Building Items and the P&M ERC (where applicable) to enable the correct contract size adjustment to be made. ERC of Building Component + ERC of P&M = Total ERC to which contract size adjustment should be applied. The appropriate % adjustment should be made in accordance with the scale for contract size adjustment specified under section 6 of the RCG 2023 Guidance notes. The currency ERC rates are set at £4m (Four Million Pounds) @ 1st April 2021 (AVD) for the RCG 2023 Publication. | Costs exclude external works. | - | - | - | The plant and machinery listed in the description has been included in this costing. | - | - | - | - | 10099 |  | M2 | - | NA | NA | NA | 238.3367 | Option 1 | 295.4908 | 23.98% | 0 | 0 | -100% | -100% | 0 | -100% | Redirected | NA | VOA_GPN_GOV_UK\7246041 | 2019-08-30 | Low | - | - | Redirected, low risk | NA | - | NA | SPONS A&B | NA | (BEAMS Note 2) The ERC for this item should be added to all other rateable items on the hereditament (except land). Therefore the total of the ERC of the other Building Items and the P&M ERC (where applicable) to enable the correct contract size adjustment to be made. ERC of Building Component + ERC of P&M = Total ERC to which contract size adjustment should be applied. The appropriate % adjustment should be made in accordance with the scale for contract size adjustment specified under section 6 of the RCG 2021 Guidance notes. The currency ERC rates are set at £4m (Four Million Pounds) @ 1st April 2019 (AVD) for the RCG 2021 Publication. | - | - | 2 | TRUE
2175 | 41P270 | 6349 | 41P270 | Factory buildings process | Light - uninsulated | Sheet metal cladding | 101m² - 250m² | Eaves ht - 32.0m | Steel framed building with single skin PMS cladding to walls and roof. Building Construction: - Foundations: Concrete pad and strip foundations with 150mm mesh reinforced concrete slab. Frame: Light steel frame. Upper Floors: None. Roof: Single skin profiled protected metal, fitted to steel purlins with plastic headed screws, translucent sheet glazing; rainwater gutters, down pipes and drainage. External Walls: ; single skin profiled protected metal cladding, fixed to horizontal steel rails with plastic headed screws, translucent sheet glazing; access doors goods/personnel. May have 100mm brickwork infill to 1.0m height. Windows and Doors: Single glazed windows in metal frames. Steel doors set within metal frames. Internal Walls: Block walls to toilet. Internal Finishes: None. Building Services: Electric light and power, water laid on, toilets, unheated. | Location Adjustment Applicable (See Guidance Notes) - ERC = UK mean of 1.00 | (BEAMS Note 2) The ERC for this item should be added to all other rateable items on the hereditament (except land). Therefore the total of the ERC of the other Building Items and the P&M ERC (where applicable) to enable the correct contract size adjustment to be made. ERC of Building Component + ERC of P&M = Total ERC to which contract size adjustment should be applied. The appropriate % adjustment should be made in accordance with the scale for contract size adjustment specified under section 6 of the RCG 2023 Guidance notes. The currency ERC rates are set at £4m (Four Million Pounds) @ 1st April 2021 (AVD) for the RCG 2023 Publication. | Excludes piling and external works. | Measure to GIA Height . | - | - | - | - | - | Photo 1 - Small unit. Photo 2 - Unit with exposed external frame. | - | 10097 |  | M2 | - | NA | NA | NA | 1065.5958 | Option 1 | 1321.13 | 23.98% | 0 | 0 | -100% | -100% | 0 | -100% | Redirected | NA | VOA_GPN_GOV_UK\7246041 | 2019-08-30 | Low | - | - | Redirected, low risk | NA | - | NA | SPONS A&B | NA | (BEAMS Note 2) The ERC for this item should be added to all other rateable items on the hereditament (except land). Therefore the total of the ERC of the other Building Items and the P&M ERC (where applicable) to enable the correct contract size adjustment to be made. ERC of Building Component + ERC of P&M = Total ERC to which contract size adjustment should be applied. The appropriate % adjustment should be made in accordance with the scale for contract size adjustment specified under section 6 of the RCG 2021 Guidance notes. The currency ERC rates are set at £4m (Four Million Pounds) @ 1st April 2019 (AVD) for the RCG 2021 Publication. | Photo 1 - Small unit. Photo 2 - Unit with exposed external frame. | - | 2 | TRUE
2176 | 41P271 | 6350 | 41P271 | Factory buildings process | Light - uninsulated | Sheet metal cladding | 101m² - 250m² | Eaves ht - 33.0m | Steel framed building with single skin PMS cladding to walls and roof. Building Construction: - Foundations: Concrete pad and strip foundations with 150mm mesh reinforced concrete slab. Frame: Light steel frame. Upper Floors: None. Roof: Single skin profiled protected metal, fitted to steel purlins with plastic headed screws, translucent sheet glazing; rainwater gutters, down pipes and drainage. External Walls: ; single skin profiled protected metal cladding, fixed to horizontal steel rails with plastic headed screws, translucent sheet glazing; access doors goods/personnel. May have 100mm brickwork infill to 1.0m height. Windows and Doors: Single glazed windows in metal frames. Steel doors set within metal frames. Internal Walls: Block walls to toilet. Internal Finishes: None. Building Services: Electric light and power, water laid on, toilets, unheated. | Location Adjustment Applicable (See Guidance Notes) - ERC = UK mean of 1.00 | (BEAMS Note 2) The ERC for this item should be added to all other rateable items on the hereditament (except land). Therefore the total of the ERC of the other Building Items and the P&M ERC (where applicable) to enable the correct contract size adjustment to be made. ERC of Building Component + ERC of P&M = Total ERC to which contract size adjustment should be applied. The appropriate % adjustment should be made in accordance with the scale for contract size adjustment specified under section 6 of the RCG 2023 Guidance notes. The currency ERC rates are set at £4m (Four Million Pounds) @ 1st April 2021 (AVD) for the RCG 2023 Publication. | Excludes piling and external works. | Measure to GIA Height . | - | - | - | - | - | Photo 1 - Small unit. Photo 2 - Unit with exposed external frame. | - | 10097 |  | M2 | - | NA | NA | NA | 1100.9619 | Option 1 | 1364.9771 | 23.98% | 0 | 0 | -100% | -100% | 0 | -100% | Redirected | NA | VOA_GPN_GOV_UK\7246041 | 2019-08-30 | Low | - | - | Redirected, low risk | NA | - | NA | SPONS A&B | NA | (BEAMS Note 2) The ERC for this item should be added to all other rateable items on the hereditament (except land). Therefore the total of the ERC of the other Building Items and the P&M ERC (where applicable) to enable the correct contract size adjustment to be made. ERC of Building Component + ERC of P&M = Total ERC to which contract size adjustment should be applied. The appropriate % adjustment should be made in accordance with the scale for contract size adjustment specified under section 6 of the RCG 2021 Guidance notes. The currency ERC rates are set at £4m (Four Million Pounds) @ 1st April 2019 (AVD) for the RCG 2021 Publication. | Photo 1 - Small unit. Photo 2 - Unit with exposed external frame. | - | 2 | TRUE
2177 | 41P272 | 6351 | 41P272 | Factory buildings process | Light - uninsulated | Sheet metal cladding | 101m² - 250m² | Eaves ht - 34.0m | Steel framed building with single skin PMS cladding to walls and roof. Building Construction: - Foundations: Concrete pad and strip foundations with 150mm mesh reinforced concrete slab. Frame: Light steel frame. Upper Floors: None. Roof: Single skin profiled protected metal, fitted to steel purlins with plastic headed screws, translucent sheet glazing; rainwater gutters, down pipes and drainage. External Walls: ; single skin profiled protected metal cladding, fixed to horizontal steel rails with plastic headed screws, translucent sheet glazing; access doors goods/personnel. May have 100mm brickwork infill to 1.0m height. Windows and Doors: Single glazed windows in metal frames. Steel doors set within metal frames. Internal Walls: Block walls to toilet. Internal Finishes: None. Building Services: Electric light and power, water laid on, toilets, unheated. | Location Adjustment Applicable (See Guidance Notes) - ERC = UK mean of 1.00 | (BEAMS Note 2) The ERC for this item should be added to all other rateable items on the hereditament (except land). Therefore the total of the ERC of the other Building Items and the P&M ERC (where applicable) to enable the correct contract size adjustment to be made. ERC of Building Component + ERC of P&M = Total ERC to which contract size adjustment should be applied. The appropriate % adjustment should be made in accordance with the scale for contract size adjustment specified under section 6 of the RCG 2023 Guidance notes. The currency ERC rates are set at £4m (Four Million Pounds) @ 1st April 2021 (AVD) for the RCG 2023 Publication. | Excludes piling and external works. | Measure to GIA Height . | - | - | - | - | - | Photo 1 - Small unit. Photo 2 - Unit with exposed external frame. | - | 10097 |  | M2 | - | NA | NA | NA | 1137.0968 | Option 1 | 1409.7773 | 23.98% | 0 | 0 | -100% | -100% | 0 | -100% | Redirected | NA | VOA_GPN_GOV_UK\7246041 | 2019-08-30 | Low | - | - | Redirected, low risk | NA | - | NA | SPONS A&B | NA | (BEAMS Note 2) The ERC for this item should be added to all other rateable items on the hereditament (except land). Therefore the total of the ERC of the other Building Items and the P&M ERC (where applicable) to enable the correct contract size adjustment to be made. ERC of Building Component + ERC of P&M = Total ERC to which contract size adjustment should be applied. The appropriate % adjustment should be made in accordance with the scale for contract size adjustment specified under section 6 of the RCG 2021 Guidance notes. The currency ERC rates are set at £4m (Four Million Pounds) @ 1st April 2019 (AVD) for the RCG 2021 Publication. | Photo 1 - Small unit. Photo 2 - Unit with exposed external frame. | - | 2 | TRUE
2178 | 41P273 | 6352 | 41P273 | Factory buildings process | Light - uninsulated | Sheet metal cladding | 101m² - 250m² | Eaves ht - 35.0m | Steel framed building with single skin PMS cladding to walls and roof. Building Construction: - Foundations: Concrete pad and strip foundations with 150mm mesh reinforced concrete slab. Frame: Light steel frame. Upper Floors: None. Roof: Single skin profiled protected metal, fitted to steel purlins with plastic headed screws, translucent sheet glazing; rainwater gutters, down pipes and drainage. External Walls: ; single skin profiled protected metal cladding, fixed to horizontal steel rails with plastic headed screws, translucent sheet glazing; access doors goods/personnel. May have 100mm brickwork infill to 1.0m height. Windows and Doors: Single glazed windows in metal frames. Steel doors set within metal frames. Internal Walls: Block walls to toilet. Internal Finishes: None. Building Services: Electric light and power, water laid on, toilets, unheated. | Location Adjustment Applicable (See Guidance Notes) - ERC = UK mean of 1.00 | (BEAMS Note 2) The ERC for this item should be added to all other rateable items on the hereditament (except land). Therefore the total of the ERC of the other Building Items and the P&M ERC (where applicable) to enable the correct contract size adjustment to be made. ERC of Building Component + ERC of P&M = Total ERC to which contract size adjustment should be applied. The appropriate % adjustment should be made in accordance with the scale for contract size adjustment specified under section 6 of the RCG 2023 Guidance notes. The currency ERC rates are set at £4m (Four Million Pounds) @ 1st April 2021 (AVD) for the RCG 2023 Publication. | Excludes piling and external works. | Measure to GIA Height . | - | - | - | - | - | Photo 1 - Small unit. Photo 2 - Unit with exposed external frame. | - | 10097 |  | M2 | - | NA | NA | NA | 1172.4629 | Option 1 | 1453.6243 | 23.98% | 0 | 0 | -100% | -100% | 0 | -100% | Redirected | NA | VOA_GPN_GOV_UK\7246041 | 2019-08-30 | Low | - | - | Redirected, low risk | NA | - | NA | SPONS A&B | NA | (BEAMS Note 2) The ERC for this item should be added to all other rateable items on the hereditament (except land). Therefore the total of the ERC of the other Building Items and the P&M ERC (where applicable) to enable the correct contract size adjustment to be made. ERC of Building Component + ERC of P&M = Total ERC to which contract size adjustment should be applied. The appropriate % adjustment should be made in accordance with the scale for contract size adjustment specified under section 6 of the RCG 2021 Guidance notes. The currency ERC rates are set at £4m (Four Million Pounds) @ 1st April 2019 (AVD) for the RCG 2021 Publication. | Photo 1 - Small unit. Photo 2 - Unit with exposed external frame. | - | 2 | TRUE
2179 | 41P27A | 6514 | 41P27A | Factory buildings process | Light - uninsulated | Sheet metal cladding | 501m² - 1000m² | Eaves ht - 8.5m | Steel framed building with single skin PMS cladding to walls and roof. Building Construction : - Foundations : Concrete pad and strip foundations with 150mm mesh reinforced concrete slab. Frame : Light steel frame. Upper Floors : None. Roof : Single skin profiled protected metal, fitted to steel purlins with plastic headed screws, translucent sheet glazing; rainwater gutters, down pipes and drainage. External Walls : 100mm brickwork infill to 1.0m; single skin profiled protected metal cladding, fixed to horizontal steel rails with plastic headed screws, translucent sheet glazing; access doors goods/personnel. Windows and Doors : Single glazed windows in metal frames. Steel doors set within metal frames. Internal Walls : Block walls. Internal Finishes : None. Building Services : Electric light and power, water laid on, toilets, unheated. External works : Drainage to the curtilage. | Location Adjustment Applicable (See Guidance Notes) - ERC = UK mean of 1.00 | (BEAMS Note 2) The ERC for this item should be added to all other rateable items on the hereditament (except land). Therefore the total of the ERC of the other Building Items and the P&M ERC (where applicable) to enable the correct contract size adjustment to be made. ERC of Building Component + ERC of P&M = Total ERC to which contract size adjustment should be applied. The appropriate % adjustment should be made in accordance with the scale for contract size adjustment specified under section 6 of the RCG 2023 Guidance notes. The currency ERC rates are set at £4m (Four Million Pounds) @ 1st April 2021 (AVD) for the RCG 2023 Publication. | Costs exclude external works. | - | - | - | The plant and machinery listed in the description has been included in this costing. | - | - | - | - | 10099 |  | M2 | - | NA | NA | NA | 262.1704 | Option 1 | 325.0399 | 23.98% | 0 | 0 | -100% | -100% | 0 | -100% | Redirected | NA | VOA_GPN_GOV_UK\7246041 | 2019-08-30 | Low | - | - | Redirected, low risk | NA | - | NA | SPONS A&B | NA | (BEAMS Note 2) The ERC for this item should be added to all other rateable items on the hereditament (except land). Therefore the total of the ERC of the other Building Items and the P&M ERC (where applicable) to enable the correct contract size adjustment to be made. ERC of Building Component + ERC of P&M = Total ERC to which contract size adjustment should be applied. The appropriate % adjustment should be made in accordance with the scale for contract size adjustment specified under section 6 of the RCG 2021 Guidance notes. The currency ERC rates are set at £4m (Four Million Pounds) @ 1st April 2019 (AVD) for the RCG 2021 Publication. | - | - | 2 | TRUE
2180 | 41P27C | 6353 | 41P27C | Factory buildings process | Light - uninsulated | Sheet metal cladding | 501m² - 1000m² | Eaves ht - 8.0m | Steel framed building with single skin PMS cladding to walls and roof. Building Construction : - Foundations : Concrete pad and strip foundations with 150mm mesh reinforced concrete slab. Frame : Light steel frame. Upper Floors : None. Roof : Single skin profiled protected metal, fitted to steel purlins with plastic headed screws, translucent sheet glazing; rainwater gutters, down pipes and drainage. External Walls : 100mm brickwork infill to 1.0m; single skin profiled protected metal cladding, fixed to horizontal steel rails with plastic headed screws, translucent sheet glazing; access doors goods/personnel. Windows and Doors : Single glazed windows in metal frames. Steel doors set within metal frames. Internal Walls : Block walls. Internal Finishes : None. Building Services : Electric light and power, water laid on, toilets, unheated. External works : Drainage to the curtilage. | Location Adjustment Applicable (See Guidance Notes) - ERC = UK mean of 1.00 | (BEAMS Note 2) The ERC for this item should be added to all other rateable items on the hereditament (except land). Therefore the total of the ERC of the other Building Items and the P&M ERC (where applicable) to enable the correct contract size adjustment to be made. ERC of Building Component + ERC of P&M = Total ERC to which contract size adjustment should be applied. The appropriate % adjustment should be made in accordance with the scale for contract size adjustment specified under section 6 of the RCG 2023 Guidance notes. The currency ERC rates are set at £4m (Four Million Pounds) @ 1st April 2021 (AVD) for the RCG 2023 Publication. | Costs exclude external works. | - | - | - | The plant and machinery listed in the description has been included in this costing. | - | - | - | - | 10099 |  | M2 | - | NA | NA | NA | 257.5574 | Option 1 | 319.3208 | 23.98% | 0 | 0 | -100% | -100% | 0 | -100% | Redirected | NA | VOA_GPN_GOV_UK\7246041 | 2019-08-30 | Low | - | - | Redirected, low risk | NA | - | NA | SPONS A&B | NA | (BEAMS Note 2) The ERC for this item should be added to all other rateable items on the hereditament (except land). Therefore the total of the ERC of the other Building Items and the P&M ERC (where applicable) to enable the correct contract size adjustment to be made. ERC of Building Component + ERC of P&M = Total ERC to which contract size adjustment should be applied. The appropriate % adjustment should be made in accordance with the scale for contract size adjustment specified under section 6 of the RCG 2021 Guidance notes. The currency ERC rates are set at £4m (Four Million Pounds) @ 1st April 2019 (AVD) for the RCG 2021 Publication. | - | - | 2 | TRUE
2181 | 41P27E | 6354 | 41P27E | Factory buildings process | Light - uninsulated | Sheet metal cladding | 501m² - 1000m² | Eaves ht - 9.0m | Steel framed building with single skin PMS cladding to walls and roof. Building Construction : - Foundations : Concrete pad and strip foundations with 150mm mesh reinforced concrete slab. Frame : Light steel frame. Upper Floors : None. Roof : Single skin profiled protected metal, fitted to steel purlins with plastic headed screws, translucent sheet glazing; rainwater gutters, down pipes and drainage. External Walls : 100mm brickwork infill to 1.0m; single skin profiled protected metal cladding, fixed to horizontal steel rails with plastic headed screws, translucent sheet glazing; access doors goods/personnel. Windows and Doors : Single glazed windows in metal frames. Steel doors set within metal frames. Internal Walls : Block walls. Internal Finishes : None. Building Services : Electric light and power, water laid on, toilets, unheated. External works : Drainage to the curtilage. | Location Adjustment Applicable (See Guidance Notes) - ERC = UK mean of 1.00 | (BEAMS Note 2) The ERC for this item should be added to all other rateable items on the hereditament (except land). Therefore the total of the ERC of the other Building Items and the P&M ERC (where applicable) to enable the correct contract size adjustment to be made. ERC of Building Component + ERC of P&M = Total ERC to which contract size adjustment should be applied. The appropriate % adjustment should be made in accordance with the scale for contract size adjustment specified under section 6 of the RCG 2023 Guidance notes. The currency ERC rates are set at £4m (Four Million Pounds) @ 1st April 2021 (AVD) for the RCG 2023 Publication. | Costs exclude external works. | - | - | - | The plant and machinery listed in the description has been included in this costing. | - | - | - | - | 10099 |  | M2 | - | NA | NA | NA | 267.5522 | Option 1 | 331.7123 | 23.98% | 0 | 0 | -100% | -100% | 0 | -100% | Redirected | NA | VOA_GPN_GOV_UK\7246041 | 2019-08-30 | Low | - | - | Redirected, low risk | NA | - | NA | SPONS A&B | NA | (BEAMS Note 2) The ERC for this item should be added to all other rateable items on the hereditament (except land). Therefore the total of the ERC of the other Building Items and the P&M ERC (where applicable) to enable the correct contract size adjustment to be made. ERC of Building Component + ERC of P&M = Total ERC to which contract size adjustment should be applied. The appropriate % adjustment should be made in accordance with the scale for contract size adjustment specified under section 6 of the RCG 2021 Guidance notes. The currency ERC rates are set at £4m (Four Million Pounds) @ 1st April 2019 (AVD) for the RCG 2021 Publication. | - | - | 2 | TRUE
2182 | 41P27G | 6286 | 41P27G | Factory buildings process | Light - uninsulated | Sheet metal cladding | 501m² - 1000m² | Eaves ht - 9.5m | Steel framed building with single skin PMS cladding to walls and roof. Building Construction : - Foundations : Concrete pad and strip foundations with 150mm mesh reinforced concrete slab. Frame : Light steel frame. Upper Floors : None. Roof : Single skin profiled protected metal, fitted to steel purlins with plastic headed screws, translucent sheet glazing; rainwater gutters, down pipes and drainage. External Walls : 100mm brickwork infill to 1.0m; single skin profiled protected metal cladding, fixed to horizontal steel rails with plastic headed screws, translucent sheet glazing; access doors goods/personnel. Windows and Doors : Single glazed windows in metal frames. Steel doors set within metal frames. Internal Walls : Block walls. Internal Finishes : None. Building Services : Electric light and power, water laid on, toilets, unheated. External works : Drainage to the curtilage. | Location Adjustment Applicable (See Guidance Notes) - ERC = UK mean of 1.00 | (BEAMS Note 2) The ERC for this item should be added to all other rateable items on the hereditament (except land). Therefore the total of the ERC of the other Building Items and the P&M ERC (where applicable) to enable the correct contract size adjustment to be made. ERC of Building Component + ERC of P&M = Total ERC to which contract size adjustment should be applied. The appropriate % adjustment should be made in accordance with the scale for contract size adjustment specified under section 6 of the RCG 2023 Guidance notes. The currency ERC rates are set at £4m (Four Million Pounds) @ 1st April 2021 (AVD) for the RCG 2023 Publication. | Costs exclude external works. | - | - | - | The plant and machinery listed in the description has been included in this costing. | - | - | - | - | 10099 |  | M2 | - | NA | NA | NA | 272.1652 | Option 1 | 337.4315 | 23.98% | 0 | 0 | -100% | -100% | 0 | -100% | Redirected | NA | VOA_GPN_GOV_UK\7246041 | 2019-08-30 | Low | - | - | Redirected, low risk | NA | - | NA | SPONS A&B | NA | (BEAMS Note 2) The ERC for this item should be added to all other rateable items on the hereditament (except land). Therefore the total of the ERC of the other Building Items and the P&M ERC (where applicable) to enable the correct contract size adjustment to be made. ERC of Building Component + ERC of P&M = Total ERC to which contract size adjustment should be applied. The appropriate % adjustment should be made in accordance with the scale for contract size adjustment specified under section 6 of the RCG 2021 Guidance notes. The currency ERC rates are set at £4m (Four Million Pounds) @ 1st April 2019 (AVD) for the RCG 2021 Publication. | - | - | 2 | TRUE
2183 | 41P27K | 6287 | 41P27K | Factory buildings process | Light - uninsulated | Sheet metal cladding | 501m² - 1000m² | Eaves ht - 10.0m | Steel framed building with single skin PMS cladding to walls and roof. Building Construction : - Foundations : Concrete pad and strip foundations with 150mm mesh reinforced concrete slab. Frame : Light steel frame. Upper Floors : None. Roof : Single skin profiled protected metal, fitted to steel purlins with plastic headed screws, translucent sheet glazing; rainwater gutters, down pipes and drainage. External Walls : 100mm brickwork infill to 1.0m; single skin profiled protected metal cladding, fixed to horizontal steel rails with plastic headed screws, translucent sheet glazing; access doors goods/personnel. Windows and Doors : Single glazed windows in metal frames. Steel doors set within metal frames. Internal Walls : Block walls. Internal Finishes : None. Building Services : Electric light and power, water laid on, toilets, unheated. External works : Drainage to the curtilage. | Location Adjustment Applicable (See Guidance Notes) - ERC = UK mean of 1.00 | (BEAMS Note 2) The ERC for this item should be added to all other rateable items on the hereditament (except land). Therefore the total of the ERC of the other Building Items and the P&M ERC (where applicable) to enable the correct contract size adjustment to be made. ERC of Building Component + ERC of P&M = Total ERC to which contract size adjustment should be applied. The appropriate % adjustment should be made in accordance with the scale for contract size adjustment specified under section 6 of the RCG 2023 Guidance notes. The currency ERC rates are set at £4m (Four Million Pounds) @ 1st April 2021 (AVD) for the RCG 2023 Publication. | Costs exclude external works. | - | - | - | The plant and machinery listed in the description has been included in this costing. | - | - | - | - | 10099 |  | M2 | - | NA | NA | NA | 277.547 | Option 1 | 344.1039 | 23.98% | 0 | 0 | -100% | -100% | 0 | -100% | Redirected | NA | VOA_GPN_GOV_UK\7246041 | 2019-08-30 | Low | - | - | Redirected, low risk | NA | - | NA | SPONS A&B | NA | (BEAMS Note 2) The ERC for this item should be added to all other rateable items on the hereditament (except land). Therefore the total of the ERC of the other Building Items and the P&M ERC (where applicable) to enable the correct contract size adjustment to be made. ERC of Building Component + ERC of P&M = Total ERC to which contract size adjustment should be applied. The appropriate % adjustment should be made in accordance with the scale for contract size adjustment specified under section 6 of the RCG 2021 Guidance notes. The currency ERC rates are set at £4m (Four Million Pounds) @ 1st April 2019 (AVD) for the RCG 2021 Publication. | - | - | 2 | TRUE
2184 | 41P27P | 6324 | 41P27P | Factory buildings process | Light - uninsulated | Sheet metal cladding | 501m² - 1000m² | Eaves ht - 11.0m | Steel framed building with single skin PMS cladding to walls and roof. Building Construction : - Foundations : Concrete pad and strip foundations with 150mm mesh reinforced concrete slab. Frame : Light steel frame. Upper Floors : None. Roof : Single skin profiled protected metal, fitted to steel purlins with plastic headed screws, translucent sheet glazing; rainwater gutters, down pipes and drainage. External Walls : 100mm brickwork infill to 1.0m; single skin profiled protected metal cladding, fixed to horizontal steel rails with plastic headed screws, translucent sheet glazing; access doors goods/personnel. Windows and Doors : Single glazed windows in metal frames. Steel doors set within metal frames. Internal Walls : Block walls. Internal Finishes : None. Building Services : Electric light and power, water laid on, toilets, unheated. External works : Drainage to the curtilage. | Location Adjustment Applicable (See Guidance Notes) - ERC = UK mean of 1.00 | (BEAMS Note 2) The ERC for this item should be added to all other rateable items on the hereditament (except land). Therefore the total of the ERC of the other Building Items and the P&M ERC (where applicable) to enable the correct contract size adjustment to be made. ERC of Building Component + ERC of P&M = Total ERC to which contract size adjustment should be applied. The appropriate % adjustment should be made in accordance with the scale for contract size adjustment specified under section 6 of the RCG 2023 Guidance notes. The currency ERC rates are set at £4m (Four Million Pounds) @ 1st April 2021 (AVD) for the RCG 2023 Publication. | Costs exclude external works. | - | - | - | The plant and machinery listed in the description has been included in this costing. | - | - | - | - | 10099 |  | M2 | - | NA | NA | NA | 287.5417 | Option 1 | 356.4954 | 23.98% | 0 | 0 | -100% | -100% | 0 | -100% | Redirected | NA | VOA_GPN_GOV_UK\7246041 | 2019-08-30 | Low | - | - | Redirected, low risk | NA | - | NA | SPONS A&B | NA | (BEAMS Note 2) The ERC for this item should be added to all other rateable items on the hereditament (except land). Therefore the total of the ERC of the other Building Items and the P&M ERC (where applicable) to enable the correct contract size adjustment to be made. ERC of Building Component + ERC of P&M = Total ERC to which contract size adjustment should be applied. The appropriate % adjustment should be made in accordance with the scale for contract size adjustment specified under section 6 of the RCG 2021 Guidance notes. The currency ERC rates are set at £4m (Four Million Pounds) @ 1st April 2019 (AVD) for the RCG 2021 Publication. | - | - | 2 | TRUE
2185 | 41P27T | 6532 | 41P27T | Factory buildings process | Light - uninsulated | Sheet metal cladding | 501m² - 1000m² | Eaves ht - 12.0m | Steel framed building with single skin PMS cladding to walls and roof. Building Construction : - Foundations : Concrete pad and strip foundations with 150mm mesh reinforced concrete slab. Frame : Light steel frame. Upper Floors : None. Roof : Single skin profiled protected metal, fitted to steel purlins with plastic headed screws, translucent sheet glazing; rainwater gutters, down pipes and drainage. External Walls : 100mm brickwork infill to 1.0m; single skin profiled protected metal cladding, fixed to horizontal steel rails with plastic headed screws, translucent sheet glazing; access doors goods/personnel. Windows and Doors : Single glazed windows in metal frames. Steel doors set within metal frames. Internal Walls : Block walls. Internal Finishes : None. Building Services : Electric light and power, water laid on, toilets, unheated. External works : Drainage to the curtilage. | Location Adjustment Applicable (See Guidance Notes) - ERC = UK mean of 1.00 | (BEAMS Note 2) The ERC for this item should be added to all other rateable items on the hereditament (except land). Therefore the total of the ERC of the other Building Items and the P&M ERC (where applicable) to enable the correct contract size adjustment to be made. ERC of Building Component + ERC of P&M = Total ERC to which contract size adjustment should be applied. The appropriate % adjustment should be made in accordance with the scale for contract size adjustment specified under section 6 of the RCG 2023 Guidance notes. The currency ERC rates are set at £4m (Four Million Pounds) @ 1st April 2021 (AVD) for the RCG 2023 Publication. | Costs exclude external works. | - | - | - | The plant and machinery listed in the description has been included in this costing. | - | - | - | - | 10099 |  | M2 | - | NA | NA | NA | 297.5365 | Option 1 | 368.887 | 23.98% | 0 | 0 | -100% | -100% | 0 | -100% | Redirected | NA | VOA_GPN_GOV_UK\7246041 | 2019-08-30 | Low | - | - | Redirected, low risk | NA | - | NA | SPONS A&B | NA | (BEAMS Note 2) The ERC for this item should be added to all other rateable items on the hereditament (except land). Therefore the total of the ERC of the other Building Items and the P&M ERC (where applicable) to enable the correct contract size adjustment to be made. ERC of Building Component + ERC of P&M = Total ERC to which contract size adjustment should be applied. The appropriate % adjustment should be made in accordance with the scale for contract size adjustment specified under section 6 of the RCG 2021 Guidance notes. The currency ERC rates are set at £4m (Four Million Pounds) @ 1st April 2019 (AVD) for the RCG 2021 Publication. | - | - | 2 | TRUE
2186 | 41P281 | 6355 | 41P281 | Factory buildings process | Light - uninsulated | Sheet metal cladding | 251m² - 500m² | Eaves ht - 13.0m | Steel framed building with single skin PMS cladding to walls and roof. Building Construction: - Foundations: Concrete pad and strip foundations with 150mm mesh reinforced concrete slab. Frame: Light steel frame. Upper Floors: None. Roof: Single skin profiled protected metal, fitted to steel purlins with plastic headed screws, translucent sheet glazing; rainwater gutters, down pipes and drainage. External Walls: ; single skin profiled protected metal cladding, fixed to horizontal steel rails with plastic headed screws, translucent sheet glazing; access doors goods/personnel. May have 100mm brickwork infill to 1.0m height. Windows and Doors: Single glazed windows in metal frames. Steel doors set within metal frames. Internal Walls: Block walls to toilet. Internal Finishes: None. Building Services: Electric light and power, water laid on, toilets, unheated. | Location Adjustment Applicable (See Guidance Notes) - ERC = UK mean of 1.00 | (BEAMS Note 2) The ERC for this item should be added to all other rateable items on the hereditament (except land). Therefore the total of the ERC of the other Building Items and the P&M ERC (where applicable) to enable the correct contract size adjustment to be made. ERC of Building Component + ERC of P&M = Total ERC to which contract size adjustment should be applied. The appropriate % adjustment should be made in accordance with the scale for contract size adjustment specified under section 6 of the RCG 2023 Guidance notes. The currency ERC rates are set at £4m (Four Million Pounds) @ 1st April 2021 (AVD) for the RCG 2023 Publication. | Excludes piling and external works. | Measure to GIA Height . | - | - | - | - | - | Photo 1 and 2 - Unit with external exposed frame. | - | 10098 |  | M2 | - | NA | NA | NA | 383.6452 | Option 1 | 475.6449 | 23.98% | 0 | 0 | -100% | -100% | 0 | -100% | Redirected | NA | VOA_GPN_GOV_UK\7246041 | 2019-08-30 | Low | - | - | Redirected, low risk | NA | - | NA | SPONS A&B | NA | (BEAMS Note 2) The ERC for this item should be added to all other rateable items on the hereditament (except land). Therefore the total of the ERC of the other Building Items and the P&M ERC (where applicable) to enable the correct contract size adjustment to be made. ERC of Building Component + ERC of P&M = Total ERC to which contract size adjustment should be applied. The appropriate % adjustment should be made in accordance with the scale for contract size adjustment specified under section 6 of the RCG 2021 Guidance notes. The currency ERC rates are set at £4m (Four Million Pounds) @ 1st April 2019 (AVD) for the RCG 2021 Publication. | Photo 1 and 2 - Unit with external exposed frame. | - | 2 | TRUE
2187 | 41P282 | 6356 | 41P282 | Factory buildings process | Light - uninsulated | Sheet metal cladding | 251m² - 500m² | Eaves ht - 14.0m | Steel framed building with single skin PMS cladding to walls and roof. Building Construction: - Foundations: Concrete pad and strip foundations with 150mm mesh reinforced concrete slab. Frame: Light steel frame. Upper Floors: None. Roof: Single skin profiled protected metal, fitted to steel purlins with plastic headed screws, translucent sheet glazing; rainwater gutters, down pipes and drainage. External Walls: ; single skin profiled protected metal cladding, fixed to horizontal steel rails with plastic headed screws, translucent sheet glazing; access doors goods/personnel. May have 100mm brickwork infill to 1.0m height. Windows and Doors: Single glazed windows in metal frames. Steel doors set within metal frames. Internal Walls: Block walls to toilet. Internal Finishes: None. Building Services: Electric light and power, water laid on, toilets, unheated. | Location Adjustment Applicable (See Guidance Notes) - ERC = UK mean of 1.00 | (BEAMS Note 2) The ERC for this item should be added to all other rateable items on the hereditament (except land). Therefore the total of the ERC of the other Building Items and the P&M ERC (where applicable) to enable the correct contract size adjustment to be made. ERC of Building Component + ERC of P&M = Total ERC to which contract size adjustment should be applied. The appropriate % adjustment should be made in accordance with the scale for contract size adjustment specified under section 6 of the RCG 2023 Guidance notes. The currency ERC rates are set at £4m (Four Million Pounds) @ 1st April 2021 (AVD) for the RCG 2023 Publication. | Excludes piling and external works. | Measure to GIA Height . | - | - | - | - | - | Photo 1 and 2 - Unit with external exposed frame. | - | 10098 |  | M2 | - | NA | NA | NA | 398.253 | Option 1 | 493.7557 | 23.98% | 0 | 0 | -100% | -100% | 0 | -100% | Redirected | NA | VOA_GPN_GOV_UK\7246041 | 2019-08-30 | Low | - | - | Redirected, low risk | NA | - | NA | SPONS A&B | NA | (BEAMS Note 2) The ERC for this item should be added to all other rateable items on the hereditament (except land). Therefore the total of the ERC of the other Building Items and the P&M ERC (where applicable) to enable the correct contract size adjustment to be made. ERC of Building Component + ERC of P&M = Total ERC to which contract size adjustment should be applied. The appropriate % adjustment should be made in accordance with the scale for contract size adjustment specified under section 6 of the RCG 2021 Guidance notes. The currency ERC rates are set at £4m (Four Million Pounds) @ 1st April 2019 (AVD) for the RCG 2021 Publication. | Photo 1 and 2 - Unit with external exposed frame. | - | 2 | TRUE
2188 | 41P283 | 6357 | 41P283 | Factory buildings process | Light - uninsulated | Sheet metal cladding | 251m² - 500m² | Eaves ht - 15.0m | Steel framed building with single skin PMS cladding to walls and roof. Building Construction: - Foundations: Concrete pad and strip foundations with 150mm mesh reinforced concrete slab. Frame: Light steel frame. Upper Floors: None. Roof: Single skin profiled protected metal, fitted to steel purlins with plastic headed screws, translucent sheet glazing; rainwater gutters, down pipes and drainage. External Walls: ; single skin profiled protected metal cladding, fixed to horizontal steel rails with plastic headed screws, translucent sheet glazing; access doors goods/personnel. May have 100mm brickwork infill to 1.0m height. Windows and Doors: Single glazed windows in metal frames. Steel doors set within metal frames. Internal Walls: Block walls to toilet. Internal Finishes: None. Building Services: Electric light and power, water laid on, toilets, unheated. | Location Adjustment Applicable (See Guidance Notes) - ERC = UK mean of 1.00 | (BEAMS Note 2) The ERC for this item should be added to all other rateable items on the hereditament (except land). Therefore the total of the ERC of the other Building Items and the P&M ERC (where applicable) to enable the correct contract size adjustment to be made. ERC of Building Component + ERC of P&M = Total ERC to which contract size adjustment should be applied. The appropriate % adjustment should be made in accordance with the scale for contract size adjustment specified under section 6 of the RCG 2023 Guidance notes. The currency ERC rates are set at £4m (Four Million Pounds) @ 1st April 2021 (AVD) for the RCG 2023 Publication. | Excludes piling and external works. | Measure to GIA Height . | - | - | - | - | - | Photo 1 and 2 - Unit with external exposed frame. | - | 10098 |  | M2 | - | NA | NA | NA | 413.6295 | Option 1 | 512.8196 | 23.98% | 0 | 0 | -100% | -100% | 0 | -100% | Redirected | NA | VOA_GPN_GOV_UK\7246041 | 2019-08-30 | Low | - | - | Redirected, low risk | NA | - | NA | SPONS A&B | NA | (BEAMS Note 2) The ERC for this item should be added to all other rateable items on the hereditament (except land). Therefore the total of the ERC of the other Building Items and the P&M ERC (where applicable) to enable the correct contract size adjustment to be made. ERC of Building Component + ERC of P&M = Total ERC to which contract size adjustment should be applied. The appropriate % adjustment should be made in accordance with the scale for contract size adjustment specified under section 6 of the RCG 2021 Guidance notes. The currency ERC rates are set at £4m (Four Million Pounds) @ 1st April 2019 (AVD) for the RCG 2021 Publication. | Photo 1 and 2 - Unit with external exposed frame. | - | 2 | TRUE
2189 | 41P284 | 6358 | 41P284 | Factory buildings process | Light - uninsulated | Sheet metal cladding | 251m² - 500m² | Eaves ht - 16.0m | Steel framed building with single skin PMS cladding to walls and roof. Building Construction: - Foundations: Concrete pad and strip foundations with 150mm mesh reinforced concrete slab. Frame: Light steel frame. Upper Floors: None. Roof: Single skin profiled protected metal, fitted to steel purlins with plastic headed screws, translucent sheet glazing; rainwater gutters, down pipes and drainage. External Walls: ; single skin profiled protected metal cladding, fixed to horizontal steel rails with plastic headed screws, translucent sheet glazing; access doors goods/personnel. May have 100mm brickwork infill to 1.0m height. Windows and Doors: Single glazed windows in metal frames. Steel doors set within metal frames. Internal Walls: Block walls to toilet. Internal Finishes: None. Building Services: Electric light and power, water laid on, toilets, unheated. | Location Adjustment Applicable (See Guidance Notes) - ERC = UK mean of 1.00 | (BEAMS Note 2) The ERC for this item should be added to all other rateable items on the hereditament (except land). Therefore the total of the ERC of the other Building Items and the P&M ERC (where applicable) to enable the correct contract size adjustment to be made. ERC of Building Component + ERC of P&M = Total ERC to which contract size adjustment should be applied. The appropriate % adjustment should be made in accordance with the scale for contract size adjustment specified under section 6 of the RCG 2023 Guidance notes. The currency ERC rates are set at £4m (Four Million Pounds) @ 1st April 2021 (AVD) for the RCG 2023 Publication. | Excludes piling and external works. | Measure to GIA Height . | - | - | - | - | - | Photo 1 and 2 - Unit with external exposed frame. | - | 10098 |  | M2 | - | NA | NA | NA | 433.6191 | Option 1 | 537.6027 | 23.98% | 0 | 0 | -100% | -100% | 0 | -100% | Redirected | NA | VOA_GPN_GOV_UK\7246041 | 2019-08-30 | Low | - | - | Redirected, low risk | NA | - | NA | SPONS A&B | NA | (BEAMS Note 2) The ERC for this item should be added to all other rateable items on the hereditament (except land). Therefore the total of the ERC of the other Building Items and the P&M ERC (where applicable) to enable the correct contract size adjustment to be made. ERC of Building Component + ERC of P&M = Total ERC to which contract size adjustment should be applied. The appropriate % adjustment should be made in accordance with the scale for contract size adjustment specified under section 6 of the RCG 2021 Guidance notes. The currency ERC rates are set at £4m (Four Million Pounds) @ 1st April 2019 (AVD) for the RCG 2021 Publication. | Photo 1 and 2 - Unit with external exposed frame. | - | 2 | TRUE
2190 | 41P285 | 6359 | 41P285 | Factory buildings process | Light - uninsulated | Sheet metal cladding | 251m² - 500m² | Eaves ht - 17.0m | Steel framed building with single skin PMS cladding to walls and roof. Building Construction: - Foundations: Concrete pad and strip foundations with 150mm mesh reinforced concrete slab. Frame: Light steel frame. Upper Floors: None. Roof: Single skin profiled protected metal, fitted to steel purlins with plastic headed screws, translucent sheet glazing; rainwater gutters, down pipes and drainage. External Walls: ; single skin profiled protected metal cladding, fixed to horizontal steel rails with plastic headed screws, translucent sheet glazing; access doors goods/personnel. May have 100mm brickwork infill to 1.0m height. Windows and Doors: Single glazed windows in metal frames. Steel doors set within metal frames. Internal Walls: Block walls to toilet. Internal Finishes: None. Building Services: Electric light and power, water laid on, toilets, unheated. | Location Adjustment Applicable (See Guidance Notes) - ERC = UK mean of 1.00 | (BEAMS Note 2) The ERC for this item should be added to all other rateable items on the hereditament (except land). Therefore the total of the ERC of the other Building Items and the P&M ERC (where applicable) to enable the correct contract size adjustment to be made. ERC of Building Component + ERC of P&M = Total ERC to which contract size adjustment should be applied. The appropriate % adjustment should be made in accordance with the scale for contract size adjustment specified under section 6 of the RCG 2023 Guidance notes. The currency ERC rates are set at £4m (Four Million Pounds) @ 1st April 2021 (AVD) for the RCG 2023 Publication. | Excludes piling and external works. | Measure to GIA Height . | - | - | - | - | - | Photo 1 and 2 - Unit with external exposed frame. | - | 10098 |  | M2 | - | NA | NA | NA | 450.5333 | Option 1 | 558.573 | 23.98% | 0 | 0 | -100% | -100% | 0 | -100% | Redirected | NA | VOA_GPN_GOV_UK\7246041 | 2019-08-30 | Low | - | - | Redirected, low risk | NA | - | NA | SPONS A&B | NA | (BEAMS Note 2) The ERC for this item should be added to all other rateable items on the hereditament (except land). Therefore the total of the ERC of the other Building Items and the P&M ERC (where applicable) to enable the correct contract size adjustment to be made. ERC of Building Component + ERC of P&M = Total ERC to which contract size adjustment should be applied. The appropriate % adjustment should be made in accordance with the scale for contract size adjustment specified under section 6 of the RCG 2021 Guidance notes. The currency ERC rates are set at £4m (Four Million Pounds) @ 1st April 2019 (AVD) for the RCG 2021 Publication. | Photo 1 and 2 - Unit with external exposed frame. | - | 2 | TRUE
2191 | 41P286 | 6360 | 41P286 | Factory buildings process | Light - uninsulated | Sheet metal cladding | 251m² - 500m² | Eaves ht - 18.0m | Steel framed building with single skin PMS cladding to walls and roof. Building Construction: - Foundations: Concrete pad and strip foundations with 150mm mesh reinforced concrete slab. Frame: Light steel frame. Upper Floors: None. Roof: Single skin profiled protected metal, fitted to steel purlins with plastic headed screws, translucent sheet glazing; rainwater gutters, down pipes and drainage. External Walls: ; single skin profiled protected metal cladding, fixed to horizontal steel rails with plastic headed screws, translucent sheet glazing; access doors goods/personnel. May have 100mm brickwork infill to 1.0m height. Windows and Doors: Single glazed windows in metal frames. Steel doors set within metal frames. Internal Walls: Block walls to toilet. Internal Finishes: None. Building Services: Electric light and power, water laid on, toilets, unheated. | Location Adjustment Applicable (See Guidance Notes) - ERC = UK mean of 1.00 | (BEAMS Note 2) The ERC for this item should be added to all other rateable items on the hereditament (except land). Therefore the total of the ERC of the other Building Items and the P&M ERC (where applicable) to enable the correct contract size adjustment to be made. ERC of Building Component + ERC of P&M = Total ERC to which contract size adjustment should be applied. The appropriate % adjustment should be made in accordance with the scale for contract size adjustment specified under section 6 of the RCG 2023 Guidance notes. The currency ERC rates are set at £4m (Four Million Pounds) @ 1st April 2021 (AVD) for the RCG 2023 Publication. | Excludes piling and external works. | Measure to GIA Height . | - | - | - | - | - | Photo 1 and 2 - Unit with external exposed frame. | - | 10098 |  | M2 | - | NA | NA | NA | 467.4475 | Option 1 | 579.5433 | 23.98% | 0 | 0 | -100% | -100% | 0 | -100% | Redirected | NA | VOA_GPN_GOV_UK\7246041 | 2019-08-30 | Low | - | - | Redirected, low risk | NA | - | NA | SPONS A&B | NA | (BEAMS Note 2) The ERC for this item should be added to all other rateable items on the hereditament (except land). Therefore the total of the ERC of the other Building Items and the P&M ERC (where applicable) to enable the correct contract size adjustment to be made. ERC of Building Component + ERC of P&M = Total ERC to which contract size adjustment should be applied. The appropriate % adjustment should be made in accordance with the scale for contract size adjustment specified under section 6 of the RCG 2021 Guidance notes. The currency ERC rates are set at £4m (Four Million Pounds) @ 1st April 2019 (AVD) for the RCG 2021 Publication. | Photo 1 and 2 - Unit with external exposed frame. | - | 2 | TRUE
2192 | 41P287 | 6364 | 41P287 | Factory buildings process | Light - uninsulated | Sheet metal cladding | 251m² - 500m² | Eaves ht - 19.0m | Steel framed building with single skin PMS cladding to walls and roof. Building Construction: - Foundations: Concrete pad and strip foundations with 150mm mesh reinforced concrete slab. Frame: Light steel frame. Upper Floors: None. Roof: Single skin profiled protected metal, fitted to steel purlins with plastic headed screws, translucent sheet glazing; rainwater gutters, down pipes and drainage. External Walls: ; single skin profiled protected metal cladding, fixed to horizontal steel rails with plastic headed screws, translucent sheet glazing; access doors goods/personnel. May have 100mm brickwork infill to 1.0m height. Windows and Doors: Single glazed windows in metal frames. Steel doors set within metal frames. Internal Walls: Block walls to toilet. Internal Finishes: None. Building Services: Electric light and power, water laid on, toilets, unheated. | Location Adjustment Applicable (See Guidance Notes) - ERC = UK mean of 1.00 | (BEAMS Note 2) The ERC for this item should be added to all other rateable items on the hereditament (except land). Therefore the total of the ERC of the other Building Items and the P&M ERC (where applicable) to enable the correct contract size adjustment to be made. ERC of Building Component + ERC of P&M = Total ERC to which contract size adjustment should be applied. The appropriate % adjustment should be made in accordance with the scale for contract size adjustment specified under section 6 of the RCG 2023 Guidance notes. The currency ERC rates are set at £4m (Four Million Pounds) @ 1st April 2021 (AVD) for the RCG 2023 Publication. | Excludes piling and external works. | Measure to GIA Height . | - | - | - | - | - | Photo 1 and 2 - Unit with external exposed frame. | - | 10098 |  | M2 | - | NA | NA | NA | 484.3617 | Option 1 | 600.5137 | 23.98% | 0 | 0 | -100% | -100% | 0 | -100% | Redirected | NA | VOA_GPN_GOV_UK\7246041 | 2019-08-30 | Low | - | - | Redirected, low risk | NA | - | NA | SPONS A&B | NA | (BEAMS Note 2) The ERC for this item should be added to all other rateable items on the hereditament (except land). Therefore the total of the ERC of the other Building Items and the P&M ERC (where applicable) to enable the correct contract size adjustment to be made. ERC of Building Component + ERC of P&M = Total ERC to which contract size adjustment should be applied. The appropriate % adjustment should be made in accordance with the scale for contract size adjustment specified under section 6 of the RCG 2021 Guidance notes. The currency ERC rates are set at £4m (Four Million Pounds) @ 1st April 2019 (AVD) for the RCG 2021 Publication. | Photo 1 and 2 - Unit with external exposed frame. | - | 2 | TRUE
2193 | 41P288 | 6365 | 41P288 | Factory buildings process | Light - uninsulated | Sheet metal cladding | 251m² - 500m² | Eaves ht - 20.0m | Steel framed building with single skin PMS cladding to walls and roof. Building Construction: - Foundations: Concrete pad and strip foundations with 150mm mesh reinforced concrete slab. Frame: Light steel frame. Upper Floors: None. Roof: Single skin profiled protected metal, fitted to steel purlins with plastic headed screws, translucent sheet glazing; rainwater gutters, down pipes and drainage. External Walls: ; single skin profiled protected metal cladding, fixed to horizontal steel rails with plastic headed screws, translucent sheet glazing; access doors goods/personnel. May have 100mm brickwork infill to 1.0m height. Windows and Doors: Single glazed windows in metal frames. Steel doors set within metal frames. Internal Walls: Block walls to toilet. Internal Finishes: None. Building Services: Electric light and power, water laid on, toilets, unheated. | Location Adjustment Applicable (See Guidance Notes) - ERC = UK mean of 1.00 | (BEAMS Note 2) The ERC for this item should be added to all other rateable items on the hereditament (except land). Therefore the total of the ERC of the other Building Items and the P&M ERC (where applicable) to enable the correct contract size adjustment to be made. ERC of Building Component + ERC of P&M = Total ERC to which contract size adjustment should be applied. The appropriate % adjustment should be made in accordance with the scale for contract size adjustment specified under section 6 of the RCG 2023 Guidance notes. The currency ERC rates are set at £4m (Four Million Pounds) @ 1st April 2021 (AVD) for the RCG 2023 Publication. | Excludes piling and external works. | Measure to GIA Height . | - | - | - | - | - | Photo 1 and 2 - Unit with external exposed frame. | - | 10098 |  | M2 | - | NA | NA | NA | 501.2759 | Option 1 | 621.484 | 23.98% | 0 | 0 | -100% | -100% | 0 | -100% | Redirected | NA | VOA_GPN_GOV_UK\7246041 | 2019-08-30 | Low | - | - | Redirected, low risk | NA | - | NA | SPONS A&B | NA | (BEAMS Note 2) The ERC for this item should be added to all other rateable items on the hereditament (except land). Therefore the total of the ERC of the other Building Items and the P&M ERC (where applicable) to enable the correct contract size adjustment to be made. ERC of Building Component + ERC of P&M = Total ERC to which contract size adjustment should be applied. The appropriate % adjustment should be made in accordance with the scale for contract size adjustment specified under section 6 of the RCG 2021 Guidance notes. The currency ERC rates are set at £4m (Four Million Pounds) @ 1st April 2019 (AVD) for the RCG 2021 Publication. | Photo 1 and 2 - Unit with external exposed frame. | - | 2 | TRUE
2194 | 41P289 | 6366 | 41P289 | Factory buildings process | Light - uninsulated | Sheet metal cladding | 251m² - 500m² | Eaves ht - 21.0m | Steel framed building with single skin PMS cladding to walls and roof. Building Construction: - Foundations: Concrete pad and strip foundations with 150mm mesh reinforced concrete slab. Frame: Light steel frame. Upper Floors: None. Roof: Single skin profiled protected metal, fitted to steel purlins with plastic headed screws, translucent sheet glazing; rainwater gutters, down pipes and drainage. External Walls: ; single skin profiled protected metal cladding, fixed to horizontal steel rails with plastic headed screws, translucent sheet glazing; access doors goods/personnel. May have 100mm brickwork infill to 1.0m height. Windows and Doors: Single glazed windows in metal frames. Steel doors set within metal frames. Internal Walls: Block walls to toilet. Internal Finishes: None. Building Services: Electric light and power, water laid on, toilets, unheated. | Location Adjustment Applicable (See Guidance Notes) - ERC = UK mean of 1.00 | (BEAMS Note 2) The ERC for this item should be added to all other rateable items on the hereditament (except land). Therefore the total of the ERC of the other Building Items and the P&M ERC (where applicable) to enable the correct contract size adjustment to be made. ERC of Building Component + ERC of P&M = Total ERC to which contract size adjustment should be applied. The appropriate % adjustment should be made in accordance with the scale for contract size adjustment specified under section 6 of the RCG 2023 Guidance notes. The currency ERC rates are set at £4m (Four Million Pounds) @ 1st April 2021 (AVD) for the RCG 2023 Publication. | Excludes piling and external works. | Measure to GIA Height . | - | - | - | - | - | Photo 1 and 2 - Unit with external exposed frame. | - | 10098 |  | M2 | - | NA | NA | NA | 518.1902 | Option 1 | 642.4543 | 23.98% | 0 | 0 | -100% | -100% | 0 | -100% | Redirected | NA | VOA_GPN_GOV_UK\7246041 | 2019-08-30 | Low | - | - | Redirected, low risk | NA | - | NA | SPONS A&B | NA | (BEAMS Note 2) The ERC for this item should be added to all other rateable items on the hereditament (except land). Therefore the total of the ERC of the other Building Items and the P&M ERC (where applicable) to enable the correct contract size adjustment to be made. ERC of Building Component + ERC of P&M = Total ERC to which contract size adjustment should be applied. The appropriate % adjustment should be made in accordance with the scale for contract size adjustment specified under section 6 of the RCG 2021 Guidance notes. The currency ERC rates are set at £4m (Four Million Pounds) @ 1st April 2019 (AVD) for the RCG 2021 Publication. | Photo 1 and 2 - Unit with external exposed frame. | - | 2 | TRUE
2195 | 41P28A | 6367 | 41P28A | Factory buildings process | Light - uninsulated | Sheet metal cladding | > 5000m² | Eaves ht - 3.0m | Steel framed building with single skin PMS cladding to walls and roof. Building Construction : - Foundations : Concrete pad and strip foundations with 150mm mesh reinforced concrete slab. Frame : Light steel frame. Upper Floors : None. Roof : Single skin profiled protected metal, fitted to steel purlins with plastic headed screws, translucent sheet glazing; rainwater gutters, down pipes and drainage. External Walls : 100mm brickwork infill to 1.0m; single skin profiled protected metal cladding, fixed to horizontal steel rails with plastic headed screws, translucent sheet glazing; access doors goods/personnel. Windows and Doors : Single glazed windows in metal frames. Steel doors set within metal frames. Internal Walls : Block walls. Internal Finishes : None. Building Services : Electric light and power, water laid on, toilets, unheated. External works : Drainage to the curtilage. | Location Adjustment Applicable (See Guidance Notes) - ERC = UK mean of 1.00 | (BEAMS Note 2) The ERC for this item should be added to all other rateable items on the hereditament (except land). Therefore the total of the ERC of the other Building Items and the P&M ERC (where applicable) to enable the correct contract size adjustment to be made. ERC of Building Component + ERC of P&M = Total ERC to which contract size adjustment should be applied. The appropriate % adjustment should be made in accordance with the scale for contract size adjustment specified under section 6 of the RCG 2023 Guidance notes. The currency ERC rates are set at £4m (Four Million Pounds) @ 1st April 2021 (AVD) for the RCG 2023 Publication. | Costs exclude external works. | - | - | - | The plant and machinery listed in the description has been included in this costing. | - | - | Factory Buildings - Process, Light - Uninsulated | - | 10100 |  | M2 | - | NA | NA | NA | 170.6798 | Option 1 | 211.6096 | 23.98% | 0 | 0 | -100% | -100% | 0 | -100% | Redirected | NA | VOA_GPN_GOV_UK\7246041 | 2019-08-30 | Low | - | - | Redirected, low risk | NA | - | NA | SPONS A&B | NA | (BEAMS Note 2) The ERC for this item should be added to all other rateable items on the hereditament (except land). Therefore the total of the ERC of the other Building Items and the P&M ERC (where applicable) to enable the correct contract size adjustment to be made. ERC of Building Component + ERC of P&M = Total ERC to which contract size adjustment should be applied. The appropriate % adjustment should be made in accordance with the scale for contract size adjustment specified under section 6 of the RCG 2021 Guidance notes. The currency ERC rates are set at £4m (Four Million Pounds) @ 1st April 2019 (AVD) for the RCG 2021 Publication. | Factory Buildings - Process, Light - Uninsulated | - | 2 | TRUE
2196 | 41P28C | 6368 | 41P28C | Factory buildings process | Light - uninsulated | Sheet metal cladding | > 5000m² | Eaves ht - 3.5m | Steel framed building with single skin PMS cladding to walls and roof. Building Construction : - Foundations : Concrete pad and strip foundations with 150mm mesh reinforced concrete slab. Frame : Light steel frame. Upper Floors : None. Roof : Single skin profiled protected metal, fitted to steel purlins with plastic headed screws, translucent sheet glazing; rainwater gutters, down pipes and drainage. External Walls : 100mm brickwork infill to 1.0m; single skin profiled protected metal cladding, fixed to horizontal steel rails with plastic headed screws, translucent sheet glazing; access doors goods/personnel. Windows and Doors : Single glazed windows in metal frames. Steel doors set within metal frames. Internal Walls : Block walls. Internal Finishes : None. Building Services : Electric light and power, water laid on, toilets, unheated. External works : Drainage to the curtilage. | Location Adjustment Applicable (See Guidance Notes) - ERC = UK mean of 1.00 | (BEAMS Note 2) The ERC for this item should be added to all other rateable items on the hereditament (except land). Therefore the total of the ERC of the other Building Items and the P&M ERC (where applicable) to enable the correct contract size adjustment to be made. ERC of Building Component + ERC of P&M = Total ERC to which contract size adjustment should be applied. The appropriate % adjustment should be made in accordance with the scale for contract size adjustment specified under section 6 of the RCG 2023 Guidance notes. The currency ERC rates are set at £4m (Four Million Pounds) @ 1st April 2021 (AVD) for the RCG 2023 Publication. | Costs exclude external works. | - | - | - | The plant and machinery listed in the description has been included in this costing. | - | - | Factory Buildings - Process, Light - Uninsulated | - | 10100 |  | M2 | - | NA | NA | NA | 172.9863 | Option 1 | 214.4692 | 23.98% | 0 | 0 | -100% | -100% | 0 | -100% | Redirected | NA | VOA_GPN_GOV_UK\7246041 | 2019-08-30 | Low | - | - | Redirected, low risk | NA | - | NA | SPONS A&B | NA | (BEAMS Note 2) The ERC for this item should be added to all other rateable items on the hereditament (except land). Therefore the total of the ERC of the other Building Items and the P&M ERC (where applicable) to enable the correct contract size adjustment to be made. ERC of Building Component + ERC of P&M = Total ERC to which contract size adjustment should be applied. The appropriate % adjustment should be made in accordance with the scale for contract size adjustment specified under section 6 of the RCG 2021 Guidance notes. The currency ERC rates are set at £4m (Four Million Pounds) @ 1st April 2019 (AVD) for the RCG 2021 Publication. | Factory Buildings - Process, Light - Uninsulated | - | 2 | TRUE
2197 | 41P28E | 6369 | 41P28E | Factory buildings process | Light - uninsulated | Sheet metal cladding | > 5000m² | Eaves ht - 4.0m | Steel framed building with single skin PMS cladding to walls and roof. Building Construction : - Foundations : Concrete pad and strip foundations with 150mm mesh reinforced concrete slab. Frame : Light steel frame. Upper Floors : None. Roof : Single skin profiled protected metal, fitted to steel purlins with plastic headed screws, translucent sheet glazing; rainwater gutters, down pipes and drainage. External Walls : 100mm brickwork infill to 1.0m; single skin profiled protected metal cladding, fixed to horizontal steel rails with plastic headed screws, translucent sheet glazing; access doors goods/personnel. Windows and Doors : Single glazed windows in metal frames. Steel doors set within metal frames. Internal Walls : Block walls. Internal Finishes : None. Building Services : Electric light and power, water laid on, toilets, unheated. External works : Drainage to the curtilage. | Location Adjustment Applicable (See Guidance Notes) - ERC = UK mean of 1.00 | (BEAMS Note 2) The ERC for this item should be added to all other rateable items on the hereditament (except land). Therefore the total of the ERC of the other Building Items and the P&M ERC (where applicable) to enable the correct contract size adjustment to be made. ERC of Building Component + ERC of P&M = Total ERC to which contract size adjustment should be applied. The appropriate % adjustment should be made in accordance with the scale for contract size adjustment specified under section 6 of the RCG 2023 Guidance notes. The currency ERC rates are set at £4m (Four Million Pounds) @ 1st April 2021 (AVD) for the RCG 2023 Publication. | Costs exclude external works. | - | - | - | The plant and machinery listed in the description has been included in this costing. | - | - | Factory Buildings - Process, Light - Uninsulated | - | 10100 |  | M2 | - | NA | NA | NA | 174.524 | Option 1 | 216.3756 | 23.98% | 0 | 0 | -100% | -100% | 0 | -100% | Redirected | NA | VOA_GPN_GOV_UK\7246041 | 2019-08-30 | Low | - | - | Redirected, low risk | NA | - | NA | SPONS A&B | NA | (BEAMS Note 2) The ERC for this item should be added to all other rateable items on the hereditament (except land). Therefore the total of the ERC of the other Building Items and the P&M ERC (where applicable) to enable the correct contract size adjustment to be made. ERC of Building Component + ERC of P&M = Total ERC to which contract size adjustment should be applied. The appropriate % adjustment should be made in accordance with the scale for contract size adjustment specified under section 6 of the RCG 2021 Guidance notes. The currency ERC rates are set at £4m (Four Million Pounds) @ 1st April 2019 (AVD) for the RCG 2021 Publication. | Factory Buildings - Process, Light - Uninsulated | - | 2 | TRUE
2198 | 41P28G | 6370 | 41P28G | Factory buildings process | Light - uninsulated | Sheet metal cladding | > 5000m² | Eaves ht - 4.5m | Steel framed building with single skin PMS cladding to walls and roof. Building Construction : - Foundations : Concrete pad and strip foundations with 150mm mesh reinforced concrete slab. Frame : Light steel frame. Upper Floors : None. Roof : Single skin profiled protected metal, fitted to steel purlins with plastic headed screws, translucent sheet glazing; rainwater gutters, down pipes and drainage. External Walls : 100mm brickwork infill to 1.0m; single skin profiled protected metal cladding, fixed to horizontal steel rails with plastic headed screws, translucent sheet glazing; access doors goods/personnel. Windows and Doors : Single glazed windows in metal frames. Steel doors set within metal frames. Internal Walls : Block walls. Internal Finishes : None. Building Services : Electric light and power, water laid on, toilets, unheated. External works : Drainage to the curtilage. | Location Adjustment Applicable (See Guidance Notes) - ERC = UK mean of 1.00 | (BEAMS Note 2) The ERC for this item should be added to all other rateable items on the hereditament (except land). Therefore the total of the ERC of the other Building Items and the P&M ERC (where applicable) to enable the correct contract size adjustment to be made. ERC of Building Component + ERC of P&M = Total ERC to which contract size adjustment should be applied. The appropriate % adjustment should be made in accordance with the scale for contract size adjustment specified under section 6 of the RCG 2023 Guidance notes. The currency ERC rates are set at £4m (Four Million Pounds) @ 1st April 2021 (AVD) for the RCG 2023 Publication. | Costs exclude external works. | - | - | - | The plant and machinery listed in the description has been included in this costing. | - | - | Factory Buildings - Process, Light - Uninsulated | - | 10100 |  | M2 | - | NA | NA | NA | 176.8305 | Option 1 | 219.2351 | 23.98% | 0 | 0 | -100% | -100% | 0 | -100% | Redirected | NA | VOA_GPN_GOV_UK\7246041 | 2019-08-30 | Low | - | - | Redirected, low risk | NA | - | NA | SPONS A&B | NA | (BEAMS Note 2) The ERC for this item should be added to all other rateable items on the hereditament (except land). Therefore the total of the ERC of the other Building Items and the P&M ERC (where applicable) to enable the correct contract size adjustment to be made. ERC of Building Component + ERC of P&M = Total ERC to which contract size adjustment should be applied. The appropriate % adjustment should be made in accordance with the scale for contract size adjustment specified under section 6 of the RCG 2021 Guidance notes. The currency ERC rates are set at £4m (Four Million Pounds) @ 1st April 2019 (AVD) for the RCG 2021 Publication. | Factory Buildings - Process, Light - Uninsulated | - | 2 | TRUE
2199 | 41P28H | 6371 | 41P28H | Factory buildings process | Light - uninsulated | Sheet metal cladding | > 5000m² | Eaves ht - 5.0m | Steel framed building with single skin PMS cladding to walls and roof. Building Construction : - Foundations : Concrete pad and strip foundations with 150mm mesh reinforced concrete slab. Frame : Light steel frame. Upper Floors : None. Roof : Single skin profiled protected metal, fitted to steel purlins with plastic headed screws, translucent sheet glazing; rainwater gutters, down pipes and drainage. External Walls : 100mm brickwork infill to 1.0m; single skin profiled protected metal cladding, fixed to horizontal steel rails with plastic headed screws, translucent sheet glazing; access doors goods/personnel. Windows and Doors : Single glazed windows in metal frames. Steel doors set within metal frames. Internal Walls : Block walls. Internal Finishes : None. Building Services : Electric light and power, water laid on, toilets, unheated. External works : Drainage to the curtilage. | Location Adjustment Applicable (See Guidance Notes) - ERC = UK mean of 1.00 | (BEAMS Note 2) The ERC for this item should be added to all other rateable items on the hereditament (except land). Therefore the total of the ERC of the other Building Items and the P&M ERC (where applicable) to enable the correct contract size adjustment to be made. ERC of Building Component + ERC of P&M = Total ERC to which contract size adjustment should be applied. The appropriate % adjustment should be made in accordance with the scale for contract size adjustment specified under section 6 of the RCG 2023 Guidance notes. The currency ERC rates are set at £4m (Four Million Pounds) @ 1st April 2021 (AVD) for the RCG 2023 Publication. | Costs exclude external works. | - | - | - | The plant and machinery listed in the description has been included in this costing. | - | - | Factory Buildings - Process, Light - Uninsulated | - | 10100 |  | M2 | - | NA | NA | NA | 178.3681 | Option 1 | 221.1415 | 23.98% | 0 | 0 | -100% | -100% | 0 | -100% | Redirected | NA | VOA_GPN_GOV_UK\7246041 | 2019-08-30 | Low | - | - | Redirected, low risk | NA | - | NA | SPONS A&B | NA | (BEAMS Note 2) The ERC for this item should be added to all other rateable items on the hereditament (except land). Therefore the total of the ERC of the other Building Items and the P&M ERC (where applicable) to enable the correct contract size adjustment to be made. ERC of Building Component + ERC of P&M = Total ERC to which contract size adjustment should be applied. The appropriate % adjustment should be made in accordance with the scale for contract size adjustment specified under section 6 of the RCG 2021 Guidance notes. The currency ERC rates are set at £4m (Four Million Pounds) @ 1st April 2019 (AVD) for the RCG 2021 Publication. | Factory Buildings - Process, Light - Uninsulated | - | 2 | TRUE
2200 | 41P28K | 6372 | 41P28K | Factory buildings process | Light - uninsulated | Sheet metal cladding | > 5000m² | Eaves ht - 5.5m | Steel framed building with single skin PMS cladding to walls and roof. Building Construction : - Foundations : Concrete pad and strip foundations with 150mm mesh reinforced concrete slab. Frame : Light steel frame. Upper Floors : None. Roof : Single skin profiled protected metal, fitted to steel purlins with plastic headed screws, translucent sheet glazing; rainwater gutters, down pipes and drainage. External Walls : 100mm brickwork infill to 1.0m; single skin profiled protected metal cladding, fixed to horizontal steel rails with plastic headed screws, translucent sheet glazing; access doors goods/personnel. Windows and Doors : Single glazed windows in metal frames. Steel doors set within metal frames. Internal Walls : Block walls. Internal Finishes : None. Building Services : Electric light and power, water laid on, toilets, unheated. External works : Drainage to the curtilage. | Location Adjustment Applicable (See Guidance Notes) - ERC = UK mean of 1.00 | (BEAMS Note 2) The ERC for this item should be added to all other rateable items on the hereditament (except land). Therefore the total of the ERC of the other Building Items and the P&M ERC (where applicable) to enable the correct contract size adjustment to be made. ERC of Building Component + ERC of P&M = Total ERC to which contract size adjustment should be applied. The appropriate % adjustment should be made in accordance with the scale for contract size adjustment specified under section 6 of the RCG 2023 Guidance notes. The currency ERC rates are set at £4m (Four Million Pounds) @ 1st April 2021 (AVD) for the RCG 2023 Publication. | Costs exclude external works. | - | - | - | The plant and machinery listed in the description has been included in this costing. | - | - | Factory Buildings - Process, Light - Uninsulated | - | 10100 |  | M2 | - | NA | NA | NA | 185.2876 | Option 1 | 229.7203 | 23.98% | 0 | 0 | -100% | -100% | 0 | -100% | Redirected | NA | VOA_GPN_GOV_UK\7246041 | 2019-08-30 | Low | - | - | Redirected, low risk | NA | - | NA | SPONS A&B | NA | (BEAMS Note 2) The ERC for this item should be added to all other rateable items on the hereditament (except land). Therefore the total of the ERC of the other Building Items and the P&M ERC (where applicable) to enable the correct contract size adjustment to be made. ERC of Building Component + ERC of P&M = Total ERC to which contract size adjustment should be applied. The appropriate % adjustment should be made in accordance with the scale for contract size adjustment specified under section 6 of the RCG 2021 Guidance notes. The currency ERC rates are set at £4m (Four Million Pounds) @ 1st April 2019 (AVD) for the RCG 2021 Publication. | Factory Buildings - Process, Light - Uninsulated | - | 2 | TRUE
2201 | 41P28M | 6373 | 41P28M | Factory buildings process | Light - uninsulated | Sheet metal cladding | > 5000m² | Eaves ht - 6.0m | Steel framed building with single skin PMS cladding to walls and roof. Building Construction : - Foundations : Concrete pad and strip foundations with 150mm mesh reinforced concrete slab. Frame : Light steel frame. Upper Floors : None. Roof : Single skin profiled protected metal, fitted to steel purlins with plastic headed screws, translucent sheet glazing; rainwater gutters, down pipes and drainage. External Walls : 100mm brickwork infill to 1.0m; single skin profiled protected metal cladding, fixed to horizontal steel rails with plastic headed screws, translucent sheet glazing; access doors goods/personnel. Windows and Doors : Single glazed windows in metal frames. Steel doors set within metal frames. Internal Walls : Block walls. Internal Finishes : None. Building Services : Electric light and power, water laid on, toilets, unheated. External works : Drainage to the curtilage. | Location Adjustment Applicable (See Guidance Notes) - ERC = UK mean of 1.00 | (BEAMS Note 2) The ERC for this item should be added to all other rateable items on the hereditament (except land). Therefore the total of the ERC of the other Building Items and the P&M ERC (where applicable) to enable the correct contract size adjustment to be made. ERC of Building Component + ERC of P&M = Total ERC to which contract size adjustment should be applied. The appropriate % adjustment should be made in accordance with the scale for contract size adjustment specified under section 6 of the RCG 2023 Guidance notes. The currency ERC rates are set at £4m (Four Million Pounds) @ 1st April 2021 (AVD) for the RCG 2023 Publication. | Costs exclude external works. | - | - | - | The plant and machinery listed in the description has been included in this costing. | - | - | Factory Buildings - Process, Light - Uninsulated | - | 10100 |  | M2 | - | NA | NA | NA | 186.8252 | Option 1 | 231.6267 | 23.98% | 0 | 0 | -100% | -100% | 0 | -100% | Redirected | NA | VOA_GPN_GOV_UK\7246041 | 2019-08-30 | Low | - | - | Redirected, low risk | NA | - | NA | SPONS A&B | NA | (BEAMS Note 2) The ERC for this item should be added to all other rateable items on the hereditament (except land). Therefore the total of the ERC of the other Building Items and the P&M ERC (where applicable) to enable the correct contract size adjustment to be made. ERC of Building Component + ERC of P&M = Total ERC to which contract size adjustment should be applied. The appropriate % adjustment should be made in accordance with the scale for contract size adjustment specified under section 6 of the RCG 2021 Guidance notes. The currency ERC rates are set at £4m (Four Million Pounds) @ 1st April 2019 (AVD) for the RCG 2021 Publication. | Factory Buildings - Process, Light - Uninsulated | - | 2 | TRUE
2202 | 41P28P | 6374 | 41P28P | Factory buildings process | Light - uninsulated | Sheet metal cladding | > 5000m² | Eaves ht - 6.5m | Steel framed building with single skin PMS cladding to walls and roof. Building Construction : - Foundations : Concrete pad and strip foundations with 150mm mesh reinforced concrete slab. Frame : Light steel frame. Upper Floors : None. Roof : Single skin profiled protected metal, fitted to steel purlins with plastic headed screws, translucent sheet glazing; rainwater gutters, down pipes and drainage. External Walls : 100mm brickwork infill to 1.0m; single skin profiled protected metal cladding, fixed to horizontal steel rails with plastic headed screws, translucent sheet glazing; access doors goods/personnel. Windows and Doors : Single glazed windows in metal frames. Steel doors set within metal frames. Internal Walls : Block walls. Internal Finishes : None. Building Services : Electric light and power, water laid on, toilets, unheated. External works : Drainage to the curtilage. | Location Adjustment Applicable (See Guidance Notes) - ERC = UK mean of 1.00 | (BEAMS Note 2) The ERC for this item should be added to all other rateable items on the hereditament (except land). Therefore the total of the ERC of the other Building Items and the P&M ERC (where applicable) to enable the correct contract size adjustment to be made. ERC of Building Component + ERC of P&M = Total ERC to which contract size adjustment should be applied. The appropriate % adjustment should be made in accordance with the scale for contract size adjustment specified under section 6 of the RCG 2023 Guidance notes. The currency ERC rates are set at £4m (Four Million Pounds) @ 1st April 2021 (AVD) for the RCG 2023 Publication. | Costs exclude external works. | - | - | - | The plant and machinery listed in the description has been included in this costing. | - | - | Factory Buildings - Process, Light - Uninsulated | - | 10100 |  | M2 | - | NA | NA | NA | 189.1317 | Option 1 | 234.4863 | 23.98% | 0 | 0 | -100% | -100% | 0 | -100% | Redirected | NA | VOA_GPN_GOV_UK\7246041 | 2019-08-30 | Low | - | - | Redirected, low risk | NA | - | NA | SPONS A&B | NA | (BEAMS Note 2) The ERC for this item should be added to all other rateable items on the hereditament (except land). Therefore the total of the ERC of the other Building Items and the P&M ERC (where applicable) to enable the correct contract size adjustment to be made. ERC of Building Component + ERC of P&M = Total ERC to which contract size adjustment should be applied. The appropriate % adjustment should be made in accordance with the scale for contract size adjustment specified under section 6 of the RCG 2021 Guidance notes. The currency ERC rates are set at £4m (Four Million Pounds) @ 1st April 2019 (AVD) for the RCG 2021 Publication. | Factory Buildings - Process, Light - Uninsulated | - | 2 | TRUE
2203 | 41P28R | 6375 | 41P28R | Factory buildings process | Light - uninsulated | Sheet metal cladding | > 5000m² | Eaves ht - 7.0m | Steel framed building with single skin PMS cladding to walls and roof. Building Construction : - Foundations : Concrete pad and strip foundations with 150mm mesh reinforced concrete slab. Frame : Light steel frame. Upper Floors : None. Roof : Single skin profiled protected metal, fitted to steel purlins with plastic headed screws, translucent sheet glazing; rainwater gutters, down pipes and drainage. External Walls : 100mm brickwork infill to 1.0m; single skin profiled protected metal cladding, fixed to horizontal steel rails with plastic headed screws, translucent sheet glazing; access doors goods/personnel. Windows and Doors : Single glazed windows in metal frames. Steel doors set within metal frames. Internal Walls : Block walls. Internal Finishes : None. Building Services : Electric light and power, water laid on, toilets, unheated. External works : Drainage to the curtilage. | Location Adjustment Applicable (See Guidance Notes) - ERC = UK mean of 1.00 | (BEAMS Note 2) The ERC for this item should be added to all other rateable items on the hereditament (except land). Therefore the total of the ERC of the other Building Items and the P&M ERC (where applicable) to enable the correct contract size adjustment to be made. ERC of Building Component + ERC of P&M = Total ERC to which contract size adjustment should be applied. The appropriate % adjustment should be made in accordance with the scale for contract size adjustment specified under section 6 of the RCG 2023 Guidance notes. The currency ERC rates are set at £4m (Four Million Pounds) @ 1st April 2021 (AVD) for the RCG 2023 Publication. | Costs exclude external works. | - | - | - | The plant and machinery listed in the description has been included in this costing. | - | - | Factory Buildings - Process, Light - Uninsulated | - | 10100 |  | M2 | - | NA | NA | NA | 191.4382 | Option 1 | 237.3459 | 23.98% | 0 | 0 | -100% | -100% | 0 | -100% | Redirected | NA | VOA_GPN_GOV_UK\7246041 | 2019-08-30 | Low | - | - | Redirected, low risk | NA | - | NA | SPONS A&B | NA | (BEAMS Note 2) The ERC for this item should be added to all other rateable items on the hereditament (except land). Therefore the total of the ERC of the other Building Items and the P&M ERC (where applicable) to enable the correct contract size adjustment to be made. ERC of Building Component + ERC of P&M = Total ERC to which contract size adjustment should be applied. The appropriate % adjustment should be made in accordance with the scale for contract size adjustment specified under section 6 of the RCG 2021 Guidance notes. The currency ERC rates are set at £4m (Four Million Pounds) @ 1st April 2019 (AVD) for the RCG 2021 Publication. | Factory Buildings - Process, Light - Uninsulated | - | 2 | TRUE
2204 | 41P28T | 6376 | 41P28T | Factory buildings process | Light - uninsulated | Sheet metal cladding | > 5000m² | Eaves ht - 7.5m | Steel framed building with single skin PMS cladding to walls and roof. Building Construction : - Foundations : Concrete pad and strip foundations with 150mm mesh reinforced concrete slab. Frame : Light steel frame. Upper Floors : None. Roof : Single skin profiled protected metal, fitted to steel purlins with plastic headed screws, translucent sheet glazing; rainwater gutters, down pipes and drainage. External Walls : 100mm brickwork infill to 1.0m; single skin profiled protected metal cladding, fixed to horizontal steel rails with plastic headed screws, translucent sheet glazing; access doors goods/personnel. Windows and Doors : Single glazed windows in metal frames. Steel doors set within metal frames. Internal Walls : Block walls. Internal Finishes : None. Building Services : Electric light and power, water laid on, toilets, unheated. External works : Drainage to the curtilage. | Location Adjustment Applicable (See Guidance Notes) - ERC = UK mean of 1.00 | (BEAMS Note 2) The ERC for this item should be added to all other rateable items on the hereditament (except land). Therefore the total of the ERC of the other Building Items and the P&M ERC (where applicable) to enable the correct contract size adjustment to be made. ERC of Building Component + ERC of P&M = Total ERC to which contract size adjustment should be applied. The appropriate % adjustment should be made in accordance with the scale for contract size adjustment specified under section 6 of the RCG 2023 Guidance notes. The currency ERC rates are set at £4m (Four Million Pounds) @ 1st April 2021 (AVD) for the RCG 2023 Publication. | Costs exclude external works. | - | - | - | The plant and machinery listed in the description has been included in this costing. | - | - | Factory Buildings - Process, Light - Uninsulated | - | 10100 |  | M2 | - | NA | NA | NA | 194.5135 | Option 1 | 241.1587 | 23.98% | 0 | 0 | -100% | -100% | 0 | -100% | Redirected | NA | VOA_GPN_GOV_UK\7246041 | 2019-08-30 | Low | - | - | Redirected, low risk | NA | - | NA | SPONS A&B | NA | (BEAMS Note 2) The ERC for this item should be added to all other rateable items on the hereditament (except land). Therefore the total of the ERC of the other Building Items and the P&M ERC (where applicable) to enable the correct contract size adjustment to be made. ERC of Building Component + ERC of P&M = Total ERC to which contract size adjustment should be applied. The appropriate % adjustment should be made in accordance with the scale for contract size adjustment specified under section 6 of the RCG 2021 Guidance notes. The currency ERC rates are set at £4m (Four Million Pounds) @ 1st April 2019 (AVD) for the RCG 2021 Publication. | Factory Buildings - Process, Light - Uninsulated | - | 2 | TRUE
2205 | 41P290 | 6377 | 41P290 | Factory buildings process | Light - uninsulated | Sheet metal cladding | 251m² - 500m² | Eaves ht - 22.0m | Steel framed building with single skin PMS cladding to walls and roof. Building Construction: - Foundations: Concrete pad and strip foundations with 150mm mesh reinforced concrete slab. Frame: Light steel frame. Upper Floors: None. Roof: Single skin profiled protected metal, fitted to steel purlins with plastic headed screws, translucent sheet glazing; rainwater gutters, down pipes and drainage. External Walls: ; single skin profiled protected metal cladding, fixed to horizontal steel rails with plastic headed screws, translucent sheet glazing; access doors goods/personnel. May have 100mm brickwork infill to 1.0m height. Windows and Doors: Single glazed windows in metal frames. Steel doors set within metal frames. Internal Walls: Block walls to toilet. Internal Finishes: None. Building Services: Electric light and power, water laid on, toilets, unheated. | Location Adjustment Applicable (See Guidance Notes) - ERC = UK mean of 1.00 | (BEAMS Note 2) The ERC for this item should be added to all other rateable items on the hereditament (except land). Therefore the total of the ERC of the other Building Items and the P&M ERC (where applicable) to enable the correct contract size adjustment to be made. ERC of Building Component + ERC of P&M = Total ERC to which contract size adjustment should be applied. The appropriate % adjustment should be made in accordance with the scale for contract size adjustment specified under section 6 of the RCG 2023 Guidance notes. The currency ERC rates are set at £4m (Four Million Pounds) @ 1st April 2021 (AVD) for the RCG 2023 Publication. | Excludes piling and external works. | Measure to GIA Height . | - | - | - | - | - | Photo 1 and 2 - Unit with external exposed frame. | - | 10098 |  | M2 | - | NA | NA | NA | 535.1044 | Option 1 | 663.4246 | 23.98% | 0 | 0 | -100% | -100% | 0 | -100% | Redirected | NA | VOA_GPN_GOV_UK\7246041 | 2019-08-30 | Low | - | - | Redirected, low risk | NA | - | NA | SPONS A&B | NA | (BEAMS Note 2) The ERC for this item should be added to all other rateable items on the hereditament (except land). Therefore the total of the ERC of the other Building Items and the P&M ERC (where applicable) to enable the correct contract size adjustment to be made. ERC of Building Component + ERC of P&M = Total ERC to which contract size adjustment should be applied. The appropriate % adjustment should be made in accordance with the scale for contract size adjustment specified under section 6 of the RCG 2021 Guidance notes. The currency ERC rates are set at £4m (Four Million Pounds) @ 1st April 2019 (AVD) for the RCG 2021 Publication. | Photo 1 and 2 - Unit with external exposed frame. | - | 2 | TRUE
2206 | 41P291 | 6378 | 41P291 | Factory buildings process | Light - uninsulated | Sheet metal cladding | 251m² - 500m² | Eaves ht - 23.0m | Steel framed building with single skin PMS cladding to walls and roof. Building Construction: - Foundations: Concrete pad and strip foundations with 150mm mesh reinforced concrete slab. Frame: Light steel frame. Upper Floors: None. Roof: Single skin profiled protected metal, fitted to steel purlins with plastic headed screws, translucent sheet glazing; rainwater gutters, down pipes and drainage. External Walls: ; single skin profiled protected metal cladding, fixed to horizontal steel rails with plastic headed screws, translucent sheet glazing; access doors goods/personnel. May have 100mm brickwork infill to 1.0m height. Windows and Doors: Single glazed windows in metal frames. Steel doors set within metal frames. Internal Walls: Block walls to toilet. Internal Finishes: None. Building Services: Electric light and power, water laid on, toilets, unheated. | Location Adjustment Applicable (See Guidance Notes) - ERC = UK mean of 1.00 | (BEAMS Note 2) The ERC for this item should be added to all other rateable items on the hereditament (except land). Therefore the total of the ERC of the other Building Items and the P&M ERC (where applicable) to enable the correct contract size adjustment to be made. ERC of Building Component + ERC of P&M = Total ERC to which contract size adjustment should be applied. The appropriate % adjustment should be made in accordance with the scale for contract size adjustment specified under section 6 of the RCG 2023 Guidance notes. The currency ERC rates are set at £4m (Four Million Pounds) @ 1st April 2021 (AVD) for the RCG 2023 Publication. | Excludes piling and external works. | Measure to GIA Height . | - | - | - | - | - | Photo 1 and 2 - Unit with external exposed frame. | - | 10098 |  | M2 | - | NA | NA | NA | 552.0186 | Option 1 | 684.3949 | 23.98% | 0 | 0 | -100% | -100% | 0 | -100% | Redirected | NA | VOA_GPN_GOV_UK\7246041 | 2019-08-30 | Low | - | - | Redirected, low risk | NA | - | NA | SPONS A&B | NA | (BEAMS Note 2) The ERC for this item should be added to all other rateable items on the hereditament (except land). Therefore the total of the ERC of the other Building Items and the P&M ERC (where applicable) to enable the correct contract size adjustment to be made. ERC of Building Component + ERC of P&M = Total ERC to which contract size adjustment should be applied. The appropriate % adjustment should be made in accordance with the scale for contract size adjustment specified under section 6 of the RCG 2021 Guidance notes. The currency ERC rates are set at £4m (Four Million Pounds) @ 1st April 2019 (AVD) for the RCG 2021 Publication. | Photo 1 and 2 - Unit with external exposed frame. | - | 2 | TRUE
2207 | 41P292 | 6379 | 41P292 | Factory buildings process | Light - uninsulated | Sheet metal cladding | 251m² - 500m² | Eaves ht - 24.0m | Steel framed building with single skin PMS cladding to walls and roof. Building Construction: - Foundations: Concrete pad and strip foundations with 150mm mesh reinforced concrete slab. Frame: Light steel frame. Upper Floors: None. Roof: Single skin profiled protected metal, fitted to steel purlins with plastic headed screws, translucent sheet glazing; rainwater gutters, down pipes and drainage. External Walls: ; single skin profiled protected metal cladding, fixed to horizontal steel rails with plastic headed screws, translucent sheet glazing; access doors goods/personnel. May have 100mm brickwork infill to 1.0m height. Windows and Doors: Single glazed windows in metal frames. Steel doors set within metal frames. Internal Walls: Block walls to toilet. Internal Finishes: None. Building Services: Electric light and power, water laid on, toilets, unheated. | Location Adjustment Applicable (See Guidance Notes) - ERC = UK mean of 1.00 | (BEAMS Note 2) The ERC for this item should be added to all other rateable items on the hereditament (except land). Therefore the total of the ERC of the other Building Items and the P&M ERC (where applicable) to enable the correct contract size adjustment to be made. ERC of Building Component + ERC of P&M = Total ERC to which contract size adjustment should be applied. The appropriate % adjustment should be made in accordance with the scale for contract size adjustment specified under section 6 of the RCG 2023 Guidance notes. The currency ERC rates are set at £4m (Four Million Pounds) @ 1st April 2021 (AVD) for the RCG 2023 Publication. | Excludes piling and external works. | Measure to GIA Height . | - | - | - | - | - | Photo 1 and 2 - Unit with external exposed frame. | - | 10098 |  | M2 | - | NA | NA | NA | 568.9328 | Option 1 | 705.3652 | 23.98% | 0 | 0 | -100% | -100% | 0 | -100% | Redirected | NA | VOA_GPN_GOV_UK\7246041 | 2019-08-30 | Low | - | - | Redirected, low risk | NA | - | NA | SPONS A&B | NA | (BEAMS Note 2) The ERC for this item should be added to all other rateable items on the hereditament (except land). Therefore the total of the ERC of the other Building Items and the P&M ERC (where applicable) to enable the correct contract size adjustment to be made. ERC of Building Component + ERC of P&M = Total ERC to which contract size adjustment should be applied. The appropriate % adjustment should be made in accordance with the scale for contract size adjustment specified under section 6 of the RCG 2021 Guidance notes. The currency ERC rates are set at £4m (Four Million Pounds) @ 1st April 2019 (AVD) for the RCG 2021 Publication. | Photo 1 and 2 - Unit with external exposed frame. | - | 2 | TRUE
2208 | 41P293 | 6079 | 41P293 | Factory buildings process | Light - uninsulated | Sheet metal cladding | 251m² - 500m² | Eaves ht - 25.0m | Steel framed building with single skin PMS cladding to walls and roof. Building Construction: - Foundations: Concrete pad and strip foundations with 150mm mesh reinforced concrete slab. Frame: Light steel frame. Upper Floors: None. Roof: Single skin profiled protected metal, fitted to steel purlins with plastic headed screws, translucent sheet glazing; rainwater gutters, down pipes and drainage. External Walls: ; single skin profiled protected metal cladding, fixed to horizontal steel rails with plastic headed screws, translucent sheet glazing; access doors goods/personnel. May have 100mm brickwork infill to 1.0m height. Windows and Doors: Single glazed windows in metal frames. Steel doors set within metal frames. Internal Walls: Block walls to toilet. Internal Finishes: None. Building Services: Electric light and power, water laid on, toilets, unheated. | Location Adjustment Applicable (See Guidance Notes) - ERC = UK mean of 1.00 | (BEAMS Note 2) The ERC for this item should be added to all other rateable items on the hereditament (except land). Therefore the total of the ERC of the other Building Items and the P&M ERC (where applicable) to enable the correct contract size adjustment to be made. ERC of Building Component + ERC of P&M = Total ERC to which contract size adjustment should be applied. The appropriate % adjustment should be made in accordance with the scale for contract size adjustment specified under section 6 of the RCG 2023 Guidance notes. The currency ERC rates are set at £4m (Four Million Pounds) @ 1st April 2021 (AVD) for the RCG 2023 Publication. | Excludes piling and external works. | Measure to GIA Height . | - | - | - | - | - | Photo 1 and 2 - Unit with external exposed frame. | - | 10098 |  | M2 | - | NA | NA | NA | 585.847 | Option 1 | 726.3356 | 23.98% | 0 | 0 | -100% | -100% | 0 | -100% | Redirected | NA | VOA_GPN_GOV_UK\7246041 | 2019-08-30 | Low | - | - | Redirected, low risk | NA | - | NA | SPONS A&B | NA | (BEAMS Note 2) The ERC for this item should be added to all other rateable items on the hereditament (except land). Therefore the total of the ERC of the other Building Items and the P&M ERC (where applicable) to enable the correct contract size adjustment to be made. ERC of Building Component + ERC of P&M = Total ERC to which contract size adjustment should be applied. The appropriate % adjustment should be made in accordance with the scale for contract size adjustment specified under section 6 of the RCG 2021 Guidance notes. The currency ERC rates are set at £4m (Four Million Pounds) @ 1st April 2019 (AVD) for the RCG 2021 Publication. | Photo 1 and 2 - Unit with external exposed frame. | - | 2 | TRUE
2209 | 41P294 | 6080 | 41P294 | Factory buildings process | Light - uninsulated | Sheet metal cladding | 251m² - 500m² | Eaves ht - 26.0m | Steel framed building with single skin PMS cladding to walls and roof. Building Construction: - Foundations: Concrete pad and strip foundations with 150mm mesh reinforced concrete slab. Frame: Light steel frame. Upper Floors: None. Roof: Single skin profiled protected metal, fitted to steel purlins with plastic headed screws, translucent sheet glazing; rainwater gutters, down pipes and drainage. External Walls: ; single skin profiled protected metal cladding, fixed to horizontal steel rails with plastic headed screws, translucent sheet glazing; access doors goods/personnel. May have 100mm brickwork infill to 1.0m height. Windows and Doors: Single glazed windows in metal frames. Steel doors set within metal frames. Internal Walls: Block walls to toilet. Internal Finishes: None. Building Services: Electric light and power, water laid on, toilets, unheated. | Location Adjustment Applicable (See Guidance Notes) - ERC = UK mean of 1.00 | (BEAMS Note 2) The ERC for this item should be added to all other rateable items on the hereditament (except land). Therefore the total of the ERC of the other Building Items and the P&M ERC (where applicable) to enable the correct contract size adjustment to be made. ERC of Building Component + ERC of P&M = Total ERC to which contract size adjustment should be applied. The appropriate % adjustment should be made in accordance with the scale for contract size adjustment specified under section 6 of the RCG 2023 Guidance notes. The currency ERC rates are set at £4m (Four Million Pounds) @ 1st April 2021 (AVD) for the RCG 2023 Publication. | Excludes piling and external works. | Measure to GIA Height . | - | - | - | - | - | Photo 1 and 2 - Unit with external exposed frame. | - | 10098 |  | M2 | - | NA | NA | NA | 607.3742 | Option 1 | 753.0251 | 23.98% | 0 | 0 | -100% | -100% | 0 | -100% | Redirected | NA | VOA_GPN_GOV_UK\7246041 | 2019-08-30 | Low | - | - | Redirected, low risk | NA | - | NA | SPONS A&B | NA | (BEAMS Note 2) The ERC for this item should be added to all other rateable items on the hereditament (except land). Therefore the total of the ERC of the other Building Items and the P&M ERC (where applicable) to enable the correct contract size adjustment to be made. ERC of Building Component + ERC of P&M = Total ERC to which contract size adjustment should be applied. The appropriate % adjustment should be made in accordance with the scale for contract size adjustment specified under section 6 of the RCG 2021 Guidance notes. The currency ERC rates are set at £4m (Four Million Pounds) @ 1st April 2019 (AVD) for the RCG 2021 Publication. | Photo 1 and 2 - Unit with external exposed frame. | - | 2 | TRUE
2210 | 41P295 | 6081 | 41P295 | Factory buildings process | Light - uninsulated | Sheet metal cladding | 251m² - 500m² | Eaves ht - 27.0m | Steel framed building with single skin PMS cladding to walls and roof. Building Construction: - Foundations: Concrete pad and strip foundations with 150mm mesh reinforced concrete slab. Frame: Light steel frame. Upper Floors: None. Roof: Single skin profiled protected metal, fitted to steel purlins with plastic headed screws, translucent sheet glazing; rainwater gutters, down pipes and drainage. External Walls: ; single skin profiled protected metal cladding, fixed to horizontal steel rails with plastic headed screws, translucent sheet glazing; access doors goods/personnel. May have 100mm brickwork infill to 1.0m height. Windows and Doors: Single glazed windows in metal frames. Steel doors set within metal frames. Internal Walls: Block walls to toilet. Internal Finishes: None. Building Services: Electric light and power, water laid on, toilets, unheated. | Location Adjustment Applicable (See Guidance Notes) - ERC = UK mean of 1.00 | (BEAMS Note 2) The ERC for this item should be added to all other rateable items on the hereditament (except land). Therefore the total of the ERC of the other Building Items and the P&M ERC (where applicable) to enable the correct contract size adjustment to be made. ERC of Building Component + ERC of P&M = Total ERC to which contract size adjustment should be applied. The appropriate % adjustment should be made in accordance with the scale for contract size adjustment specified under section 6 of the RCG 2023 Guidance notes. The currency ERC rates are set at £4m (Four Million Pounds) @ 1st April 2021 (AVD) for the RCG 2023 Publication. | Excludes piling and external works. | Measure to GIA Height . | - | - | - | - | - | Photo 1 and 2 - Unit with external exposed frame. | - | 10098 |  | M2 | - | NA | NA | NA | 628.1326 | Option 1 | 778.7614 | 23.98% | 0 | 0 | -100% | -100% | 0 | -100% | Redirected | NA | VOA_GPN_GOV_UK\7246041 | 2019-08-30 | Low | - | - | Redirected, low risk | NA | - | NA | SPONS A&B | NA | (BEAMS Note 2) The ERC for this item should be added to all other rateable items on the hereditament (except land). Therefore the total of the ERC of the other Building Items and the P&M ERC (where applicable) to enable the correct contract size adjustment to be made. ERC of Building Component + ERC of P&M = Total ERC to which contract size adjustment should be applied. The appropriate % adjustment should be made in accordance with the scale for contract size adjustment specified under section 6 of the RCG 2021 Guidance notes. The currency ERC rates are set at £4m (Four Million Pounds) @ 1st April 2019 (AVD) for the RCG 2021 Publication. | Photo 1 and 2 - Unit with external exposed frame. | - | 2 | TRUE
2211 | 41P296 | 6082 | 41P296 | Factory buildings process | Light - uninsulated | Sheet metal cladding | 251m² - 500m² | Eaves ht - 28.0m | Steel framed building with single skin PMS cladding to walls and roof. Building Construction: - Foundations: Concrete pad and strip foundations with 150mm mesh reinforced concrete slab. Frame: Light steel frame. Upper Floors: None. Roof: Single skin profiled protected metal, fitted to steel purlins with plastic headed screws, translucent sheet glazing; rainwater gutters, down pipes and drainage. External Walls: ; single skin profiled protected metal cladding, fixed to horizontal steel rails with plastic headed screws, translucent sheet glazing; access doors goods/personnel. May have 100mm brickwork infill to 1.0m height. Windows and Doors: Single glazed windows in metal frames. Steel doors set within metal frames. Internal Walls: Block walls to toilet. Internal Finishes: None. Building Services: Electric light and power, water laid on, toilets, unheated. | Location Adjustment Applicable (See Guidance Notes) - ERC = UK mean of 1.00 | (BEAMS Note 2) The ERC for this item should be added to all other rateable items on the hereditament (except land). Therefore the total of the ERC of the other Building Items and the P&M ERC (where applicable) to enable the correct contract size adjustment to be made. ERC of Building Component + ERC of P&M = Total ERC to which contract size adjustment should be applied. The appropriate % adjustment should be made in accordance with the scale for contract size adjustment specified under section 6 of the RCG 2023 Guidance notes. The currency ERC rates are set at £4m (Four Million Pounds) @ 1st April 2021 (AVD) for the RCG 2023 Publication. | Excludes piling and external works. | Measure to GIA Height . | - | - | - | - | - | Photo 1 and 2 - Unit with external exposed frame. | - | 10098 |  | M2 | - | NA | NA | NA | 648.8909 | Option 1 | 804.4977 | 23.98% | 0 | 0 | -100% | -100% | 0 | -100% | Redirected | NA | VOA_GPN_GOV_UK\7246041 | 2019-08-30 | Low | - | - | Redirected, low risk | NA | - | NA | SPONS A&B | NA | (BEAMS Note 2) The ERC for this item should be added to all other rateable items on the hereditament (except land). Therefore the total of the ERC of the other Building Items and the P&M ERC (where applicable) to enable the correct contract size adjustment to be made. ERC of Building Component + ERC of P&M = Total ERC to which contract size adjustment should be applied. The appropriate % adjustment should be made in accordance with the scale for contract size adjustment specified under section 6 of the RCG 2021 Guidance notes. The currency ERC rates are set at £4m (Four Million Pounds) @ 1st April 2019 (AVD) for the RCG 2021 Publication. | Photo 1 and 2 - Unit with external exposed frame. | - | 2 | TRUE
2212 | 41P297 | 6083 | 41P297 | Factory buildings process | Light - uninsulated | Sheet metal cladding | 251m² - 500m² | Eaves ht - 29.0m | Steel framed building with single skin PMS cladding to walls and roof. Building Construction: - Foundations: Concrete pad and strip foundations with 150mm mesh reinforced concrete slab. Frame: Light steel frame. Upper Floors: None. Roof: Single skin profiled protected metal, fitted to steel purlins with plastic headed screws, translucent sheet glazing; rainwater gutters, down pipes and drainage. External Walls: ; single skin profiled protected metal cladding, fixed to horizontal steel rails with plastic headed screws, translucent sheet glazing; access doors goods/personnel. May have 100mm brickwork infill to 1.0m height. Windows and Doors: Single glazed windows in metal frames. Steel doors set within metal frames. Internal Walls: Block walls to toilet. Internal Finishes: None. Building Services: Electric light and power, water laid on, toilets, unheated. | Location Adjustment Applicable (See Guidance Notes) - ERC = UK mean of 1.00 | (BEAMS Note 2) The ERC for this item should be added to all other rateable items on the hereditament (except land). Therefore the total of the ERC of the other Building Items and the P&M ERC (where applicable) to enable the correct contract size adjustment to be made. ERC of Building Component + ERC of P&M = Total ERC to which contract size adjustment should be applied. The appropriate % adjustment should be made in accordance with the scale for contract size adjustment specified under section 6 of the RCG 2023 Guidance notes. The currency ERC rates are set at £4m (Four Million Pounds) @ 1st April 2021 (AVD) for the RCG 2023 Publication. | Excludes piling and external works. | Measure to GIA Height . | - | - | - | - | - | Photo 1 and 2 - Unit with external exposed frame. | - | 10098 |  | M2 | - | NA | NA | NA | 669.6493 | Option 1 | 830.234 | 23.98% | 0 | 0 | -100% | -100% | 0 | -100% | Redirected | NA | VOA_GPN_GOV_UK\7246041 | 2019-08-30 | Low | - | - | Redirected, low risk | NA | - | NA | SPONS A&B | NA | (BEAMS Note 2) The ERC for this item should be added to all other rateable items on the hereditament (except land). Therefore the total of the ERC of the other Building Items and the P&M ERC (where applicable) to enable the correct contract size adjustment to be made. ERC of Building Component + ERC of P&M = Total ERC to which contract size adjustment should be applied. The appropriate % adjustment should be made in accordance with the scale for contract size adjustment specified under section 6 of the RCG 2021 Guidance notes. The currency ERC rates are set at £4m (Four Million Pounds) @ 1st April 2019 (AVD) for the RCG 2021 Publication. | Photo 1 and 2 - Unit with external exposed frame. | - | 2 | TRUE
2213 | 41P298 | 6084 | 41P298 | Factory buildings process | Light - uninsulated | Sheet metal cladding | 251m² - 500m² | Eaves ht - 30.0m | Steel framed building with single skin PMS cladding to walls and roof. Building Construction: - Foundations: Concrete pad and strip foundations with 150mm mesh reinforced concrete slab. Frame: Light steel frame. Upper Floors: None. Roof: Single skin profiled protected metal, fitted to steel purlins with plastic headed screws, translucent sheet glazing; rainwater gutters, down pipes and drainage. External Walls: ; single skin profiled protected metal cladding, fixed to horizontal steel rails with plastic headed screws, translucent sheet glazing; access doors goods/personnel. May have 100mm brickwork infill to 1.0m height. Windows and Doors: Single glazed windows in metal frames. Steel doors set within metal frames. Internal Walls: Block walls to toilet. Internal Finishes: None. Building Services: Electric light and power, water laid on, toilets, unheated. | Location Adjustment Applicable (See Guidance Notes) - ERC = UK mean of 1.00 | (BEAMS Note 2) The ERC for this item should be added to all other rateable items on the hereditament (except land). Therefore the total of the ERC of the other Building Items and the P&M ERC (where applicable) to enable the correct contract size adjustment to be made. ERC of Building Component + ERC of P&M = Total ERC to which contract size adjustment should be applied. The appropriate % adjustment should be made in accordance with the scale for contract size adjustment specified under section 6 of the RCG 2023 Guidance notes. The currency ERC rates are set at £4m (Four Million Pounds) @ 1st April 2021 (AVD) for the RCG 2023 Publication. | Excludes piling and external works. | Measure to GIA Height . | - | - | - | - | - | Photo 1 and 2 - Unit with external exposed frame. | - | 10098 |  | M2 | - | NA | NA | NA | 689.6388 | Option 1 | 855.0171 | 23.98% | 0 | 0 | -100% | -100% | 0 | -100% | Redirected | NA | VOA_GPN_GOV_UK\7246041 | 2019-08-30 | Low | - | - | Redirected, low risk | NA | - | NA | SPONS A&B | NA | (BEAMS Note 2) The ERC for this item should be added to all other rateable items on the hereditament (except land). Therefore the total of the ERC of the other Building Items and the P&M ERC (where applicable) to enable the correct contract size adjustment to be made. ERC of Building Component + ERC of P&M = Total ERC to which contract size adjustment should be applied. The appropriate % adjustment should be made in accordance with the scale for contract size adjustment specified under section 6 of the RCG 2021 Guidance notes. The currency ERC rates are set at £4m (Four Million Pounds) @ 1st April 2019 (AVD) for the RCG 2021 Publication. | Photo 1 and 2 - Unit with external exposed frame. | - | 2 | TRUE
2214 | 41P299 | 6085 | 41P299 | Factory buildings process | Light - uninsulated | Sheet metal cladding | 251m² - 500m² | Eaves ht - 31.0m | Steel framed building with single skin PMS cladding to walls and roof. Building Construction: - Foundations: Concrete pad and strip foundations with 150mm mesh reinforced concrete slab. Frame: Light steel frame. Upper Floors: None. Roof: Single skin profiled protected metal, fitted to steel purlins with plastic headed screws, translucent sheet glazing; rainwater gutters, down pipes and drainage. External Walls: ; single skin profiled protected metal cladding, fixed to horizontal steel rails with plastic headed screws, translucent sheet glazing; access doors goods/personnel. May have 100mm brickwork infill to 1.0m height. Windows and Doors: Single glazed windows in metal frames. Steel doors set within metal frames. Internal Walls: Block walls to toilet. Internal Finishes: None. Building Services: Electric light and power, water laid on, toilets, unheated. | Location Adjustment Applicable (See Guidance Notes) - ERC = UK mean of 1.00 | (BEAMS Note 2) The ERC for this item should be added to all other rateable items on the hereditament (except land). Therefore the total of the ERC of the other Building Items and the P&M ERC (where applicable) to enable the correct contract size adjustment to be made. ERC of Building Component + ERC of P&M = Total ERC to which contract size adjustment should be applied. The appropriate % adjustment should be made in accordance with the scale for contract size adjustment specified under section 6 of the RCG 2023 Guidance notes. The currency ERC rates are set at £4m (Four Million Pounds) @ 1st April 2021 (AVD) for the RCG 2023 Publication. | Excludes piling and external works. | Measure to GIA Height . | - | - | - | - | - | Photo 1 and 2 - Unit with external exposed frame. | - | 10098 |  | M2 | - | NA | NA | NA | 720.392 | Option 1 | 893.1449 | 23.98% | 0 | 0 | -100% | -100% | 0 | -100% | Redirected | NA | VOA_GPN_GOV_UK\7246041 | 2019-08-30 | Low | - | - | Redirected, low risk | NA | - | NA | SPONS A&B | NA | (BEAMS Note 2) The ERC for this item should be added to all other rateable items on the hereditament (except land). Therefore the total of the ERC of the other Building Items and the P&M ERC (where applicable) to enable the correct contract size adjustment to be made. ERC of Building Component + ERC of P&M = Total ERC to which contract size adjustment should be applied. The appropriate % adjustment should be made in accordance with the scale for contract size adjustment specified under section 6 of the RCG 2021 Guidance notes. The currency ERC rates are set at £4m (Four Million Pounds) @ 1st April 2019 (AVD) for the RCG 2021 Publication. | Photo 1 and 2 - Unit with external exposed frame. | - | 2 | TRUE
2215 | 41P29A | 6086 | 41P29A | Factory buildings process | Light - uninsulated | Sheet metal cladding | > 5000m² | Eaves ht - 8.0m | Steel framed building with single skin PMS cladding to walls and roof. Building Construction : - Foundations : Concrete pad and strip foundations with 150mm mesh reinforced concrete slab. Frame : Light steel frame. Upper Floors : None. Roof : Single skin profiled protected metal, fitted to steel purlins with plastic headed screws, translucent sheet glazing; rainwater gutters, down pipes and drainage. External Walls : 100mm brickwork infill to 1.0m; single skin profiled protected metal cladding, fixed to horizontal steel rails with plastic headed screws, translucent sheet glazing; access doors goods/personnel. Windows and Doors : Single glazed windows in metal frames. Steel doors set within metal frames. Internal Walls : Block walls. Internal Finishes : None. Building Services : Electric light and power, water laid on, toilets, unheated. External works : Drainage to the curtilage. | Location Adjustment Applicable (See Guidance Notes) - ERC = UK mean of 1.00 | (BEAMS Note 2) The ERC for this item should be added to all other rateable items on the hereditament (except land). Therefore the total of the ERC of the other Building Items and the P&M ERC (where applicable) to enable the correct contract size adjustment to be made. ERC of Building Component + ERC of P&M = Total ERC to which contract size adjustment should be applied. The appropriate % adjustment should be made in accordance with the scale for contract size adjustment specified under section 6 of the RCG 2023 Guidance notes. The currency ERC rates are set at £4m (Four Million Pounds) @ 1st April 2021 (AVD) for the RCG 2023 Publication. | Costs exclude external works. | - | - | - | The plant and machinery listed in the description has been included in this costing. | - | - | Factory Buildings - Process, Light - Uninsulated | - | 10100 |  | M2 | - | NA | NA | NA | 206.0459 | Option 1 | 255.4566 | 23.98% | 0 | 0 | -100% | -100% | 0 | -100% | Redirected | NA | VOA_GPN_GOV_UK\7246041 | 2019-08-30 | Low | - | - | Redirected, low risk | NA | - | NA | SPONS A&B | NA | (BEAMS Note 2) The ERC for this item should be added to all other rateable items on the hereditament (except land). Therefore the total of the ERC of the other Building Items and the P&M ERC (where applicable) to enable the correct contract size adjustment to be made. ERC of Building Component + ERC of P&M = Total ERC to which contract size adjustment should be applied. The appropriate % adjustment should be made in accordance with the scale for contract size adjustment specified under section 6 of the RCG 2021 Guidance notes. The currency ERC rates are set at £4m (Four Million Pounds) @ 1st April 2019 (AVD) for the RCG 2021 Publication. | Factory Buildings - Process, Light - Uninsulated | - | 2 | TRUE
2216 | 41P29C | 6087 | 41P29C | Factory buildings process | Light - uninsulated | Sheet metal cladding | > 5000m² | Eaves ht - 8.5m | Steel framed building with single skin PMS cladding to walls and roof. Building Construction : - Foundations : Concrete pad and strip foundations with 150mm mesh reinforced concrete slab. Frame : Light steel frame. Upper Floors : None. Roof : Single skin profiled protected metal, fitted to steel purlins with plastic headed screws, translucent sheet glazing; rainwater gutters, down pipes and drainage. External Walls : 100mm brickwork infill to 1.0m; single skin profiled protected metal cladding, fixed to horizontal steel rails with plastic headed screws, translucent sheet glazing; access doors goods/personnel. Windows and Doors : Single glazed windows in metal frames. Steel doors set within metal frames. Internal Walls : Block walls. Internal Finishes : None. Building Services : Electric light and power, water laid on, toilets, unheated. External works : Drainage to the curtilage. | Location Adjustment Applicable (See Guidance Notes) - ERC = UK mean of 1.00 | (BEAMS Note 2) The ERC for this item should be added to all other rateable items on the hereditament (except land). Therefore the total of the ERC of the other Building Items and the P&M ERC (where applicable) to enable the correct contract size adjustment to be made. ERC of Building Component + ERC of P&M = Total ERC to which contract size adjustment should be applied. The appropriate % adjustment should be made in accordance with the scale for contract size adjustment specified under section 6 of the RCG 2023 Guidance notes. The currency ERC rates are set at £4m (Four Million Pounds) @ 1st April 2021 (AVD) for the RCG 2023 Publication. | Costs exclude external works. | - | - | - | The plant and machinery listed in the description has been included in this costing. | - | - | Factory Buildings - Process, Light - Uninsulated | - | 10100 |  | M2 | - | NA | NA | NA | 208.3524 | Option 1 | 258.3162 | 23.98% | 0 | 0 | -100% | -100% | 0 | -100% | Redirected | NA | VOA_GPN_GOV_UK\7246041 | 2019-08-30 | Low | - | - | Redirected, low risk | NA | - | NA | SPONS A&B | NA | (BEAMS Note 2) The ERC for this item should be added to all other rateable items on the hereditament (except land). Therefore the total of the ERC of the other Building Items and the P&M ERC (where applicable) to enable the correct contract size adjustment to be made. ERC of Building Component + ERC of P&M = Total ERC to which contract size adjustment should be applied. The appropriate % adjustment should be made in accordance with the scale for contract size adjustment specified under section 6 of the RCG 2021 Guidance notes. The currency ERC rates are set at £4m (Four Million Pounds) @ 1st April 2019 (AVD) for the RCG 2021 Publication. | Factory Buildings - Process, Light - Uninsulated | - | 2 | TRUE
2217 | 41P29E | 6088 | 41P29E | Factory buildings process | Light - uninsulated | Sheet metal cladding | > 5000m² | Eaves ht - 9.0m | Steel framed building with single skin PMS cladding to walls and roof. Building Construction : - Foundations : Concrete pad and strip foundations with 150mm mesh reinforced concrete slab. Frame : Light steel frame. Upper Floors : None. Roof : Single skin profiled protected metal, fitted to steel purlins with plastic headed screws, translucent sheet glazing; rainwater gutters, down pipes and drainage. External Walls : 100mm brickwork infill to 1.0m; single skin profiled protected metal cladding, fixed to horizontal steel rails with plastic headed screws, translucent sheet glazing; access doors goods/personnel. Windows and Doors : Single glazed windows in metal frames. Steel doors set within metal frames. Internal Walls : Block walls. Internal Finishes : None. Building Services : Electric light and power, water laid on, toilets, unheated. External works : Drainage to the curtilage. | Location Adjustment Applicable (See Guidance Notes) - ERC = UK mean of 1.00 | (BEAMS Note 2) The ERC for this item should be added to all other rateable items on the hereditament (except land). Therefore the total of the ERC of the other Building Items and the P&M ERC (where applicable) to enable the correct contract size adjustment to be made. ERC of Building Component + ERC of P&M = Total ERC to which contract size adjustment should be applied. The appropriate % adjustment should be made in accordance with the scale for contract size adjustment specified under section 6 of the RCG 2023 Guidance notes. The currency ERC rates are set at £4m (Four Million Pounds) @ 1st April 2021 (AVD) for the RCG 2023 Publication. | Costs exclude external works. | - | - | - | The plant and machinery listed in the description has been included in this costing. | - | - | Factory Buildings - Process, Light - Uninsulated | - | 10100 |  | M2 | - | NA | NA | NA | 210.6589 | Option 1 | 261.1758 | 23.98% | 0 | 0 | -100% | -100% | 0 | -100% | Redirected | NA | VOA_GPN_GOV_UK\7246041 | 2019-08-30 | Low | - | - | Redirected, low risk | NA | - | NA | SPONS A&B | NA | (BEAMS Note 2) The ERC for this item should be added to all other rateable items on the hereditament (except land). Therefore the total of the ERC of the other Building Items and the P&M ERC (where applicable) to enable the correct contract size adjustment to be made. ERC of Building Component + ERC of P&M = Total ERC to which contract size adjustment should be applied. The appropriate % adjustment should be made in accordance with the scale for contract size adjustment specified under section 6 of the RCG 2021 Guidance notes. The currency ERC rates are set at £4m (Four Million Pounds) @ 1st April 2019 (AVD) for the RCG 2021 Publication. | Factory Buildings - Process, Light - Uninsulated | - | 2 | TRUE
2218 | 41P29G | 6089 | 41P29G | Factory buildings process | Light - uninsulated | Sheet metal cladding | > 5000m² | Eaves ht - 9.5m | Steel framed building with single skin PMS cladding to walls and roof. Building Construction : - Foundations : Concrete pad and strip foundations with 150mm mesh reinforced concrete slab. Frame : Light steel frame. Upper Floors : None. Roof : Single skin profiled protected metal, fitted to steel purlins with plastic headed screws, translucent sheet glazing; rainwater gutters, down pipes and drainage. External Walls : 100mm brickwork infill to 1.0m; single skin profiled protected metal cladding, fixed to horizontal steel rails with plastic headed screws, translucent sheet glazing; access doors goods/personnel. Windows and Doors : Single glazed windows in metal frames. Steel doors set within metal frames. Internal Walls : Block walls. Internal Finishes : None. Building Services : Electric light and power, water laid on, toilets, unheated. External works : Drainage to the curtilage. | Location Adjustment Applicable (See Guidance Notes) - ERC = UK mean of 1.00 | (BEAMS Note 2) The ERC for this item should be added to all other rateable items on the hereditament (except land). Therefore the total of the ERC of the other Building Items and the P&M ERC (where applicable) to enable the correct contract size adjustment to be made. ERC of Building Component + ERC of P&M = Total ERC to which contract size adjustment should be applied. The appropriate % adjustment should be made in accordance with the scale for contract size adjustment specified under section 6 of the RCG 2023 Guidance notes. The currency ERC rates are set at £4m (Four Million Pounds) @ 1st April 2021 (AVD) for the RCG 2023 Publication. | Costs exclude external works. | - | - | - | The plant and machinery listed in the description has been included in this costing. | - | - | Factory Buildings - Process, Light - Uninsulated | - | 10100 |  | M2 | - | NA | NA | NA | 213.7342 | Option 1 | 264.9886 | 23.98% | 0 | 0 | -100% | -100% | 0 | -100% | Redirected | NA | VOA_GPN_GOV_UK\7246041 | 2019-08-30 | Low | - | - | Redirected, low risk | NA | - | NA | SPONS A&B | NA | (BEAMS Note 2) The ERC for this item should be added to all other rateable items on the hereditament (except land). Therefore the total of the ERC of the other Building Items and the P&M ERC (where applicable) to enable the correct contract size adjustment to be made. ERC of Building Component + ERC of P&M = Total ERC to which contract size adjustment should be applied. The appropriate % adjustment should be made in accordance with the scale for contract size adjustment specified under section 6 of the RCG 2021 Guidance notes. The currency ERC rates are set at £4m (Four Million Pounds) @ 1st April 2019 (AVD) for the RCG 2021 Publication. | Factory Buildings - Process, Light - Uninsulated | - | 2 | TRUE
2219 | 41P29K | 6090 | 41P29K | Factory buildings process | Light - uninsulated | Sheet metal cladding | > 5000m² | Eaves ht - 10.0m | Steel framed building with single skin PMS cladding to walls and roof. Building Construction : - Foundations : Concrete pad and strip foundations with 150mm mesh reinforced concrete slab. Frame : Light steel frame. Upper Floors : None. Roof : Single skin profiled protected metal, fitted to steel purlins with plastic headed screws, translucent sheet glazing; rainwater gutters, down pipes and drainage. External Walls : 100mm brickwork infill to 1.0m; single skin profiled protected metal cladding, fixed to horizontal steel rails with plastic headed screws, translucent sheet glazing; access doors goods/personnel. Windows and Doors : Single glazed windows in metal frames. Steel doors set within metal frames. Internal Walls : Block walls. Internal Finishes : None. Building Services : Electric light and power, water laid on, toilets, unheated. External works : Drainage to the curtilage. | Location Adjustment Applicable (See Guidance Notes) - ERC = UK mean of 1.00 | (BEAMS Note 2) The ERC for this item should be added to all other rateable items on the hereditament (except land). Therefore the total of the ERC of the other Building Items and the P&M ERC (where applicable) to enable the correct contract size adjustment to be made. ERC of Building Component + ERC of P&M = Total ERC to which contract size adjustment should be applied. The appropriate % adjustment should be made in accordance with the scale for contract size adjustment specified under section 6 of the RCG 2023 Guidance notes. The currency ERC rates are set at £4m (Four Million Pounds) @ 1st April 2021 (AVD) for the RCG 2023 Publication. | Costs exclude external works. | - | - | - | The plant and machinery listed in the description has been included in this costing. | - | - | Factory Buildings - Process, Light - Uninsulated | - | 10100 |  | M2 | - | NA | NA | NA | 216.0407 | Option 1 | 267.8482 | 23.98% | 0 | 0 | -100% | -100% | 0 | -100% | Redirected | NA | VOA_GPN_GOV_UK\7246041 | 2019-08-30 | Low | - | - | Redirected, low risk | NA | - | NA | SPONS A&B | NA | (BEAMS Note 2) The ERC for this item should be added to all other rateable items on the hereditament (except land). Therefore the total of the ERC of the other Building Items and the P&M ERC (where applicable) to enable the correct contract size adjustment to be made. ERC of Building Component + ERC of P&M = Total ERC to which contract size adjustment should be applied. The appropriate % adjustment should be made in accordance with the scale for contract size adjustment specified under section 6 of the RCG 2021 Guidance notes. The currency ERC rates are set at £4m (Four Million Pounds) @ 1st April 2019 (AVD) for the RCG 2021 Publication. | Factory Buildings - Process, Light - Uninsulated | - | 2 | TRUE
2220 | 41P29P | 6504 | 41P29P | Factory buildings process | Light - uninsulated | Sheet metal cladding | > 5000m² | Eaves ht - 11.0m | Steel framed building with single skin PMS cladding to walls and roof. Building Construction : - Foundations : Concrete pad and strip foundations with 150mm mesh reinforced concrete slab. Frame : Light steel frame. Upper Floors : None. Roof : Single skin profiled protected metal, fitted to steel purlins with plastic headed screws, translucent sheet glazing; rainwater gutters, down pipes and drainage. External Walls : 100mm brickwork infill to 1.0m; single skin profiled protected metal cladding, fixed to horizontal steel rails with plastic headed screws, translucent sheet glazing; access doors goods/personnel. Windows and Doors : Single glazed windows in metal frames. Steel doors set within metal frames. Internal Walls : Block walls. Internal Finishes : None. Building Services : Electric light and power, water laid on, toilets, unheated. External works : Drainage to the curtilage. | Location Adjustment Applicable (See Guidance Notes) - ERC = UK mean of 1.00 | (BEAMS Note 2) The ERC for this item should be added to all other rateable items on the hereditament (except land). Therefore the total of the ERC of the other Building Items and the P&M ERC (where applicable) to enable the correct contract size adjustment to be made. ERC of Building Component + ERC of P&M = Total ERC to which contract size adjustment should be applied. The appropriate % adjustment should be made in accordance with the scale for contract size adjustment specified under section 6 of the RCG 2023 Guidance notes. The currency ERC rates are set at £4m (Four Million Pounds) @ 1st April 2021 (AVD) for the RCG 2023 Publication. | Costs exclude external works. | - | - | - | The plant and machinery listed in the description has been included in this costing. | - | - | Factory Buildings - Process, Light - Uninsulated | - | 10100 |  | M2 | - | NA | NA | NA | 221.4225 | Option 1 | 274.5205 | 23.98% | 0 | 0 | -100% | -100% | 0 | -100% | Redirected | NA | VOA_GPN_GOV_UK\7246041 | 2019-08-30 | Low | - | - | Redirected, low risk | NA | - | NA | SPONS A&B | NA | (BEAMS Note 2) The ERC for this item should be added to all other rateable items on the hereditament (except land). Therefore the total of the ERC of the other Building Items and the P&M ERC (where applicable) to enable the correct contract size adjustment to be made. ERC of Building Component + ERC of P&M = Total ERC to which contract size adjustment should be applied. The appropriate % adjustment should be made in accordance with the scale for contract size adjustment specified under section 6 of the RCG 2021 Guidance notes. The currency ERC rates are set at £4m (Four Million Pounds) @ 1st April 2019 (AVD) for the RCG 2021 Publication. | Factory Buildings - Process, Light - Uninsulated | - | 2 | TRUE
2221 | 41P29T | 6091 | 41P29T | Factory buildings process | Light - uninsulated | Sheet metal cladding | > 5000m² | Eaves ht - 12.0m | Steel framed building with single skin PMS cladding to walls and roof. Building Construction : - Foundations : Concrete pad and strip foundations with 150mm mesh reinforced concrete slab. Frame : Light steel frame. Upper Floors : None. Roof : Single skin profiled protected metal, fitted to steel purlins with plastic headed screws, translucent sheet glazing; rainwater gutters, down pipes and drainage. External Walls : 100mm brickwork infill to 1.0m; single skin profiled protected metal cladding, fixed to horizontal steel rails with plastic headed screws, translucent sheet glazing; access doors goods/personnel. Windows and Doors : Single glazed windows in metal frames. Steel doors set within metal frames. Internal Walls : Block walls. Internal Finishes : None. Building Services : Electric light and power, water laid on, toilets, unheated. External works : Drainage to the curtilage. | Location Adjustment Applicable (See Guidance Notes) - ERC = UK mean of 1.00 | (BEAMS Note 2) The ERC for this item should be added to all other rateable items on the hereditament (except land). Therefore the total of the ERC of the other Building Items and the P&M ERC (where applicable) to enable the correct contract size adjustment to be made. ERC of Building Component + ERC of P&M = Total ERC to which contract size adjustment should be applied. The appropriate % adjustment should be made in accordance with the scale for contract size adjustment specified under section 6 of the RCG 2023 Guidance notes. The currency ERC rates are set at £4m (Four Million Pounds) @ 1st April 2021 (AVD) for the RCG 2023 Publication. | Costs exclude external works. | - | - | - | The plant and machinery listed in the description has been included in this costing. | - | - | Factory Buildings - Process, Light - Uninsulated | - | 10100 |  | M2 | - | NA | NA | NA | 226.8043 | Option 1 | 281.1929 | 23.98% | 0 | 0 | -100% | -100% | 0 | -100% | Redirected | NA | VOA_GPN_GOV_UK\7246041 | 2019-08-30 | Low | - | - | Redirected, low risk | NA | - | NA | SPONS A&B | NA | (BEAMS Note 2) The ERC for this item should be added to all other rateable items on the hereditament (except land). Therefore the total of the ERC of the other Building Items and the P&M ERC (where applicable) to enable the correct contract size adjustment to be made. ERC of Building Component + ERC of P&M = Total ERC to which contract size adjustment should be applied. The appropriate % adjustment should be made in accordance with the scale for contract size adjustment specified under section 6 of the RCG 2021 Guidance notes. The currency ERC rates are set at £4m (Four Million Pounds) @ 1st April 2019 (AVD) for the RCG 2021 Publication. | Factory Buildings - Process, Light - Uninsulated | - | 2 | TRUE
2222 | 41P300 | 6092 | 41P300 | Factory buildings process | Light - uninsulated | Sheet metal cladding | 251m² - 500m² | Eaves ht - 32.0m | Steel framed building with single skin PMS cladding to walls and roof. Building Construction: - Foundations: Concrete pad and strip foundations with 150mm mesh reinforced concrete slab. Frame: Light steel frame. Upper Floors: None. Roof: Single skin profiled protected metal, fitted to steel purlins with plastic headed screws, translucent sheet glazing; rainwater gutters, down pipes and drainage. External Walls: ; single skin profiled protected metal cladding, fixed to horizontal steel rails with plastic headed screws, translucent sheet glazing; access doors goods/personnel. May have 100mm brickwork infill to 1.0m height. Windows and Doors: Single glazed windows in metal frames. Steel doors set within metal frames. Internal Walls: Block walls to toilet. Internal Finishes: None. Building Services: Electric light and power, water laid on, toilets, unheated. | Location Adjustment Applicable (See Guidance Notes) - ERC = UK mean of 1.00 | (BEAMS Note 2) The ERC for this item should be added to all other rateable items on the hereditament (except land). Therefore the total of the ERC of the other Building Items and the P&M ERC (where applicable) to enable the correct contract size adjustment to be made. ERC of Building Component + ERC of P&M = Total ERC to which contract size adjustment should be applied. The appropriate % adjustment should be made in accordance with the scale for contract size adjustment specified under section 6 of the RCG 2023 Guidance notes. The currency ERC rates are set at £4m (Four Million Pounds) @ 1st April 2021 (AVD) for the RCG 2023 Publication. | Excludes piling and external works. | Measure to GIA Height . | - | - | - | - | - | Photo 1 and 2 - Unit with external exposed frame. | - | 10098 |  | M2 | - | NA | NA | NA | 743.4568 | Option 1 | 921.7408 | 23.98% | 0 | 0 | -100% | -100% | 0 | -100% | Redirected | NA | VOA_GPN_GOV_UK\7246041 | 2019-08-30 | Low | - | - | Redirected, low risk | NA | - | NA | SPONS A&B | NA | (BEAMS Note 2) The ERC for this item should be added to all other rateable items on the hereditament (except land). Therefore the total of the ERC of the other Building Items and the P&M ERC (where applicable) to enable the correct contract size adjustment to be made. ERC of Building Component + ERC of P&M = Total ERC to which contract size adjustment should be applied. The appropriate % adjustment should be made in accordance with the scale for contract size adjustment specified under section 6 of the RCG 2021 Guidance notes. The currency ERC rates are set at £4m (Four Million Pounds) @ 1st April 2019 (AVD) for the RCG 2021 Publication. | Photo 1 and 2 - Unit with external exposed frame. | - | 2 | TRUE
2223 | 41P301 | 6093 | 41P301 | Factory buildings process | Light - uninsulated | Sheet metal cladding | 251m² - 500m² | Eaves ht - 33.0m | Steel framed building with single skin PMS cladding to walls and roof. Building Construction: - Foundations: Concrete pad and strip foundations with 150mm mesh reinforced concrete slab. Frame: Light steel frame. Upper Floors: None. Roof: Single skin profiled protected metal, fitted to steel purlins with plastic headed screws, translucent sheet glazing; rainwater gutters, down pipes and drainage. External Walls: ; single skin profiled protected metal cladding, fixed to horizontal steel rails with plastic headed screws, translucent sheet glazing; access doors goods/personnel. May have 100mm brickwork infill to 1.0m height. Windows and Doors: Single glazed windows in metal frames. Steel doors set within metal frames. Internal Walls: Block walls to toilet. Internal Finishes: None. Building Services: Electric light and power, water laid on, toilets, unheated. | Location Adjustment Applicable (See Guidance Notes) - ERC = UK mean of 1.00 | (BEAMS Note 2) The ERC for this item should be added to all other rateable items on the hereditament (except land). Therefore the total of the ERC of the other Building Items and the P&M ERC (where applicable) to enable the correct contract size adjustment to be made. ERC of Building Component + ERC of P&M = Total ERC to which contract size adjustment should be applied. The appropriate % adjustment should be made in accordance with the scale for contract size adjustment specified under section 6 of the RCG 2023 Guidance notes. The currency ERC rates are set at £4m (Four Million Pounds) @ 1st April 2021 (AVD) for the RCG 2023 Publication. | Excludes piling and external works. | Measure to GIA Height . | - | - | - | - | - | Photo 1 and 2 - Unit with external exposed frame. | - | 10098 |  | M2 | - | NA | NA | NA | 766.5217 | Option 1 | 950.3367 | 23.98% | 0 | 0 | -100% | -100% | 0 | -100% | Redirected | NA | VOA_GPN_GOV_UK\7246041 | 2019-08-30 | Low | - | - | Redirected, low risk | NA | - | NA | SPONS A&B | NA | (BEAMS Note 2) The ERC for this item should be added to all other rateable items on the hereditament (except land). Therefore the total of the ERC of the other Building Items and the P&M ERC (where applicable) to enable the correct contract size adjustment to be made. ERC of Building Component + ERC of P&M = Total ERC to which contract size adjustment should be applied. The appropriate % adjustment should be made in accordance with the scale for contract size adjustment specified under section 6 of the RCG 2021 Guidance notes. The currency ERC rates are set at £4m (Four Million Pounds) @ 1st April 2019 (AVD) for the RCG 2021 Publication. | Photo 1 and 2 - Unit with external exposed frame. | - | 2 | TRUE
2224 | 41P302 | 6094 | 41P302 | Factory buildings process | Light - uninsulated | Sheet metal cladding | 251m² - 500m² | Eaves ht - 34.0m | Steel framed building with single skin PMS cladding to walls and roof. Building Construction: - Foundations: Concrete pad and strip foundations with 150mm mesh reinforced concrete slab. Frame: Light steel frame. Upper Floors: None. Roof: Single skin profiled protected metal, fitted to steel purlins with plastic headed screws, translucent sheet glazing; rainwater gutters, down pipes and drainage. External Walls: ; single skin profiled protected metal cladding, fixed to horizontal steel rails with plastic headed screws, translucent sheet glazing; access doors goods/personnel. May have 100mm brickwork infill to 1.0m height. Windows and Doors: Single glazed windows in metal frames. Steel doors set within metal frames. Internal Walls: Block walls to toilet. Internal Finishes: None. Building Services: Electric light and power, water laid on, toilets, unheated. | Location Adjustment Applicable (See Guidance Notes) - ERC = UK mean of 1.00 | (BEAMS Note 2) The ERC for this item should be added to all other rateable items on the hereditament (except land). Therefore the total of the ERC of the other Building Items and the P&M ERC (where applicable) to enable the correct contract size adjustment to be made. ERC of Building Component + ERC of P&M = Total ERC to which contract size adjustment should be applied. The appropriate % adjustment should be made in accordance with the scale for contract size adjustment specified under section 6 of the RCG 2023 Guidance notes. The currency ERC rates are set at £4m (Four Million Pounds) @ 1st April 2021 (AVD) for the RCG 2023 Publication. | Excludes piling and external works. | Measure to GIA Height . | - | - | - | - | - | Photo 1 and 2 - Unit with external exposed frame. | - | 10098 |  | M2 | - | NA | NA | NA | 789.5865 | Option 1 | 978.9326 | 23.98% | 0 | 0 | -100% | -100% | 0 | -100% | Redirected | NA | VOA_GPN_GOV_UK\7246041 | 2019-08-30 | Low | - | - | Redirected, low risk | NA | - | NA | SPONS A&B | NA | (BEAMS Note 2) The ERC for this item should be added to all other rateable items on the hereditament (except land). Therefore the total of the ERC of the other Building Items and the P&M ERC (where applicable) to enable the correct contract size adjustment to be made. ERC of Building Component + ERC of P&M = Total ERC to which contract size adjustment should be applied. The appropriate % adjustment should be made in accordance with the scale for contract size adjustment specified under section 6 of the RCG 2021 Guidance notes. The currency ERC rates are set at £4m (Four Million Pounds) @ 1st April 2019 (AVD) for the RCG 2021 Publication. | Photo 1 and 2 - Unit with external exposed frame. | - | 2 | TRUE
2225 | 41P303 | 6098 | 41P303 | Factory buildings process | Light - uninsulated | Sheet metal cladding | 251m² - 500m² | Eaves ht - 35.0m | Steel framed building with single skin PMS cladding to walls and roof. Building Construction: - Foundations: Concrete pad and strip foundations with 150mm mesh reinforced concrete slab. Frame: Light steel frame. Upper Floors: None. Roof: Single skin profiled protected metal, fitted to steel purlins with plastic headed screws, translucent sheet glazing; rainwater gutters, down pipes and drainage. External Walls: ; single skin profiled protected metal cladding, fixed to horizontal steel rails with plastic headed screws, translucent sheet glazing; access doors goods/personnel. May have 100mm brickwork infill to 1.0m height. Windows and Doors: Single glazed windows in metal frames. Steel doors set within metal frames. Internal Walls: Block walls to toilet. Internal Finishes: None. Building Services: Electric light and power, water laid on, toilets, unheated. | Location Adjustment Applicable (See Guidance Notes) - ERC = UK mean of 1.00 | (BEAMS Note 2) The ERC for this item should be added to all other rateable items on the hereditament (except land). Therefore the total of the ERC of the other Building Items and the P&M ERC (where applicable) to enable the correct contract size adjustment to be made. ERC of Building Component + ERC of P&M = Total ERC to which contract size adjustment should be applied. The appropriate % adjustment should be made in accordance with the scale for contract size adjustment specified under section 6 of the RCG 2023 Guidance notes. The currency ERC rates are set at £4m (Four Million Pounds) @ 1st April 2021 (AVD) for the RCG 2023 Publication. | Excludes piling and external works. | Measure to GIA Height . | - | - | - | - | - | Photo 1 and 2 - Unit with external exposed frame. | - | 10098 |  | M2 | - | NA | NA | NA | 811.8825 | Option 1 | 1006.5753 | 23.98% | 0 | 0 | -100% | -100% | 0 | -100% | Redirected | NA | VOA_GPN_GOV_UK\7246041 | 2019-08-30 | Low | - | - | Redirected, low risk | NA | - | NA | SPONS A&B | NA | (BEAMS Note 2) The ERC for this item should be added to all other rateable items on the hereditament (except land). Therefore the total of the ERC of the other Building Items and the P&M ERC (where applicable) to enable the correct contract size adjustment to be made. ERC of Building Component + ERC of P&M = Total ERC to which contract size adjustment should be applied. The appropriate % adjustment should be made in accordance with the scale for contract size adjustment specified under section 6 of the RCG 2021 Guidance notes. The currency ERC rates are set at £4m (Four Million Pounds) @ 1st April 2019 (AVD) for the RCG 2021 Publication. | Photo 1 and 2 - Unit with external exposed frame. | - | 2 | TRUE
2226 | 41P310 | 6109 | 41P310 | Factory buildings process | Light - uninsulated | Sheet metal cladding | 501m² - 1000m² | Eaves ht - 13.0m | Steel framed building with single skin PMS cladding to walls and roof. Building Construction: - Foundations: Concrete pad and strip foundations with 150mm mesh reinforced concrete slab. Frame: Light steel frame. Upper Floors: None. Roof: Single skin profiled protected metal, fitted to steel purlins with plastic headed screws, translucent sheet glazing; rainwater gutters, down pipes and drainage. External Walls: ; single skin profiled protected metal cladding, fixed to horizontal steel rails with plastic headed screws, translucent sheet glazing; access doors goods/personnel. May have 100mm brickwork infill to 1.0m height. Windows and Doors: Single glazed windows in metal frames. Steel doors set within metal frames. Internal Walls: Block walls to toilet. Internal Finishes: None. Building Services: Electric light and power, water laid on, toilets, unheated. | Location Adjustment Applicable (See Guidance Notes) - ERC = UK mean of 1.00 | (BEAMS Note 2) The ERC for this item should be added to all other rateable items on the hereditament (except land). Therefore the total of the ERC of the other Building Items and the P&M ERC (where applicable) to enable the correct contract size adjustment to be made. ERC of Building Component + ERC of P&M = Total ERC to which contract size adjustment should be applied. The appropriate % adjustment should be made in accordance with the scale for contract size adjustment specified under section 6 of the RCG 2023 Guidance notes. The currency ERC rates are set at £4m (Four Million Pounds) @ 1st April 2021 (AVD) for the RCG 2023 Publication. | Excludes piling and external works. | Measure to GIA Height . | - | - | - | - | - | Photo 1 and 2 - Unit with external exposed frame. | - | 10099 |  | M2 | - | NA | NA | NA | 307.5313 | Option 1 | 381.2785 | 23.98% | 0 | 0 | -100% | -100% | 0 | -100% | Redirected | NA | VOA_GPN_GOV_UK\7246041 | 2019-08-30 | Low | - | - | Redirected, low risk | NA | - | NA | SPONS A&B | NA | (BEAMS Note 2) The ERC for this item should be added to all other rateable items on the hereditament (except land). Therefore the total of the ERC of the other Building Items and the P&M ERC (where applicable) to enable the correct contract size adjustment to be made. ERC of Building Component + ERC of P&M = Total ERC to which contract size adjustment should be applied. The appropriate % adjustment should be made in accordance with the scale for contract size adjustment specified under section 6 of the RCG 2021 Guidance notes. The currency ERC rates are set at £4m (Four Million Pounds) @ 1st April 2019 (AVD) for the RCG 2021 Publication. | Photo 1 and 2 - Unit with external exposed frame. | - | 2 | TRUE
2227 | 41P311 | 6110 | 41P311 | Factory buildings process | Light - uninsulated | Sheet metal cladding | 501m² - 1000m² | Eaves ht - 14.0m | Steel framed building with single skin PMS cladding to walls and roof. Building Construction: - Foundations: Concrete pad and strip foundations with 150mm mesh reinforced concrete slab. Frame: Light steel frame. Upper Floors: None. Roof: Single skin profiled protected metal, fitted to steel purlins with plastic headed screws, translucent sheet glazing; rainwater gutters, down pipes and drainage. External Walls: ; single skin profiled protected metal cladding, fixed to horizontal steel rails with plastic headed screws, translucent sheet glazing; access doors goods/personnel. May have 100mm brickwork infill to 1.0m height. Windows and Doors: Single glazed windows in metal frames. Steel doors set within metal frames. Internal Walls: Block walls to toilet. Internal Finishes: None. Building Services: Electric light and power, water laid on, toilets, unheated. | Location Adjustment Applicable (See Guidance Notes) - ERC = UK mean of 1.00 | (BEAMS Note 2) The ERC for this item should be added to all other rateable items on the hereditament (except land). Therefore the total of the ERC of the other Building Items and the P&M ERC (where applicable) to enable the correct contract size adjustment to be made. ERC of Building Component + ERC of P&M = Total ERC to which contract size adjustment should be applied. The appropriate % adjustment should be made in accordance with the scale for contract size adjustment specified under section 6 of the RCG 2023 Guidance notes. The currency ERC rates are set at £4m (Four Million Pounds) @ 1st April 2021 (AVD) for the RCG 2023 Publication. | Excludes piling and external works. | Measure to GIA Height . | - | - | - | - | - | Photo 1 and 2 - Unit with external exposed frame. | - | 10099 |  | M2 | - | NA | NA | NA | 317.526 | Option 1 | 393.6701 | 23.98% | 0 | 0 | -100% | -100% | 0 | -100% | Redirected | NA | VOA_GPN_GOV_UK\7246041 | 2019-08-30 | Low | - | - | Redirected, low risk | NA | - | NA | SPONS A&B | NA | (BEAMS Note 2) The ERC for this item should be added to all other rateable items on the hereditament (except land). Therefore the total of the ERC of the other Building Items and the P&M ERC (where applicable) to enable the correct contract size adjustment to be made. ERC of Building Component + ERC of P&M = Total ERC to which contract size adjustment should be applied. The appropriate % adjustment should be made in accordance with the scale for contract size adjustment specified under section 6 of the RCG 2021 Guidance notes. The currency ERC rates are set at £4m (Four Million Pounds) @ 1st April 2019 (AVD) for the RCG 2021 Publication. | Photo 1 and 2 - Unit with external exposed frame. | - | 2 | TRUE
2228 | 41P312 | 6111 | 41P312 | Factory buildings process | Light - uninsulated | Sheet metal cladding | 501m² - 1000m² | Eaves ht - 15.0m | Steel framed building with single skin PMS cladding to walls and roof. Building Construction: - Foundations: Concrete pad and strip foundations with 150mm mesh reinforced concrete slab. Frame: Light steel frame. Upper Floors: None. Roof: Single skin profiled protected metal, fitted to steel purlins with plastic headed screws, translucent sheet glazing; rainwater gutters, down pipes and drainage. External Walls: ; single skin profiled protected metal cladding, fixed to horizontal steel rails with plastic headed screws, translucent sheet glazing; access doors goods/personnel. May have 100mm brickwork infill to 1.0m height. Windows and Doors: Single glazed windows in metal frames. Steel doors set within metal frames. Internal Walls: Block walls to toilet. Internal Finishes: None. Building Services: Electric light and power, water laid on, toilets, unheated. | Location Adjustment Applicable (See Guidance Notes) - ERC = UK mean of 1.00 | (BEAMS Note 2) The ERC for this item should be added to all other rateable items on the hereditament (except land). Therefore the total of the ERC of the other Building Items and the P&M ERC (where applicable) to enable the correct contract size adjustment to be made. ERC of Building Component + ERC of P&M = Total ERC to which contract size adjustment should be applied. The appropriate % adjustment should be made in accordance with the scale for contract size adjustment specified under section 6 of the RCG 2023 Guidance notes. The currency ERC rates are set at £4m (Four Million Pounds) @ 1st April 2021 (AVD) for the RCG 2023 Publication. | Excludes piling and external works. | Measure to GIA Height . | - | - | - | - | - | Photo 1 and 2 - Unit with external exposed frame. | - | 10099 |  | M2 | - | NA | NA | NA | 327.5208 | Option 1 | 406.0616 | 23.98% | 0 | 0 | -100% | -100% | 0 | -100% | Redirected | NA | VOA_GPN_GOV_UK\7246041 | 2019-08-30 | Low | - | - | Redirected, low risk | NA | - | NA | SPONS A&B | NA | (BEAMS Note 2) The ERC for this item should be added to all other rateable items on the hereditament (except land). Therefore the total of the ERC of the other Building Items and the P&M ERC (where applicable) to enable the correct contract size adjustment to be made. ERC of Building Component + ERC of P&M = Total ERC to which contract size adjustment should be applied. The appropriate % adjustment should be made in accordance with the scale for contract size adjustment specified under section 6 of the RCG 2021 Guidance notes. The currency ERC rates are set at £4m (Four Million Pounds) @ 1st April 2019 (AVD) for the RCG 2021 Publication. | Photo 1 and 2 - Unit with external exposed frame. | - | 2 | TRUE
2229 | 41P313 | 6112 | 41P313 | Factory buildings process | Light - uninsulated | Sheet metal cladding | 501m² - 1000m² | Eaves ht - 16.0m | Steel framed building with single skin PMS cladding to walls and roof. Building Construction: - Foundations: Concrete pad and strip foundations with 150mm mesh reinforced concrete slab. Frame: Light steel frame. Upper Floors: None. Roof: Single skin profiled protected metal, fitted to steel purlins with plastic headed screws, translucent sheet glazing; rainwater gutters, down pipes and drainage. External Walls: ; single skin profiled protected metal cladding, fixed to horizontal steel rails with plastic headed screws, translucent sheet glazing; access doors goods/personnel. May have 100mm brickwork infill to 1.0m height. Windows and Doors: Single glazed windows in metal frames. Steel doors set within metal frames. Internal Walls: Block walls to toilet. Internal Finishes: None. Building Services: Electric light and power, water laid on, toilets, unheated. | Location Adjustment Applicable (See Guidance Notes) - ERC = UK mean of 1.00 | (BEAMS Note 2) The ERC for this item should be added to all other rateable items on the hereditament (except land). Therefore the total of the ERC of the other Building Items and the P&M ERC (where applicable) to enable the correct contract size adjustment to be made. ERC of Building Component + ERC of P&M = Total ERC to which contract size adjustment should be applied. The appropriate % adjustment should be made in accordance with the scale for contract size adjustment specified under section 6 of the RCG 2023 Guidance notes. The currency ERC rates are set at £4m (Four Million Pounds) @ 1st April 2021 (AVD) for the RCG 2023 Publication. | Excludes piling and external works. | Measure to GIA Height . | - | - | - | - | - | Photo 1 and 2 - Unit with external exposed frame. | - | 10099 |  | M2 | - | NA | NA | NA | 342.1285 | Option 1 | 424.1723 | 23.98% | 0 | 0 | -100% | -100% | 0 | -100% | Redirected | NA | VOA_GPN_GOV_UK\7246041 | 2019-08-30 | Low | - | - | Redirected, low risk | NA | - | NA | SPONS A&B | NA | (BEAMS Note 2) The ERC for this item should be added to all other rateable items on the hereditament (except land). Therefore the total of the ERC of the other Building Items and the P&M ERC (where applicable) to enable the correct contract size adjustment to be made. ERC of Building Component + ERC of P&M = Total ERC to which contract size adjustment should be applied. The appropriate % adjustment should be made in accordance with the scale for contract size adjustment specified under section 6 of the RCG 2021 Guidance notes. The currency ERC rates are set at £4m (Four Million Pounds) @ 1st April 2019 (AVD) for the RCG 2021 Publication. | Photo 1 and 2 - Unit with external exposed frame. | - | 2 | TRUE
2230 | 41P314 | 6113 | 41P314 | Factory buildings process | Light - uninsulated | Sheet metal cladding | 501m² - 1000m² | Eaves ht - 17.0m | Steel framed building with single skin PMS cladding to walls and roof. Building Construction: - Foundations: Concrete pad and strip foundations with 150mm mesh reinforced concrete slab. Frame: Light steel frame. Upper Floors: None. Roof: Single skin profiled protected metal, fitted to steel purlins with plastic headed screws, translucent sheet glazing; rainwater gutters, down pipes and drainage. External Walls: ; single skin profiled protected metal cladding, fixed to horizontal steel rails with plastic headed screws, translucent sheet glazing; access doors goods/personnel. May have 100mm brickwork infill to 1.0m height. Windows and Doors: Single glazed windows in metal frames. Steel doors set within metal frames. Internal Walls: Block walls to toilet. Internal Finishes: None. Building Services: Electric light and power, water laid on, toilets, unheated. | Location Adjustment Applicable (See Guidance Notes) - ERC = UK mean of 1.00 | (BEAMS Note 2) The ERC for this item should be added to all other rateable items on the hereditament (except land). Therefore the total of the ERC of the other Building Items and the P&M ERC (where applicable) to enable the correct contract size adjustment to be made. ERC of Building Component + ERC of P&M = Total ERC to which contract size adjustment should be applied. The appropriate % adjustment should be made in accordance with the scale for contract size adjustment specified under section 6 of the RCG 2023 Guidance notes. The currency ERC rates are set at £4m (Four Million Pounds) @ 1st April 2021 (AVD) for the RCG 2023 Publication. | Excludes piling and external works. | Measure to GIA Height . | - | - | - | - | - | Photo 1 and 2 - Unit with external exposed frame. | - | 10099 |  | M2 | - | NA | NA | NA | 352.8921 | Option 1 | 437.5171 | 23.98% | 0 | 0 | -100% | -100% | 0 | -100% | Redirected | NA | VOA_GPN_GOV_UK\7246041 | 2019-08-30 | Low | - | - | Redirected, low risk | NA | - | NA | SPONS A&B | NA | (BEAMS Note 2) The ERC for this item should be added to all other rateable items on the hereditament (except land). Therefore the total of the ERC of the other Building Items and the P&M ERC (where applicable) to enable the correct contract size adjustment to be made. ERC of Building Component + ERC of P&M = Total ERC to which contract size adjustment should be applied. The appropriate % adjustment should be made in accordance with the scale for contract size adjustment specified under section 6 of the RCG 2021 Guidance notes. The currency ERC rates are set at £4m (Four Million Pounds) @ 1st April 2019 (AVD) for the RCG 2021 Publication. | Photo 1 and 2 - Unit with external exposed frame. | - | 2 | TRUE
2231 | 41P315 | 6117 | 41P315 | Factory buildings process | Light - uninsulated | Sheet metal cladding | 501m² - 1000m² | Eaves ht - 18.0m | Steel framed building with single skin PMS cladding to walls and roof. Building Construction: - Foundations: Concrete pad and strip foundations with 150mm mesh reinforced concrete slab. Frame: Light steel frame. Upper Floors: None. Roof: Single skin profiled protected metal, fitted to steel purlins with plastic headed screws, translucent sheet glazing; rainwater gutters, down pipes and drainage. External Walls: ; single skin profiled protected metal cladding, fixed to horizontal steel rails with plastic headed screws, translucent sheet glazing; access doors goods/personnel. May have 100mm brickwork infill to 1.0m height. Windows and Doors: Single glazed windows in metal frames. Steel doors set within metal frames. Internal Walls: Block walls to toilet. Internal Finishes: None. Building Services: Electric light and power, water laid on, toilets, unheated. | Location Adjustment Applicable (See Guidance Notes) - ERC = UK mean of 1.00 | (BEAMS Note 2) The ERC for this item should be added to all other rateable items on the hereditament (except land). Therefore the total of the ERC of the other Building Items and the P&M ERC (where applicable) to enable the correct contract size adjustment to be made. ERC of Building Component + ERC of P&M = Total ERC to which contract size adjustment should be applied. The appropriate % adjustment should be made in accordance with the scale for contract size adjustment specified under section 6 of the RCG 2023 Guidance notes. The currency ERC rates are set at £4m (Four Million Pounds) @ 1st April 2021 (AVD) for the RCG 2023 Publication. | Excludes piling and external works. | Measure to GIA Height . | - | - | - | - | - | Photo 1 and 2 - Unit with external exposed frame. | - | 10099 |  | M2 | - | NA | NA | NA | 364.4245 | Option 1 | 451.815 | 23.98% | 0 | 0 | -100% | -100% | 0 | -100% | Redirected | NA | VOA_GPN_GOV_UK\7246041 | 2019-08-30 | Low | - | - | Redirected, low risk | NA | - | NA | SPONS A&B | NA | (BEAMS Note 2) The ERC for this item should be added to all other rateable items on the hereditament (except land). Therefore the total of the ERC of the other Building Items and the P&M ERC (where applicable) to enable the correct contract size adjustment to be made. ERC of Building Component + ERC of P&M = Total ERC to which contract size adjustment should be applied. The appropriate % adjustment should be made in accordance with the scale for contract size adjustment specified under section 6 of the RCG 2021 Guidance notes. The currency ERC rates are set at £4m (Four Million Pounds) @ 1st April 2019 (AVD) for the RCG 2021 Publication. | Photo 1 and 2 - Unit with external exposed frame. | - | 2 | TRUE
2232 | 41P316 | 6118 | 41P316 | Factory buildings process | Light - uninsulated | Sheet metal cladding | 501m² - 1000m² | Eaves ht - 19.0m | Steel framed building with single skin PMS cladding to walls and roof. Building Construction: - Foundations: Concrete pad and strip foundations with 150mm mesh reinforced concrete slab. Frame: Light steel frame. Upper Floors: None. Roof: Single skin profiled protected metal, fitted to steel purlins with plastic headed screws, translucent sheet glazing; rainwater gutters, down pipes and drainage. External Walls: ; single skin profiled protected metal cladding, fixed to horizontal steel rails with plastic headed screws, translucent sheet glazing; access doors goods/personnel. May have 100mm brickwork infill to 1.0m height. Windows and Doors: Single glazed windows in metal frames. Steel doors set within metal frames. Internal Walls: Block walls to toilet. Internal Finishes: None. Building Services: Electric light and power, water laid on, toilets, unheated. | Location Adjustment Applicable (See Guidance Notes) - ERC = UK mean of 1.00 | (BEAMS Note 2) The ERC for this item should be added to all other rateable items on the hereditament (except land). Therefore the total of the ERC of the other Building Items and the P&M ERC (where applicable) to enable the correct contract size adjustment to be made. ERC of Building Component + ERC of P&M = Total ERC to which contract size adjustment should be applied. The appropriate % adjustment should be made in accordance with the scale for contract size adjustment specified under section 6 of the RCG 2023 Guidance notes. The currency ERC rates are set at £4m (Four Million Pounds) @ 1st April 2021 (AVD) for the RCG 2023 Publication. | Excludes piling and external works. | Measure to GIA Height . | - | - | - | - | - | Photo 1 and 2 - Unit with external exposed frame. | - | 10099 |  | M2 | - | NA | NA | NA | 375.1881 | Option 1 | 465.1598 | 23.98% | 0 | 0 | -100% | -100% | 0 | -100% | Redirected | NA | VOA_GPN_GOV_UK\7246041 | 2019-08-30 | Low | - | - | Redirected, low risk | NA | - | NA | SPONS A&B | NA | (BEAMS Note 2) The ERC for this item should be added to all other rateable items on the hereditament (except land). Therefore the total of the ERC of the other Building Items and the P&M ERC (where applicable) to enable the correct contract size adjustment to be made. ERC of Building Component + ERC of P&M = Total ERC to which contract size adjustment should be applied. The appropriate % adjustment should be made in accordance with the scale for contract size adjustment specified under section 6 of the RCG 2021 Guidance notes. The currency ERC rates are set at £4m (Four Million Pounds) @ 1st April 2019 (AVD) for the RCG 2021 Publication. | Photo 1 and 2 - Unit with external exposed frame. | - | 2 | TRUE
2233 | 41P317 | 6119 | 41P317 | Factory buildings process | Light - uninsulated | Sheet metal cladding | 501m² - 1000m² | Eaves ht - 20.0m | Steel framed building with single skin PMS cladding to walls and roof. Building Construction: - Foundations: Concrete pad and strip foundations with 150mm mesh reinforced concrete slab. Frame: Light steel frame. Upper Floors: None. Roof: Single skin profiled protected metal, fitted to steel purlins with plastic headed screws, translucent sheet glazing; rainwater gutters, down pipes and drainage. External Walls: ; single skin profiled protected metal cladding, fixed to horizontal steel rails with plastic headed screws, translucent sheet glazing; access doors goods/personnel. May have 100mm brickwork infill to 1.0m height. Windows and Doors: Single glazed windows in metal frames. Steel doors set within metal frames. Internal Walls: Block walls to toilet. Internal Finishes: None. Building Services: Electric light and power, water laid on, toilets, unheated. | Location Adjustment Applicable (See Guidance Notes) - ERC = UK mean of 1.00 | (BEAMS Note 2) The ERC for this item should be added to all other rateable items on the hereditament (except land). Therefore the total of the ERC of the other Building Items and the P&M ERC (where applicable) to enable the correct contract size adjustment to be made. ERC of Building Component + ERC of P&M = Total ERC to which contract size adjustment should be applied. The appropriate % adjustment should be made in accordance with the scale for contract size adjustment specified under section 6 of the RCG 2023 Guidance notes. The currency ERC rates are set at £4m (Four Million Pounds) @ 1st April 2021 (AVD) for the RCG 2023 Publication. | Excludes piling and external works. | Measure to GIA Height . | - | - | - | - | - | Photo 1 and 2 - Unit with external exposed frame. | - | 10099 |  | M2 | - | NA | NA | NA | 386.7206 | Option 1 | 479.4577 | 23.98% | 0 | 0 | -100% | -100% | 0 | -100% | Redirected | NA | VOA_GPN_GOV_UK\7246041 | 2019-08-30 | Low | - | - | Redirected, low risk | NA | - | NA | SPONS A&B | NA | (BEAMS Note 2) The ERC for this item should be added to all other rateable items on the hereditament (except land). Therefore the total of the ERC of the other Building Items and the P&M ERC (where applicable) to enable the correct contract size adjustment to be made. ERC of Building Component + ERC of P&M = Total ERC to which contract size adjustment should be applied. The appropriate % adjustment should be made in accordance with the scale for contract size adjustment specified under section 6 of the RCG 2021 Guidance notes. The currency ERC rates are set at £4m (Four Million Pounds) @ 1st April 2019 (AVD) for the RCG 2021 Publication. | Photo 1 and 2 - Unit with external exposed frame. | - | 2 | TRUE
2234 | 41P318 | 6120 | 41P318 | Factory buildings process | Light - uninsulated | Sheet metal cladding | 501m² - 1000m² | Eaves ht - 21.0m | Steel framed building with single skin PMS cladding to walls and roof. Building Construction: - Foundations: Concrete pad and strip foundations with 150mm mesh reinforced concrete slab. Frame: Light steel frame. Upper Floors: None. Roof: Single skin profiled protected metal, fitted to steel purlins with plastic headed screws, translucent sheet glazing; rainwater gutters, down pipes and drainage. External Walls: ; single skin profiled protected metal cladding, fixed to horizontal steel rails with plastic headed screws, translucent sheet glazing; access doors goods/personnel. May have 100mm brickwork infill to 1.0m height. Windows and Doors: Single glazed windows in metal frames. Steel doors set within metal frames. Internal Walls: Block walls to toilet. Internal Finishes: None. Building Services: Electric light and power, water laid on, toilets, unheated. | Location Adjustment Applicable (See Guidance Notes) - ERC = UK mean of 1.00 | (BEAMS Note 2) The ERC for this item should be added to all other rateable items on the hereditament (except land). Therefore the total of the ERC of the other Building Items and the P&M ERC (where applicable) to enable the correct contract size adjustment to be made. ERC of Building Component + ERC of P&M = Total ERC to which contract size adjustment should be applied. The appropriate % adjustment should be made in accordance with the scale for contract size adjustment specified under section 6 of the RCG 2023 Guidance notes. The currency ERC rates are set at £4m (Four Million Pounds) @ 1st April 2021 (AVD) for the RCG 2023 Publication. | Excludes piling and external works. | Measure to GIA Height . | - | - | - | - | - | Photo 1 and 2 - Unit with external exposed frame. | - | 10099 |  | M2 | - | NA | NA | NA | 398.253 | Option 1 | 493.7557 | 23.98% | 0 | 0 | -100% | -100% | 0 | -100% | Redirected | NA | VOA_GPN_GOV_UK\7246041 | 2019-08-30 | Low | - | - | Redirected, low risk | NA | - | NA | SPONS A&B | NA | (BEAMS Note 2) The ERC for this item should be added to all other rateable items on the hereditament (except land). Therefore the total of the ERC of the other Building Items and the P&M ERC (where applicable) to enable the correct contract size adjustment to be made. ERC of Building Component + ERC of P&M = Total ERC to which contract size adjustment should be applied. The appropriate % adjustment should be made in accordance with the scale for contract size adjustment specified under section 6 of the RCG 2021 Guidance notes. The currency ERC rates are set at £4m (Four Million Pounds) @ 1st April 2019 (AVD) for the RCG 2021 Publication. | Photo 1 and 2 - Unit with external exposed frame. | - | 2 | TRUE
2235 | 41P319 | 6121 | 41P319 | Factory buildings process | Light - uninsulated | Sheet metal cladding | 501m² - 1000m² | Eaves ht - 22.0m | Steel framed building with single skin PMS cladding to walls and roof. Building Construction: - Foundations: Concrete pad and strip foundations with 150mm mesh reinforced concrete slab. Frame: Light steel frame. Upper Floors: None. Roof: Single skin profiled protected metal, fitted to steel purlins with plastic headed screws, translucent sheet glazing; rainwater gutters, down pipes and drainage. External Walls: ; single skin profiled protected metal cladding, fixed to horizontal steel rails with plastic headed screws, translucent sheet glazing; access doors goods/personnel. May have 100mm brickwork infill to 1.0m height. Windows and Doors: Single glazed windows in metal frames. Steel doors set within metal frames. Internal Walls: Block walls to toilet. Internal Finishes: None. Building Services: Electric light and power, water laid on, toilets, unheated. | Location Adjustment Applicable (See Guidance Notes) - ERC = UK mean of 1.00 | (BEAMS Note 2) The ERC for this item should be added to all other rateable items on the hereditament (except land). Therefore the total of the ERC of the other Building Items and the P&M ERC (where applicable) to enable the correct contract size adjustment to be made. ERC of Building Component + ERC of P&M = Total ERC to which contract size adjustment should be applied. The appropriate % adjustment should be made in accordance with the scale for contract size adjustment specified under section 6 of the RCG 2023 Guidance notes. The currency ERC rates are set at £4m (Four Million Pounds) @ 1st April 2021 (AVD) for the RCG 2023 Publication. | Excludes piling and external works. | Measure to GIA Height . | - | - | - | - | - | Photo 1 and 2 - Unit with external exposed frame. | - | 10099 |  | M2 | - | NA | NA | NA | 409.0166 | Option 1 | 507.1004 | 23.98% | 0 | 0 | -100% | -100% | 0 | -100% | Redirected | NA | VOA_GPN_GOV_UK\7246041 | 2019-08-30 | Low | - | - | Redirected, low risk | NA | - | NA | SPONS A&B | NA | (BEAMS Note 2) The ERC for this item should be added to all other rateable items on the hereditament (except land). Therefore the total of the ERC of the other Building Items and the P&M ERC (where applicable) to enable the correct contract size adjustment to be made. ERC of Building Component + ERC of P&M = Total ERC to which contract size adjustment should be applied. The appropriate % adjustment should be made in accordance with the scale for contract size adjustment specified under section 6 of the RCG 2021 Guidance notes. The currency ERC rates are set at £4m (Four Million Pounds) @ 1st April 2019 (AVD) for the RCG 2021 Publication. | Photo 1 and 2 - Unit with external exposed frame. | - | 2 | TRUE
2236 | 41P320 | 6128 | 41P320 | Factory buildings process | Light - uninsulated | Sheet metal cladding | 501m² - 1000m² | Eaves ht - 23.0m | Steel framed building with single skin PMS cladding to walls and roof. Building Construction: - Foundations: Concrete pad and strip foundations with 150mm mesh reinforced concrete slab. Frame: Light steel frame. Upper Floors: None. Roof: Single skin profiled protected metal, fitted to steel purlins with plastic headed screws, translucent sheet glazing; rainwater gutters, down pipes and drainage. External Walls: ; single skin profiled protected metal cladding, fixed to horizontal steel rails with plastic headed screws, translucent sheet glazing; access doors goods/personnel. May have 100mm brickwork infill to 1.0m height. Windows and Doors: Single glazed windows in metal frames. Steel doors set within metal frames. Internal Walls: Block walls to toilet. Internal Finishes: None. Building Services: Electric light and power, water laid on, toilets, unheated. | Location Adjustment Applicable (See Guidance Notes) - ERC = UK mean of 1.00 | (BEAMS Note 2) The ERC for this item should be added to all other rateable items on the hereditament (except land). Therefore the total of the ERC of the other Building Items and the P&M ERC (where applicable) to enable the correct contract size adjustment to be made. ERC of Building Component + ERC of P&M = Total ERC to which contract size adjustment should be applied. The appropriate % adjustment should be made in accordance with the scale for contract size adjustment specified under section 6 of the RCG 2023 Guidance notes. The currency ERC rates are set at £4m (Four Million Pounds) @ 1st April 2021 (AVD) for the RCG 2023 Publication. | Excludes piling and external works. | Measure to GIA Height . | - | - | - | - | - | Photo 1 and 2 - Unit with external exposed frame. | - | 10099 |  | M2 | - | NA | NA | NA | 420.549 | Option 1 | 521.3984 | 23.98% | 0 | 0 | -100% | -100% | 0 | -100% | Redirected | NA | VOA_GPN_GOV_UK\7246041 | 2019-08-30 | Low | - | - | Redirected, low risk | NA | - | NA | SPONS A&B | NA | (BEAMS Note 2) The ERC for this item should be added to all other rateable items on the hereditament (except land). Therefore the total of the ERC of the other Building Items and the P&M ERC (where applicable) to enable the correct contract size adjustment to be made. ERC of Building Component + ERC of P&M = Total ERC to which contract size adjustment should be applied. The appropriate % adjustment should be made in accordance with the scale for contract size adjustment specified under section 6 of the RCG 2021 Guidance notes. The currency ERC rates are set at £4m (Four Million Pounds) @ 1st April 2019 (AVD) for the RCG 2021 Publication. | Photo 1 and 2 - Unit with external exposed frame. | - | 2 | TRUE
2237 | 41P321 | 6129 | 41P321 | Factory buildings process | Light - uninsulated | Sheet metal cladding | 501m² - 1000m² | Eaves ht - 24.0m | Steel framed building with single skin PMS cladding to walls and roof. Building Construction: - Foundations: Concrete pad and strip foundations with 150mm mesh reinforced concrete slab. Frame: Light steel frame. Upper Floors: None. Roof: Single skin profiled protected metal, fitted to steel purlins with plastic headed screws, translucent sheet glazing; rainwater gutters, down pipes and drainage. External Walls: ; single skin profiled protected metal cladding, fixed to horizontal steel rails with plastic headed screws, translucent sheet glazing; access doors goods/personnel. May have 100mm brickwork infill to 1.0m height. Windows and Doors: Single glazed windows in metal frames. Steel doors set within metal frames. Internal Walls: Block walls to toilet. Internal Finishes: None. Building Services: Electric light and power, water laid on, toilets, unheated. | Location Adjustment Applicable (See Guidance Notes) - ERC = UK mean of 1.00 | (BEAMS Note 2) The ERC for this item should be added to all other rateable items on the hereditament (except land). Therefore the total of the ERC of the other Building Items and the P&M ERC (where applicable) to enable the correct contract size adjustment to be made. ERC of Building Component + ERC of P&M = Total ERC to which contract size adjustment should be applied. The appropriate % adjustment should be made in accordance with the scale for contract size adjustment specified under section 6 of the RCG 2023 Guidance notes. The currency ERC rates are set at £4m (Four Million Pounds) @ 1st April 2021 (AVD) for the RCG 2023 Publication. | Excludes piling and external works. | Measure to GIA Height . | - | - | - | - | - | Photo 1 and 2 - Unit with external exposed frame. | - | 10099 |  | M2 | - | NA | NA | NA | 431.3126 | Option 1 | 534.7431 | 23.98% | 0 | 0 | -100% | -100% | 0 | -100% | Redirected | NA | VOA_GPN_GOV_UK\7246041 | 2019-08-30 | Low | - | - | Redirected, low risk | NA | - | NA | SPONS A&B | NA | (BEAMS Note 2) The ERC for this item should be added to all other rateable items on the hereditament (except land). Therefore the total of the ERC of the other Building Items and the P&M ERC (where applicable) to enable the correct contract size adjustment to be made. ERC of Building Component + ERC of P&M = Total ERC to which contract size adjustment should be applied. The appropriate % adjustment should be made in accordance with the scale for contract size adjustment specified under section 6 of the RCG 2021 Guidance notes. The currency ERC rates are set at £4m (Four Million Pounds) @ 1st April 2019 (AVD) for the RCG 2021 Publication. | Photo 1 and 2 - Unit with external exposed frame. | - | 2 | TRUE
2238 | 41P322 | 6130 | 41P322 | Factory buildings process | Light - uninsulated | Sheet metal cladding | 501m² - 1000m² | Eaves ht - 25.0m | Steel framed building with single skin PMS cladding to walls and roof. Building Construction: - Foundations: Concrete pad and strip foundations with 150mm mesh reinforced concrete slab. Frame: Light steel frame. Upper Floors: None. Roof: Single skin profiled protected metal, fitted to steel purlins with plastic headed screws, translucent sheet glazing; rainwater gutters, down pipes and drainage. External Walls: ; single skin profiled protected metal cladding, fixed to horizontal steel rails with plastic headed screws, translucent sheet glazing; access doors goods/personnel. May have 100mm brickwork infill to 1.0m height. Windows and Doors: Single glazed windows in metal frames. Steel doors set within metal frames. Internal Walls: Block walls to toilet. Internal Finishes: None. Building Services: Electric light and power, water laid on, toilets, unheated. | Location Adjustment Applicable (See Guidance Notes) - ERC = UK mean of 1.00 | (BEAMS Note 2) The ERC for this item should be added to all other rateable items on the hereditament (except land). Therefore the total of the ERC of the other Building Items and the P&M ERC (where applicable) to enable the correct contract size adjustment to be made. ERC of Building Component + ERC of P&M = Total ERC to which contract size adjustment should be applied. The appropriate % adjustment should be made in accordance with the scale for contract size adjustment specified under section 6 of the RCG 2023 Guidance notes. The currency ERC rates are set at £4m (Four Million Pounds) @ 1st April 2021 (AVD) for the RCG 2023 Publication. | Excludes piling and external works. | Measure to GIA Height . | - | - | - | - | - | Photo 1 and 2 - Unit with external exposed frame. | - | 10099 |  | M2 | - | NA | NA | NA | 442.845 | Option 1 | 549.0411 | 23.98% | 0 | 0 | -100% | -100% | 0 | -100% | Redirected | NA | VOA_GPN_GOV_UK\7246041 | 2019-08-30 | Low | - | - | Redirected, low risk | NA | - | NA | SPONS A&B | NA | (BEAMS Note 2) The ERC for this item should be added to all other rateable items on the hereditament (except land). Therefore the total of the ERC of the other Building Items and the P&M ERC (where applicable) to enable the correct contract size adjustment to be made. ERC of Building Component + ERC of P&M = Total ERC to which contract size adjustment should be applied. The appropriate % adjustment should be made in accordance with the scale for contract size adjustment specified under section 6 of the RCG 2021 Guidance notes. The currency ERC rates are set at £4m (Four Million Pounds) @ 1st April 2019 (AVD) for the RCG 2021 Publication. | Photo 1 and 2 - Unit with external exposed frame. | - | 2 | TRUE
2239 | 41P323 | 6131 | 41P323 | Factory buildings process | Light - uninsulated | Sheet metal cladding | 501m² - 1000m² | Eaves ht - 26.0m | Steel framed building with single skin PMS cladding to walls and roof. Building Construction: - Foundations: Concrete pad and strip foundations with 150mm mesh reinforced concrete slab. Frame: Light steel frame. Upper Floors: None. Roof: Single skin profiled protected metal, fitted to steel purlins with plastic headed screws, translucent sheet glazing; rainwater gutters, down pipes and drainage. External Walls: ; single skin profiled protected metal cladding, fixed to horizontal steel rails with plastic headed screws, translucent sheet glazing; access doors goods/personnel. May have 100mm brickwork infill to 1.0m height. Windows and Doors: Single glazed windows in metal frames. Steel doors set within metal frames. Internal Walls: Block walls to toilet. Internal Finishes: None. Building Services: Electric light and power, water laid on, toilets, unheated. | Location Adjustment Applicable (See Guidance Notes) - ERC = UK mean of 1.00 | (BEAMS Note 2) The ERC for this item should be added to all other rateable items on the hereditament (except land). Therefore the total of the ERC of the other Building Items and the P&M ERC (where applicable) to enable the correct contract size adjustment to be made. ERC of Building Component + ERC of P&M = Total ERC to which contract size adjustment should be applied. The appropriate % adjustment should be made in accordance with the scale for contract size adjustment specified under section 6 of the RCG 2023 Guidance notes. The currency ERC rates are set at £4m (Four Million Pounds) @ 1st April 2021 (AVD) for the RCG 2023 Publication. | Excludes piling and external works. | Measure to GIA Height . | - | - | - | - | - | Photo 1 and 2 - Unit with external exposed frame. | - | 10099 |  | M2 | - | NA | NA | NA | 457.4527 | Option 1 | 567.1518 | 23.98% | 0 | 0 | -100% | -100% | 0 | -100% | Redirected | NA | VOA_GPN_GOV_UK\7246041 | 2019-08-30 | Low | - | - | Redirected, low risk | NA | - | NA | SPONS A&B | NA | (BEAMS Note 2) The ERC for this item should be added to all other rateable items on the hereditament (except land). Therefore the total of the ERC of the other Building Items and the P&M ERC (where applicable) to enable the correct contract size adjustment to be made. ERC of Building Component + ERC of P&M = Total ERC to which contract size adjustment should be applied. The appropriate % adjustment should be made in accordance with the scale for contract size adjustment specified under section 6 of the RCG 2021 Guidance notes. The currency ERC rates are set at £4m (Four Million Pounds) @ 1st April 2019 (AVD) for the RCG 2021 Publication. | Photo 1 and 2 - Unit with external exposed frame. | - | 2 | TRUE
2240 | 41P324 | 6132 | 41P324 | Factory buildings process | Light - uninsulated | Sheet metal cladding | 501m² - 1000m² | Eaves ht - 27.0m | Steel framed building with single skin PMS cladding to walls and roof. Building Construction: - Foundations: Concrete pad and strip foundations with 150mm mesh reinforced concrete slab. Frame: Light steel frame. Upper Floors: None. Roof: Single skin profiled protected metal, fitted to steel purlins with plastic headed screws, translucent sheet glazing; rainwater gutters, down pipes and drainage. External Walls: ; single skin profiled protected metal cladding, fixed to horizontal steel rails with plastic headed screws, translucent sheet glazing; access doors goods/personnel. May have 100mm brickwork infill to 1.0m height. Windows and Doors: Single glazed windows in metal frames. Steel doors set within metal frames. Internal Walls: Block walls to toilet. Internal Finishes: None. Building Services: Electric light and power, water laid on, toilets, unheated. | Location Adjustment Applicable (See Guidance Notes) - ERC = UK mean of 1.00 | (BEAMS Note 2) The ERC for this item should be added to all other rateable items on the hereditament (except land). Therefore the total of the ERC of the other Building Items and the P&M ERC (where applicable) to enable the correct contract size adjustment to be made. ERC of Building Component + ERC of P&M = Total ERC to which contract size adjustment should be applied. The appropriate % adjustment should be made in accordance with the scale for contract size adjustment specified under section 6 of the RCG 2023 Guidance notes. The currency ERC rates are set at £4m (Four Million Pounds) @ 1st April 2021 (AVD) for the RCG 2023 Publication. | Excludes piling and external works. | Measure to GIA Height . | - | - | - | - | - | Photo 1 and 2 - Unit with external exposed frame. | - | 10099 |  | M2 | - | NA | NA | NA | 471.2916 | Option 1 | 584.3093 | 23.98% | 0 | 0 | -100% | -100% | 0 | -100% | Redirected | NA | VOA_GPN_GOV_UK\7246041 | 2019-08-30 | Low | - | - | Redirected, low risk | NA | - | NA | SPONS A&B | NA | (BEAMS Note 2) The ERC for this item should be added to all other rateable items on the hereditament (except land). Therefore the total of the ERC of the other Building Items and the P&M ERC (where applicable) to enable the correct contract size adjustment to be made. ERC of Building Component + ERC of P&M = Total ERC to which contract size adjustment should be applied. The appropriate % adjustment should be made in accordance with the scale for contract size adjustment specified under section 6 of the RCG 2021 Guidance notes. The currency ERC rates are set at £4m (Four Million Pounds) @ 1st April 2019 (AVD) for the RCG 2021 Publication. | Photo 1 and 2 - Unit with external exposed frame. | - | 2 | TRUE
2241 | 41P325 | 6136 | 41P325 | Factory buildings process | Light - uninsulated | Sheet metal cladding | 501m² - 1000m² | Eaves ht - 28.0m | Steel framed building with single skin PMS cladding to walls and roof. Building Construction: - Foundations: Concrete pad and strip foundations with 150mm mesh reinforced concrete slab. Frame: Light steel frame. Upper Floors: None. Roof: Single skin profiled protected metal, fitted to steel purlins with plastic headed screws, translucent sheet glazing; rainwater gutters, down pipes and drainage. External Walls: ; single skin profiled protected metal cladding, fixed to horizontal steel rails with plastic headed screws, translucent sheet glazing; access doors goods/personnel. May have 100mm brickwork infill to 1.0m height. Windows and Doors: Single glazed windows in metal frames. Steel doors set within metal frames. Internal Walls: Block walls to toilet. Internal Finishes: None. Building Services: Electric light and power, water laid on, toilets, unheated. | Location Adjustment Applicable (See Guidance Notes) - ERC = UK mean of 1.00 | (BEAMS Note 2) The ERC for this item should be added to all other rateable items on the hereditament (except land). Therefore the total of the ERC of the other Building Items and the P&M ERC (where applicable) to enable the correct contract size adjustment to be made. ERC of Building Component + ERC of P&M = Total ERC to which contract size adjustment should be applied. The appropriate % adjustment should be made in accordance with the scale for contract size adjustment specified under section 6 of the RCG 2023 Guidance notes. The currency ERC rates are set at £4m (Four Million Pounds) @ 1st April 2021 (AVD) for the RCG 2023 Publication. | Excludes piling and external works. | Measure to GIA Height . | - | - | - | - | - | Photo 1 and 2 - Unit with external exposed frame. | - | 10099 |  | M2 | - | NA | NA | NA | 484.3617 | Option 1 | 600.5137 | 23.98% | 0 | 0 | -100% | -100% | 0 | -100% | Redirected | NA | VOA_GPN_GOV_UK\7246041 | 2019-08-30 | Low | - | - | Redirected, low risk | NA | - | NA | SPONS A&B | NA | (BEAMS Note 2) The ERC for this item should be added to all other rateable items on the hereditament (except land). Therefore the total of the ERC of the other Building Items and the P&M ERC (where applicable) to enable the correct contract size adjustment to be made. ERC of Building Component + ERC of P&M = Total ERC to which contract size adjustment should be applied. The appropriate % adjustment should be made in accordance with the scale for contract size adjustment specified under section 6 of the RCG 2021 Guidance notes. The currency ERC rates are set at £4m (Four Million Pounds) @ 1st April 2019 (AVD) for the RCG 2021 Publication. | Photo 1 and 2 - Unit with external exposed frame. | - | 2 | TRUE
2242 | 41P326 | 6137 | 41P326 | Factory buildings process | Light - uninsulated | Sheet metal cladding | 501m² - 1000m² | Eaves ht - 29.0m | Steel framed building with single skin PMS cladding to walls and roof. Building Construction: - Foundations: Concrete pad and strip foundations with 150mm mesh reinforced concrete slab. Frame: Light steel frame. Upper Floors: None. Roof: Single skin profiled protected metal, fitted to steel purlins with plastic headed screws, translucent sheet glazing; rainwater gutters, down pipes and drainage. External Walls: ; single skin profiled protected metal cladding, fixed to horizontal steel rails with plastic headed screws, translucent sheet glazing; access doors goods/personnel. May have 100mm brickwork infill to 1.0m height. Windows and Doors: Single glazed windows in metal frames. Steel doors set within metal frames. Internal Walls: Block walls to toilet. Internal Finishes: None. Building Services: Electric light and power, water laid on, toilets, unheated. | Location Adjustment Applicable (See Guidance Notes) - ERC = UK mean of 1.00 | (BEAMS Note 2) The ERC for this item should be added to all other rateable items on the hereditament (except land). Therefore the total of the ERC of the other Building Items and the P&M ERC (where applicable) to enable the correct contract size adjustment to be made. ERC of Building Component + ERC of P&M = Total ERC to which contract size adjustment should be applied. The appropriate % adjustment should be made in accordance with the scale for contract size adjustment specified under section 6 of the RCG 2023 Guidance notes. The currency ERC rates are set at £4m (Four Million Pounds) @ 1st April 2021 (AVD) for the RCG 2023 Publication. | Excludes piling and external works. | Measure to GIA Height . | - | - | - | - | - | Photo 1 and 2 - Unit with external exposed frame. | - | 10099 |  | M2 | - | NA | NA | NA | 498.2006 | Option 1 | 617.6712 | 23.98% | 0 | 0 | -100% | -100% | 0 | -100% | Redirected | NA | VOA_GPN_GOV_UK\7246041 | 2019-08-30 | Low | - | - | Redirected, low risk | NA | - | NA | SPONS A&B | NA | (BEAMS Note 2) The ERC for this item should be added to all other rateable items on the hereditament (except land). Therefore the total of the ERC of the other Building Items and the P&M ERC (where applicable) to enable the correct contract size adjustment to be made. ERC of Building Component + ERC of P&M = Total ERC to which contract size adjustment should be applied. The appropriate % adjustment should be made in accordance with the scale for contract size adjustment specified under section 6 of the RCG 2021 Guidance notes. The currency ERC rates are set at £4m (Four Million Pounds) @ 1st April 2019 (AVD) for the RCG 2021 Publication. | Photo 1 and 2 - Unit with external exposed frame. | - | 2 | TRUE
2243 | 41P327 | 6138 | 41P327 | Factory buildings process | Light - uninsulated | Sheet metal cladding | 501m² - 1000m² | Eaves ht - 30.0m | Steel framed building with single skin PMS cladding to walls and roof. Building Construction: - Foundations: Concrete pad and strip foundations with 150mm mesh reinforced concrete slab. Frame: Light steel frame. Upper Floors: None. Roof: Single skin profiled protected metal, fitted to steel purlins with plastic headed screws, translucent sheet glazing; rainwater gutters, down pipes and drainage. External Walls: ; single skin profiled protected metal cladding, fixed to horizontal steel rails with plastic headed screws, translucent sheet glazing; access doors goods/personnel. May have 100mm brickwork infill to 1.0m height. Windows and Doors: Single glazed windows in metal frames. Steel doors set within metal frames. Internal Walls: Block walls to toilet. Internal Finishes: None. Building Services: Electric light and power, water laid on, toilets, unheated. | Location Adjustment Applicable (See Guidance Notes) - ERC = UK mean of 1.00 | (BEAMS Note 2) The ERC for this item should be added to all other rateable items on the hereditament (except land). Therefore the total of the ERC of the other Building Items and the P&M ERC (where applicable) to enable the correct contract size adjustment to be made. ERC of Building Component + ERC of P&M = Total ERC to which contract size adjustment should be applied. The appropriate % adjustment should be made in accordance with the scale for contract size adjustment specified under section 6 of the RCG 2023 Guidance notes. The currency ERC rates are set at £4m (Four Million Pounds) @ 1st April 2021 (AVD) for the RCG 2023 Publication. | Excludes piling and external works. | Measure to GIA Height . | - | - | - | - | - | Photo 1 and 2 - Unit with external exposed frame. | - | 10099 |  | M2 | - | NA | NA | NA | 511.2707 | Option 1 | 633.8755 | 23.98% | 0 | 0 | -100% | -100% | 0 | -100% | Redirected | NA | VOA_GPN_GOV_UK\7246041 | 2019-08-30 | Low | - | - | Redirected, low risk | NA | - | NA | SPONS A&B | NA | (BEAMS Note 2) The ERC for this item should be added to all other rateable items on the hereditament (except land). Therefore the total of the ERC of the other Building Items and the P&M ERC (where applicable) to enable the correct contract size adjustment to be made. ERC of Building Component + ERC of P&M = Total ERC to which contract size adjustment should be applied. The appropriate % adjustment should be made in accordance with the scale for contract size adjustment specified under section 6 of the RCG 2021 Guidance notes. The currency ERC rates are set at £4m (Four Million Pounds) @ 1st April 2019 (AVD) for the RCG 2021 Publication. | Photo 1 and 2 - Unit with external exposed frame. | - | 2 | TRUE
2244 | 41P328 | 6139 | 41P328 | Factory buildings process | Light - uninsulated | Sheet metal cladding | 501m² - 1000m² | Eaves ht - 31.0m | Steel framed building with single skin PMS cladding to walls and roof. Building Construction: - Foundations: Concrete pad and strip foundations with 150mm mesh reinforced concrete slab. Frame: Light steel frame. Upper Floors: None. Roof: Single skin profiled protected metal, fitted to steel purlins with plastic headed screws, translucent sheet glazing; rainwater gutters, down pipes and drainage. External Walls: ; single skin profiled protected metal cladding, fixed to horizontal steel rails with plastic headed screws, translucent sheet glazing; access doors goods/personnel. May have 100mm brickwork infill to 1.0m height. Windows and Doors: Single glazed windows in metal frames. Steel doors set within metal frames. Internal Walls: Block walls to toilet. Internal Finishes: None. Building Services: Electric light and power, water laid on, toilets, unheated. | Location Adjustment Applicable (See Guidance Notes) - ERC = UK mean of 1.00 | (BEAMS Note 2) The ERC for this item should be added to all other rateable items on the hereditament (except land). Therefore the total of the ERC of the other Building Items and the P&M ERC (where applicable) to enable the correct contract size adjustment to be made. ERC of Building Component + ERC of P&M = Total ERC to which contract size adjustment should be applied. The appropriate % adjustment should be made in accordance with the scale for contract size adjustment specified under section 6 of the RCG 2023 Guidance notes. The currency ERC rates are set at £4m (Four Million Pounds) @ 1st April 2021 (AVD) for the RCG 2023 Publication. | Excludes piling and external works. | Measure to GIA Height . | - | - | - | - | - | Photo 1 and 2 - Unit with external exposed frame. | - | 10099 |  | M2 | - | NA | NA | NA | 533.5667 | Option 1 | 661.5182 | 23.98% | 0 | 0 | -100% | -100% | 0 | -100% | Redirected | NA | VOA_GPN_GOV_UK\7246041 | 2019-08-30 | Low | - | - | Redirected, low risk | NA | - | NA | SPONS A&B | NA | (BEAMS Note 2) The ERC for this item should be added to all other rateable items on the hereditament (except land). Therefore the total of the ERC of the other Building Items and the P&M ERC (where applicable) to enable the correct contract size adjustment to be made. ERC of Building Component + ERC of P&M = Total ERC to which contract size adjustment should be applied. The appropriate % adjustment should be made in accordance with the scale for contract size adjustment specified under section 6 of the RCG 2021 Guidance notes. The currency ERC rates are set at £4m (Four Million Pounds) @ 1st April 2019 (AVD) for the RCG 2021 Publication. | Photo 1 and 2 - Unit with external exposed frame. | - | 2 | TRUE
2245 | 41P329 | 6201 | 41P329 | Factory buildings process | Light - uninsulated | Sheet metal cladding | 501m² - 1000m² | Eaves ht - 32.0m | Steel framed building with single skin PMS cladding to walls and roof. Building Construction: - Foundations: Concrete pad and strip foundations with 150mm mesh reinforced concrete slab. Frame: Light steel frame. Upper Floors: None. Roof: Single skin profiled protected metal, fitted to steel purlins with plastic headed screws, translucent sheet glazing; rainwater gutters, down pipes and drainage. External Walls: ; single skin profiled protected metal cladding, fixed to horizontal steel rails with plastic headed screws, translucent sheet glazing; access doors goods/personnel. May have 100mm brickwork infill to 1.0m height. Windows and Doors: Single glazed windows in metal frames. Steel doors set within metal frames. Internal Walls: Block walls to toilet. Internal Finishes: None. Building Services: Electric light and power, water laid on, toilets, unheated. | Location Adjustment Applicable (See Guidance Notes) - ERC = UK mean of 1.00 | (BEAMS Note 2) The ERC for this item should be added to all other rateable items on the hereditament (except land). Therefore the total of the ERC of the other Building Items and the P&M ERC (where applicable) to enable the correct contract size adjustment to be made. ERC of Building Component + ERC of P&M = Total ERC to which contract size adjustment should be applied. The appropriate % adjustment should be made in accordance with the scale for contract size adjustment specified under section 6 of the RCG 2023 Guidance notes. The currency ERC rates are set at £4m (Four Million Pounds) @ 1st April 2021 (AVD) for the RCG 2023 Publication. | Excludes piling and external works. | Measure to GIA Height . | - | - | - | - | - | Photo 1 and 2 - Unit with external exposed frame. | - | 10099 |  | M2 | - | NA | NA | NA | 548.1745 | Option 1 | 679.6289 | 23.98% | 0 | 0 | -100% | -100% | 0 | -100% | Redirected | NA | VOA_GPN_GOV_UK\7246041 | 2019-08-30 | Low | - | - | Redirected, low risk | NA | - | NA | SPONS A&B | NA | (BEAMS Note 2) The ERC for this item should be added to all other rateable items on the hereditament (except land). Therefore the total of the ERC of the other Building Items and the P&M ERC (where applicable) to enable the correct contract size adjustment to be made. ERC of Building Component + ERC of P&M = Total ERC to which contract size adjustment should be applied. The appropriate % adjustment should be made in accordance with the scale for contract size adjustment specified under section 6 of the RCG 2021 Guidance notes. The currency ERC rates are set at £4m (Four Million Pounds) @ 1st April 2019 (AVD) for the RCG 2021 Publication. | Photo 1 and 2 - Unit with external exposed frame. | - | 2 | TRUE
2246 | 41P330 | 6214 | 41P330 | Factory buildings process | Light - uninsulated | Sheet metal cladding | 501m² - 1000m² | Eaves ht - 33.0m | Steel framed building with single skin PMS cladding to walls and roof. Building Construction: - Foundations: Concrete pad and strip foundations with 150mm mesh reinforced concrete slab. Frame: Light steel frame. Upper Floors: None. Roof: Single skin profiled protected metal, fitted to steel purlins with plastic headed screws, translucent sheet glazing; rainwater gutters, down pipes and drainage. External Walls: ; single skin profiled protected metal cladding, fixed to horizontal steel rails with plastic headed screws, translucent sheet glazing; access doors goods/personnel. May have 100mm brickwork infill to 1.0m height. Windows and Doors: Single glazed windows in metal frames. Steel doors set within metal frames. Internal Walls: Block walls to toilet. Internal Finishes: None. Building Services: Electric light and power, water laid on, toilets, unheated. | Location Adjustment Applicable (See Guidance Notes) - ERC = UK mean of 1.00 | (BEAMS Note 2) The ERC for this item should be added to all other rateable items on the hereditament (except land). Therefore the total of the ERC of the other Building Items and the P&M ERC (where applicable) to enable the correct contract size adjustment to be made. ERC of Building Component + ERC of P&M = Total ERC to which contract size adjustment should be applied. The appropriate % adjustment should be made in accordance with the scale for contract size adjustment specified under section 6 of the RCG 2023 Guidance notes. The currency ERC rates are set at £4m (Four Million Pounds) @ 1st April 2021 (AVD) for the RCG 2023 Publication. | Excludes piling and external works. | Measure to GIA Height . | - | - | - | - | - | Photo 1 and 2 - Unit with external exposed frame. | - | 10099 |  | M2 | - | NA | NA | NA | 563.551 | Option 1 | 698.6929 | 23.98% | 0 | 0 | -100% | -100% | 0 | -100% | Redirected | NA | VOA_GPN_GOV_UK\7246041 | 2019-08-30 | Low | - | - | Redirected, low risk | NA | - | NA | SPONS A&B | NA | (BEAMS Note 2) The ERC for this item should be added to all other rateable items on the hereditament (except land). Therefore the total of the ERC of the other Building Items and the P&M ERC (where applicable) to enable the correct contract size adjustment to be made. ERC of Building Component + ERC of P&M = Total ERC to which contract size adjustment should be applied. The appropriate % adjustment should be made in accordance with the scale for contract size adjustment specified under section 6 of the RCG 2021 Guidance notes. The currency ERC rates are set at £4m (Four Million Pounds) @ 1st April 2019 (AVD) for the RCG 2021 Publication. | Photo 1 and 2 - Unit with external exposed frame. | - | 2 | TRUE
2247 | 41P331 | 6215 | 41P331 | Factory buildings process | Light - uninsulated | Sheet metal cladding | 501m² - 1000m² | Eaves ht - 34.0m | Steel framed building with single skin PMS cladding to walls and roof. Building Construction: - Foundations: Concrete pad and strip foundations with 150mm mesh reinforced concrete slab. Frame: Light steel frame. Upper Floors: None. Roof: Single skin profiled protected metal, fitted to steel purlins with plastic headed screws, translucent sheet glazing; rainwater gutters, down pipes and drainage. External Walls: ; single skin profiled protected metal cladding, fixed to horizontal steel rails with plastic headed screws, translucent sheet glazing; access doors goods/personnel. May have 100mm brickwork infill to 1.0m height. Windows and Doors: Single glazed windows in metal frames. Steel doors set within metal frames. Internal Walls: Block walls to toilet. Internal Finishes: None. Building Services: Electric light and power, water laid on, toilets, unheated. | Location Adjustment Applicable (See Guidance Notes) - ERC = UK mean of 1.00 | (BEAMS Note 2) The ERC for this item should be added to all other rateable items on the hereditament (except land). Therefore the total of the ERC of the other Building Items and the P&M ERC (where applicable) to enable the correct contract size adjustment to be made. ERC of Building Component + ERC of P&M = Total ERC to which contract size adjustment should be applied. The appropriate % adjustment should be made in accordance with the scale for contract size adjustment specified under section 6 of the RCG 2023 Guidance notes. The currency ERC rates are set at £4m (Four Million Pounds) @ 1st April 2021 (AVD) for the RCG 2023 Publication. | Excludes piling and external works. | Measure to GIA Height . | - | - | - | - | - | Photo 1 and 2 - Unit with external exposed frame. | - | 10099 |  | M2 | - | NA | NA | NA | 578.1588 | Option 1 | 716.8036 | 23.98% | 0 | 0 | -100% | -100% | 0 | -100% | Redirected | NA | VOA_GPN_GOV_UK\7246041 | 2019-08-30 | Low | - | - | Redirected, low risk | NA | - | NA | SPONS A&B | NA | (BEAMS Note 2) The ERC for this item should be added to all other rateable items on the hereditament (except land). Therefore the total of the ERC of the other Building Items and the P&M ERC (where applicable) to enable the correct contract size adjustment to be made. ERC of Building Component + ERC of P&M = Total ERC to which contract size adjustment should be applied. The appropriate % adjustment should be made in accordance with the scale for contract size adjustment specified under section 6 of the RCG 2021 Guidance notes. The currency ERC rates are set at £4m (Four Million Pounds) @ 1st April 2019 (AVD) for the RCG 2021 Publication. | Photo 1 and 2 - Unit with external exposed frame. | - | 2 | TRUE
2248 | 41P332 | 6216 | 41P332 | Factory buildings process | Light - uninsulated | Sheet metal cladding | 501m² - 1000m² | Eaves ht - 35.0m | Steel framed building with single skin PMS cladding to walls and roof. Building Construction: - Foundations: Concrete pad and strip foundations with 150mm mesh reinforced concrete slab. Frame: Light steel frame. Upper Floors: None. Roof: Single skin profiled protected metal, fitted to steel purlins with plastic headed screws, translucent sheet glazing; rainwater gutters, down pipes and drainage. External Walls: ; single skin profiled protected metal cladding, fixed to horizontal steel rails with plastic headed screws, translucent sheet glazing; access doors goods/personnel. May have 100mm brickwork infill to 1.0m height. Windows and Doors: Single glazed windows in metal frames. Steel doors set within metal frames. Internal Walls: Block walls to toilet. Internal Finishes: None. Building Services: Electric light and power, water laid on, toilets, unheated. | Location Adjustment Applicable (See Guidance Notes) - ERC = UK mean of 1.00 | (BEAMS Note 2) The ERC for this item should be added to all other rateable items on the hereditament (except land). Therefore the total of the ERC of the other Building Items and the P&M ERC (where applicable) to enable the correct contract size adjustment to be made. ERC of Building Component + ERC of P&M = Total ERC to which contract size adjustment should be applied. The appropriate % adjustment should be made in accordance with the scale for contract size adjustment specified under section 6 of the RCG 2023 Guidance notes. The currency ERC rates are set at £4m (Four Million Pounds) @ 1st April 2021 (AVD) for the RCG 2023 Publication. | Excludes piling and external works. | Measure to GIA Height . | - | - | - | - | - | Photo 1 and 2 - Unit with external exposed frame. | - | 10099 |  | M2 | - | NA | NA | NA | 592.7665 | Option 1 | 734.9143 | 23.98% | 0 | 0 | -100% | -100% | 0 | -100% | Redirected | NA | VOA_GPN_GOV_UK\7246041 | 2019-08-30 | Low | - | - | Redirected, low risk | NA | - | NA | SPONS A&B | NA | (BEAMS Note 2) The ERC for this item should be added to all other rateable items on the hereditament (except land). Therefore the total of the ERC of the other Building Items and the P&M ERC (where applicable) to enable the correct contract size adjustment to be made. ERC of Building Component + ERC of P&M = Total ERC to which contract size adjustment should be applied. The appropriate % adjustment should be made in accordance with the scale for contract size adjustment specified under section 6 of the RCG 2021 Guidance notes. The currency ERC rates are set at £4m (Four Million Pounds) @ 1st April 2019 (AVD) for the RCG 2021 Publication. | Photo 1 and 2 - Unit with external exposed frame. | - | 2 | TRUE
2249 | 41P341 | 5933 | 41P341 | Factory buildings process | Light - uninsulated | Sheet metal cladding | > 5000m² | Eaves ht - 13.0m | Steel framed building with single skin PMS cladding to walls and roof. Building Construction: - Foundations: Concrete pad and strip foundations with 250mm mesh reinforced concrete slab. Frame: Light steel frame. Upper Floors: None. Roof: Single skin profiled protected metal, fitted to steel purlins with plastic headed screws, translucent sheet glazing; rainwater gutters, down pipes and drainage. External Walls: Single skin profiled protected metal cladding, fixed to horizontal steel rails with plastic headed screws, translucent sheet glazing; access doors goods/personnel. May have 100mm brickwork infill to 1.0m height. Windows and Doors: Single glazed windows in metal frames. Steel doors set within metal frames. Internal Walls: Block walls to toilet. Internal Finishes: None. Building Services: Electric light and power, water laid on, toilets, unheated. | Location Adjustment Applicable (See Guidance Notes) - ERC = UK mean of 1.00 | (BEAMS Note 2) The ERC for this item should be added to all other rateable items on the hereditament (except land). Therefore the total of the ERC of the other Building Items and the P&M ERC (where applicable) to enable the correct contract size adjustment to be made. ERC of Building Component + ERC of P&M = Total ERC to which contract size adjustment should be applied. The appropriate % adjustment should be made in accordance with the scale for contract size adjustment specified under section 6 of the RCG 2023 Guidance notes. The currency ERC rates are set at £4m (Four Million Pounds) @ 1st April 2021 (AVD) for the RCG 2023 Publication. | Costs exclude piling and external works . | Measure to GIA | - | - | - | - | - | Photo 1 - Large unit 6.0m to eaves . | - | 10100 |  | M2 | - | NA | NA | NA | 231.4173 | Option 1 | 286.9121 | 23.98% | 0 | 0 | -100% | -100% | 0 | -100% | Redirected | NA | VOA_GPN_GOV_UK\7246041 | 2019-08-30 | Low | - | - | Redirected, low risk | NA | - | NA | SPONS A&B | NA | (BEAMS Note 2) The ERC for this item should be added to all other rateable items on the hereditament (except land). Therefore the total of the ERC of the other Building Items and the P&M ERC (where applicable) to enable the correct contract size adjustment to be made. ERC of Building Component + ERC of P&M = Total ERC to which contract size adjustment should be applied. The appropriate % adjustment should be made in accordance with the scale for contract size adjustment specified under section 6 of the RCG 2021 Guidance notes. The currency ERC rates are set at £4m (Four Million Pounds) @ 1st April 2019 (AVD) for the RCG 2021 Publication. | Photo 1 - Large unit 6.0m to eaves . | - | 2 | TRUE
2250 | 41P342 | 5934 | 41P342 | Factory buildings process | Light - uninsulated | Sheet metal cladding | > 5000m² | Eaves ht - 14.0m | Steel framed building with single skin PMS cladding to walls and roof. Building Construction: - Foundations: Concrete pad and strip foundations with 250mm mesh reinforced concrete slab. Frame: Light steel frame. Upper Floors: None. Roof: Single skin profiled protected metal, fitted to steel purlins with plastic headed screws, translucent sheet glazing; rainwater gutters, down pipes and drainage. External Walls: Single skin profiled protected metal cladding, fixed to horizontal steel rails with plastic headed screws, translucent sheet glazing; access doors goods/personnel. May have 100mm brickwork infill to 1.0m height. Windows and Doors: Single glazed windows in metal frames. Steel doors set within metal frames. Internal Walls: Block walls to toilet. Internal Finishes: None. Building Services: Electric light and power, water laid on, toilets, unheated. | Location Adjustment Applicable (See Guidance Notes) - ERC = UK mean of 1.00 | (BEAMS Note 2) The ERC for this item should be added to all other rateable items on the hereditament (except land). Therefore the total of the ERC of the other Building Items and the P&M ERC (where applicable) to enable the correct contract size adjustment to be made. ERC of Building Component + ERC of P&M = Total ERC to which contract size adjustment should be applied. The appropriate % adjustment should be made in accordance with the scale for contract size adjustment specified under section 6 of the RCG 2023 Guidance notes. The currency ERC rates are set at £4m (Four Million Pounds) @ 1st April 2021 (AVD) for the RCG 2023 Publication. | Costs exclude piling and external works . | Measure to GIA | - | - | - | - | - | Photo 1 - Large unit 6.0m to eaves . | - | 10100 |  | M2 | - | NA | NA | NA | 236.7991 | Option 1 | 293.5845 | 23.98% | 0 | 0 | -100% | -100% | 0 | -100% | Redirected | NA | VOA_GPN_GOV_UK\7246041 | 2019-08-30 | Low | - | - | Redirected, low risk | NA | - | NA | SPONS A&B | NA | (BEAMS Note 2) The ERC for this item should be added to all other rateable items on the hereditament (except land). Therefore the total of the ERC of the other Building Items and the P&M ERC (where applicable) to enable the correct contract size adjustment to be made. ERC of Building Component + ERC of P&M = Total ERC to which contract size adjustment should be applied. The appropriate % adjustment should be made in accordance with the scale for contract size adjustment specified under section 6 of the RCG 2021 Guidance notes. The currency ERC rates are set at £4m (Four Million Pounds) @ 1st April 2019 (AVD) for the RCG 2021 Publication. | Photo 1 - Large unit 6.0m to eaves . | - | 2 | TRUE
2251 | 41P343 | 5935 | 41P343 | Factory buildings process | Light - uninsulated | Sheet metal cladding | > 5000m² | Eaves ht - 15.0m | Steel framed building with single skin PMS cladding to walls and roof. Building Construction: - Foundations: Concrete pad and strip foundations with 250mm mesh reinforced concrete slab. Frame: Light steel frame. Upper Floors: None. Roof: Single skin profiled protected metal, fitted to steel purlins with plastic headed screws, translucent sheet glazing; rainwater gutters, down pipes and drainage. External Walls: Single skin profiled protected metal cladding, fixed to horizontal steel rails with plastic headed screws, translucent sheet glazing; access doors goods/personnel. May have 100mm brickwork infill to 1.0m height. Windows and Doors: Single glazed windows in metal frames. Steel doors set within metal frames. Internal Walls: Block walls to toilet. Internal Finishes: None. Building Services: Electric light and power, water laid on, toilets, unheated. | Location Adjustment Applicable (See Guidance Notes) - ERC = UK mean of 1.00 | (BEAMS Note 2) The ERC for this item should be added to all other rateable items on the hereditament (except land). Therefore the total of the ERC of the other Building Items and the P&M ERC (where applicable) to enable the correct contract size adjustment to be made. ERC of Building Component + ERC of P&M = Total ERC to which contract size adjustment should be applied. The appropriate % adjustment should be made in accordance with the scale for contract size adjustment specified under section 6 of the RCG 2023 Guidance notes. The currency ERC rates are set at £4m (Four Million Pounds) @ 1st April 2021 (AVD) for the RCG 2023 Publication. | Costs exclude piling and external works . | Measure to GIA | - | - | - | - | - | Photo 1 - Large unit 6.0m to eaves . | - | 10100 |  | M2 | - | NA | NA | NA | 242.1809 | Option 1 | 300.2568 | 23.98% | 0 | 0 | -100% | -100% | 0 | -100% | Redirected | NA | VOA_GPN_GOV_UK\7246041 | 2019-08-30 | Low | - | - | Redirected, low risk | NA | - | NA | SPONS A&B | NA | (BEAMS Note 2) The ERC for this item should be added to all other rateable items on the hereditament (except land). Therefore the total of the ERC of the other Building Items and the P&M ERC (where applicable) to enable the correct contract size adjustment to be made. ERC of Building Component + ERC of P&M = Total ERC to which contract size adjustment should be applied. The appropriate % adjustment should be made in accordance with the scale for contract size adjustment specified under section 6 of the RCG 2021 Guidance notes. The currency ERC rates are set at £4m (Four Million Pounds) @ 1st April 2019 (AVD) for the RCG 2021 Publication. | Photo 1 - Large unit 6.0m to eaves . | - | 2 | TRUE
2252 | 41P345 | 5937 | 41P345 | Factory buildings process | Light - uninsulated | Sheet metal cladding | > 5000m² | Eaves ht - 17.0m | Steel framed building with single skin PMS cladding to walls and roof. Building Construction: - Foundations: Concrete pad and strip foundations with 250mm mesh reinforced concrete slab. Frame: Light steel frame. Upper Floors: None. Roof: Single skin profiled protected metal, fitted to steel purlins with plastic headed screws, translucent sheet glazing; rainwater gutters, down pipes and drainage. External Walls: Single skin profiled protected metal cladding, fixed to horizontal steel rails with plastic headed screws, translucent sheet glazing; access doors goods/personnel. May have 100mm brickwork infill to 1.0m height. Windows and Doors: Single glazed windows in metal frames. Steel doors set within metal frames. Internal Walls: Block walls to toilet. Internal Finishes: None. Building Services: Electric light and power, water laid on, toilets, unheated. | Location Adjustment Applicable (See Guidance Notes) - ERC = UK mean of 1.00 | (BEAMS Note 2) The ERC for this item should be added to all other rateable items on the hereditament (except land). Therefore the total of the ERC of the other Building Items and the P&M ERC (where applicable) to enable the correct contract size adjustment to be made. ERC of Building Component + ERC of P&M = Total ERC to which contract size adjustment should be applied. The appropriate % adjustment should be made in accordance with the scale for contract size adjustment specified under section 6 of the RCG 2023 Guidance notes. The currency ERC rates are set at £4m (Four Million Pounds) @ 1st April 2021 (AVD) for the RCG 2023 Publication. | Costs exclude piling and external works . | Measure to GIA | - | - | - | - | - | Photo 1 - Large unit 6.0m to eaves . | - | 10100 |  | M2 | - | NA | NA | NA | 256.7886 | Option 1 | 318.3676 | 23.98% | 0 | 0 | -100% | -100% | 0 | -100% | Redirected | NA | VOA_GPN_GOV_UK\7246041 | 2019-08-30 | Low | - | - | Redirected, low risk | NA | - | NA | SPONS A&B | NA | (BEAMS Note 2) The ERC for this item should be added to all other rateable items on the hereditament (except land). Therefore the total of the ERC of the other Building Items and the P&M ERC (where applicable) to enable the correct contract size adjustment to be made. ERC of Building Component + ERC of P&M = Total ERC to which contract size adjustment should be applied. The appropriate % adjustment should be made in accordance with the scale for contract size adjustment specified under section 6 of the RCG 2021 Guidance notes. The currency ERC rates are set at £4m (Four Million Pounds) @ 1st April 2019 (AVD) for the RCG 2021 Publication. | Photo 1 - Large unit 6.0m to eaves . | - | 2 | TRUE
2253 | 41P346 | 5938 | 41P346 | Factory buildings process | Light - uninsulated | Sheet metal cladding | > 5000m² | Eaves ht - 18.0m | Steel framed building with single skin PMS cladding to walls and roof. Building Construction: - Foundations: Concrete pad and strip foundations with 250mm mesh reinforced concrete slab. Frame: Light steel frame. Upper Floors: None. Roof: Single skin profiled protected metal, fitted to steel purlins with plastic headed screws, translucent sheet glazing; rainwater gutters, down pipes and drainage. External Walls: Single skin profiled protected metal cladding, fixed to horizontal steel rails with plastic headed screws, translucent sheet glazing; access doors goods/personnel. May have 100mm brickwork infill to 1.0m height. Windows and Doors: Single glazed windows in metal frames. Steel doors set within metal frames. Internal Walls: Block walls to toilet. Internal Finishes: None. Building Services: Electric light and power, water laid on, toilets, unheated. | Location Adjustment Applicable (See Guidance Notes) - ERC = UK mean of 1.00 | (BEAMS Note 2) The ERC for this item should be added to all other rateable items on the hereditament (except land). Therefore the total of the ERC of the other Building Items and the P&M ERC (where applicable) to enable the correct contract size adjustment to be made. ERC of Building Component + ERC of P&M = Total ERC to which contract size adjustment should be applied. The appropriate % adjustment should be made in accordance with the scale for contract size adjustment specified under section 6 of the RCG 2023 Guidance notes. The currency ERC rates are set at £4m (Four Million Pounds) @ 1st April 2021 (AVD) for the RCG 2023 Publication. | Costs exclude piling and external works . | Measure to GIA | - | - | - | - | - | Photo 1 - Large unit 6.0m to eaves . | - | 10100 |  | M2 | - | NA | NA | NA | 262.1704 | Option 1 | 325.0399 | 23.98% | 0 | 0 | -100% | -100% | 0 | -100% | Redirected | NA | VOA_GPN_GOV_UK\7246041 | 2019-08-30 | Low | - | - | Redirected, low risk | NA | - | NA | SPONS A&B | NA | (BEAMS Note 2) The ERC for this item should be added to all other rateable items on the hereditament (except land). Therefore the total of the ERC of the other Building Items and the P&M ERC (where applicable) to enable the correct contract size adjustment to be made. ERC of Building Component + ERC of P&M = Total ERC to which contract size adjustment should be applied. The appropriate % adjustment should be made in accordance with the scale for contract size adjustment specified under section 6 of the RCG 2021 Guidance notes. The currency ERC rates are set at £4m (Four Million Pounds) @ 1st April 2019 (AVD) for the RCG 2021 Publication. | Photo 1 - Large unit 6.0m to eaves . | - | 2 | TRUE
2254 | 41P347 | 5939 | 41P347 | Factory buildings process | Light - uninsulated | Sheet metal cladding | > 5000m² | Eaves ht - 19.0m | Steel framed building with single skin PMS cladding to walls and roof. Building Construction: - Foundations: Concrete pad and strip foundations with 250mm mesh reinforced concrete slab. Frame: Light steel frame. Upper Floors: None. Roof: Single skin profiled protected metal, fitted to steel purlins with plastic headed screws, translucent sheet glazing; rainwater gutters, down pipes and drainage. External Walls: Single skin profiled protected metal cladding, fixed to horizontal steel rails with plastic headed screws, translucent sheet glazing; access doors goods/personnel. May have 100mm brickwork infill to 1.0m height. Windows and Doors: Single glazed windows in metal frames. Steel doors set within metal frames. Internal Walls: Block walls to toilet. Internal Finishes: None. Building Services: Electric light and power, water laid on, toilets, unheated. | Location Adjustment Applicable (See Guidance Notes) - ERC = UK mean of 1.00 | (BEAMS Note 2) The ERC for this item should be added to all other rateable items on the hereditament (except land). Therefore the total of the ERC of the other Building Items and the P&M ERC (where applicable) to enable the correct contract size adjustment to be made. ERC of Building Component + ERC of P&M = Total ERC to which contract size adjustment should be applied. The appropriate % adjustment should be made in accordance with the scale for contract size adjustment specified under section 6 of the RCG 2023 Guidance notes. The currency ERC rates are set at £4m (Four Million Pounds) @ 1st April 2021 (AVD) for the RCG 2023 Publication. | Costs exclude piling and external works . | Measure to GIA | - | - | - | - | - | Photo 1 - Large unit 6.0m to eaves . | - | 10100 |  | M2 | - | NA | NA | NA | 268.321 | Option 1 | 332.6655 | 23.98% | 0 | 0 | -100% | -100% | 0 | -100% | Redirected | NA | VOA_GPN_GOV_UK\7246041 | 2019-08-30 | Low | - | - | Redirected, low risk | NA | - | NA | SPONS A&B | NA | (BEAMS Note 2) The ERC for this item should be added to all other rateable items on the hereditament (except land). Therefore the total of the ERC of the other Building Items and the P&M ERC (where applicable) to enable the correct contract size adjustment to be made. ERC of Building Component + ERC of P&M = Total ERC to which contract size adjustment should be applied. The appropriate % adjustment should be made in accordance with the scale for contract size adjustment specified under section 6 of the RCG 2021 Guidance notes. The currency ERC rates are set at £4m (Four Million Pounds) @ 1st April 2019 (AVD) for the RCG 2021 Publication. | Photo 1 - Large unit 6.0m to eaves . | - | 2 | TRUE
2255 | 41P348 | 5940 | 41P348 | Factory buildings process | Light - uninsulated | Sheet metal cladding | > 5000m² | Eaves ht - 20.0m | Steel framed building with single skin PMS cladding to walls and roof. Building Construction: - Foundations: Concrete pad and strip foundations with 250mm mesh reinforced concrete slab. Frame: Light steel frame. Upper Floors: None. Roof: Single skin profiled protected metal, fitted to steel purlins with plastic headed screws, translucent sheet glazing; rainwater gutters, down pipes and drainage. External Walls: Single skin profiled protected metal cladding, fixed to horizontal steel rails with plastic headed screws, translucent sheet glazing; access doors goods/personnel. May have 100mm brickwork infill to 1.0m height. Windows and Doors: Single glazed windows in metal frames. Steel doors set within metal frames. Internal Walls: Block walls to toilet. Internal Finishes: None. Building Services: Electric light and power, water laid on, toilets, unheated. | Location Adjustment Applicable (See Guidance Notes) - ERC = UK mean of 1.00 | (BEAMS Note 2) The ERC for this item should be added to all other rateable items on the hereditament (except land). Therefore the total of the ERC of the other Building Items and the P&M ERC (where applicable) to enable the correct contract size adjustment to be made. ERC of Building Component + ERC of P&M = Total ERC to which contract size adjustment should be applied. The appropriate % adjustment should be made in accordance with the scale for contract size adjustment specified under section 6 of the RCG 2023 Guidance notes. The currency ERC rates are set at £4m (Four Million Pounds) @ 1st April 2021 (AVD) for the RCG 2023 Publication. | Costs exclude piling and external works . | Measure to GIA | - | - | - | - | - | Photo 1 - Large unit 6.0m to eaves . | - | 10100 |  | M2 | - | NA | NA | NA | 274.4716 | Option 1 | 340.2911 | 23.98% | 0 | 0 | -100% | -100% | 0 | -100% | Redirected | NA | VOA_GPN_GOV_UK\7246041 | 2019-08-30 | Low | - | - | Redirected, low risk | NA | - | NA | SPONS A&B | NA | (BEAMS Note 2) The ERC for this item should be added to all other rateable items on the hereditament (except land). Therefore the total of the ERC of the other Building Items and the P&M ERC (where applicable) to enable the correct contract size adjustment to be made. ERC of Building Component + ERC of P&M = Total ERC to which contract size adjustment should be applied. The appropriate % adjustment should be made in accordance with the scale for contract size adjustment specified under section 6 of the RCG 2021 Guidance notes. The currency ERC rates are set at £4m (Four Million Pounds) @ 1st April 2019 (AVD) for the RCG 2021 Publication. | Photo 1 - Large unit 6.0m to eaves . | - | 2 | TRUE
2256 | 41P349 | 5941 | 41P349 | Factory buildings process | Light - uninsulated | Sheet metal cladding | > 5000m² | Eaves ht - 21.0m | Steel framed building with single skin PMS cladding to walls and roof. Building Construction: - Foundations: Concrete pad and strip foundations with 250mm mesh reinforced concrete slab. Frame: Light steel frame. Upper Floors: None. Roof: Single skin profiled protected metal, fitted to steel purlins with plastic headed screws, translucent sheet glazing; rainwater gutters, down pipes and drainage. External Walls: Single skin profiled protected metal cladding, fixed to horizontal steel rails with plastic headed screws, translucent sheet glazing; access doors goods/personnel. May have 100mm brickwork infill to 1.0m height. Windows and Doors: Single glazed windows in metal frames. Steel doors set within metal frames. Internal Walls: Block walls to toilet. Internal Finishes: None. Building Services: Electric light and power, water laid on, toilets, unheated. | Location Adjustment Applicable (See Guidance Notes) - ERC = UK mean of 1.00 | (BEAMS Note 2) The ERC for this item should be added to all other rateable items on the hereditament (except land). Therefore the total of the ERC of the other Building Items and the P&M ERC (where applicable) to enable the correct contract size adjustment to be made. ERC of Building Component + ERC of P&M = Total ERC to which contract size adjustment should be applied. The appropriate % adjustment should be made in accordance with the scale for contract size adjustment specified under section 6 of the RCG 2023 Guidance notes. The currency ERC rates are set at £4m (Four Million Pounds) @ 1st April 2021 (AVD) for the RCG 2023 Publication. | Costs exclude piling and external works . | Measure to GIA | - | - | - | - | - | Photo 1 - Large unit 6.0m to eaves . | - | 10100 |  | M2 | - | NA | NA | NA | 279.8534 | Option 1 | 346.9634 | 23.98% | 0 | 0 | -100% | -100% | 0 | -100% | Redirected | NA | VOA_GPN_GOV_UK\7246041 | 2019-08-30 | Low | - | - | Redirected, low risk | NA | - | NA | SPONS A&B | NA | (BEAMS Note 2) The ERC for this item should be added to all other rateable items on the hereditament (except land). Therefore the total of the ERC of the other Building Items and the P&M ERC (where applicable) to enable the correct contract size adjustment to be made. ERC of Building Component + ERC of P&M = Total ERC to which contract size adjustment should be applied. The appropriate % adjustment should be made in accordance with the scale for contract size adjustment specified under section 6 of the RCG 2021 Guidance notes. The currency ERC rates are set at £4m (Four Million Pounds) @ 1st April 2019 (AVD) for the RCG 2021 Publication. | Photo 1 - Large unit 6.0m to eaves . | - | 2 | TRUE
2257 | 41P350 | 5955 | 41P350 | Factory buildings process | Light - uninsulated | Sheet metal cladding | > 5000m² | Eaves ht - 22.0m | Steel framed building with single skin PMS cladding to walls and roof. Building Construction: - Foundations: Concrete pad and strip foundations with 250mm mesh reinforced concrete slab. Frame: Light steel frame. Upper Floors: None. Roof: Single skin profiled protected metal, fitted to steel purlins with plastic headed screws, translucent sheet glazing; rainwater gutters, down pipes and drainage. External Walls: Single skin profiled protected metal cladding, fixed to horizontal steel rails with plastic headed screws, translucent sheet glazing; access doors goods/personnel. May have 100mm brickwork infill to 1.0m height. Windows and Doors: Single glazed windows in metal frames. Steel doors set within metal frames. Internal Walls: Block walls to toilet. Internal Finishes: None. Building Services: Electric light and power, water laid on, toilets, unheated. | Location Adjustment Applicable (See Guidance Notes) - ERC = UK mean of 1.00 | (BEAMS Note 2) The ERC for this item should be added to all other rateable items on the hereditament (except land). Therefore the total of the ERC of the other Building Items and the P&M ERC (where applicable) to enable the correct contract size adjustment to be made. ERC of Building Component + ERC of P&M = Total ERC to which contract size adjustment should be applied. The appropriate % adjustment should be made in accordance with the scale for contract size adjustment specified under section 6 of the RCG 2023 Guidance notes. The currency ERC rates are set at £4m (Four Million Pounds) @ 1st April 2021 (AVD) for the RCG 2023 Publication. | Costs exclude piling and external works . | Measure to GIA | - | - | - | - | - | Photo 1 - Large unit 6.0m to eaves . | - | 10100 |  | M2 | - | NA | NA | NA | 286.0041 | Option 1 | 354.589 | 23.98% | 0 | 0 | -100% | -100% | 0 | -100% | Redirected | NA | VOA_GPN_GOV_UK\7246041 | 2019-08-30 | Low | - | - | Redirected, low risk | NA | - | NA | SPONS A&B | NA | (BEAMS Note 2) The ERC for this item should be added to all other rateable items on the hereditament (except land). Therefore the total of the ERC of the other Building Items and the P&M ERC (where applicable) to enable the correct contract size adjustment to be made. ERC of Building Component + ERC of P&M = Total ERC to which contract size adjustment should be applied. The appropriate % adjustment should be made in accordance with the scale for contract size adjustment specified under section 6 of the RCG 2021 Guidance notes. The currency ERC rates are set at £4m (Four Million Pounds) @ 1st April 2019 (AVD) for the RCG 2021 Publication. | Photo 1 - Large unit 6.0m to eaves . | - | 2 | TRUE
2258 | 41P351 | 5956 | 41P351 | Factory buildings process | Light - uninsulated | Sheet metal cladding | > 5000m² | Eaves ht - 23.0m | Steel framed building with single skin PMS cladding to walls and roof. Building Construction: - Foundations: Concrete pad and strip foundations with 250mm mesh reinforced concrete slab. Frame: Light steel frame. Upper Floors: None. Roof: Single skin profiled protected metal, fitted to steel purlins with plastic headed screws, translucent sheet glazing; rainwater gutters, down pipes and drainage. External Walls: Single skin profiled protected metal cladding, fixed to horizontal steel rails with plastic headed screws, translucent sheet glazing; access doors goods/personnel. May have 100mm brickwork infill to 1.0m height. Windows and Doors: Single glazed windows in metal frames. Steel doors set within metal frames. Internal Walls: Block walls to toilet. Internal Finishes: None. Building Services: Electric light and power, water laid on, toilets, unheated. | Location Adjustment Applicable (See Guidance Notes) - ERC = UK mean of 1.00 | (BEAMS Note 2) The ERC for this item should be added to all other rateable items on the hereditament (except land). Therefore the total of the ERC of the other Building Items and the P&M ERC (where applicable) to enable the correct contract size adjustment to be made. ERC of Building Component + ERC of P&M = Total ERC to which contract size adjustment should be applied. The appropriate % adjustment should be made in accordance with the scale for contract size adjustment specified under section 6 of the RCG 2023 Guidance notes. The currency ERC rates are set at £4m (Four Million Pounds) @ 1st April 2021 (AVD) for the RCG 2023 Publication. | Costs exclude piling and external works . | Measure to GIA | - | - | - | - | - | Photo 1 - Large unit 6.0m to eaves . | - | 10100 |  | M2 | - | NA | NA | NA | 291.3859 | Option 1 | 361.2614 | 23.98% | 0 | 0 | -100% | -100% | 0 | -100% | Redirected | NA | VOA_GPN_GOV_UK\7246041 | 2019-08-30 | Low | - | - | Redirected, low risk | NA | - | NA | SPONS A&B | NA | (BEAMS Note 2) The ERC for this item should be added to all other rateable items on the hereditament (except land). Therefore the total of the ERC of the other Building Items and the P&M ERC (where applicable) to enable the correct contract size adjustment to be made. ERC of Building Component + ERC of P&M = Total ERC to which contract size adjustment should be applied. The appropriate % adjustment should be made in accordance with the scale for contract size adjustment specified under section 6 of the RCG 2021 Guidance notes. The currency ERC rates are set at £4m (Four Million Pounds) @ 1st April 2019 (AVD) for the RCG 2021 Publication. | Photo 1 - Large unit 6.0m to eaves . | - | 2 | TRUE
2259 | 41P352 | 5957 | 41P352 | Factory buildings process | Light - uninsulated | Sheet metal cladding | > 5000m² | Eaves ht - 24.0m | Steel framed building with single skin PMS cladding to walls and roof. Building Construction: - Foundations: Concrete pad and strip foundations with 250mm mesh reinforced concrete slab. Frame: Light steel frame. Upper Floors: None. Roof: Single skin profiled protected metal, fitted to steel purlins with plastic headed screws, translucent sheet glazing; rainwater gutters, down pipes and drainage. External Walls: Single skin profiled protected metal cladding, fixed to horizontal steel rails with plastic headed screws, translucent sheet glazing; access doors goods/personnel. May have 100mm brickwork infill to 1.0m height. Windows and Doors: Single glazed windows in metal frames. Steel doors set within metal frames. Internal Walls: Block walls to toilet. Internal Finishes: None. Building Services: Electric light and power, water laid on, toilets, unheated. | Location Adjustment Applicable (See Guidance Notes) - ERC = UK mean of 1.00 | (BEAMS Note 2) The ERC for this item should be added to all other rateable items on the hereditament (except land). Therefore the total of the ERC of the other Building Items and the P&M ERC (where applicable) to enable the correct contract size adjustment to be made. ERC of Building Component + ERC of P&M = Total ERC to which contract size adjustment should be applied. The appropriate % adjustment should be made in accordance with the scale for contract size adjustment specified under section 6 of the RCG 2023 Guidance notes. The currency ERC rates are set at £4m (Four Million Pounds) @ 1st April 2021 (AVD) for the RCG 2023 Publication. | Costs exclude piling and external works . | Measure to GIA | - | - | - | - | - | Photo 1 - Large unit 6.0m to eaves . | - | 10100 |  | M2 | - | NA | NA | NA | 297.5365 | Option 1 | 368.887 | 23.98% | 0 | 0 | -100% | -100% | 0 | -100% | Redirected | NA | VOA_GPN_GOV_UK\7246041 | 2019-08-30 | Low | - | - | Redirected, low risk | NA | - | NA | SPONS A&B | NA | (BEAMS Note 2) The ERC for this item should be added to all other rateable items on the hereditament (except land). Therefore the total of the ERC of the other Building Items and the P&M ERC (where applicable) to enable the correct contract size adjustment to be made. ERC of Building Component + ERC of P&M = Total ERC to which contract size adjustment should be applied. The appropriate % adjustment should be made in accordance with the scale for contract size adjustment specified under section 6 of the RCG 2021 Guidance notes. The currency ERC rates are set at £4m (Four Million Pounds) @ 1st April 2019 (AVD) for the RCG 2021 Publication. | Photo 1 - Large unit 6.0m to eaves . | - | 2 | TRUE
2260 | 41P353 | 5958 | 41P353 | Factory buildings process | Light - uninsulated | Sheet metal cladding | > 5000m² | Eaves ht - 25.0m | Steel framed building with single skin PMS cladding to walls and roof. Building Construction: - Foundations: Concrete pad and strip foundations with 250mm mesh reinforced concrete slab. Frame: Light steel frame. Upper Floors: None. Roof: Single skin profiled protected metal, fitted to steel purlins with plastic headed screws, translucent sheet glazing; rainwater gutters, down pipes and drainage. External Walls: Single skin profiled protected metal cladding, fixed to horizontal steel rails with plastic headed screws, translucent sheet glazing; access doors goods/personnel. May have 100mm brickwork infill to 1.0m height. Windows and Doors: Single glazed windows in metal frames. Steel doors set within metal frames. Internal Walls: Block walls to toilet. Internal Finishes: None. Building Services: Electric light and power, water laid on, toilets, unheated. | Location Adjustment Applicable (See Guidance Notes) - ERC = UK mean of 1.00 | (BEAMS Note 2) The ERC for this item should be added to all other rateable items on the hereditament (except land). Therefore the total of the ERC of the other Building Items and the P&M ERC (where applicable) to enable the correct contract size adjustment to be made. ERC of Building Component + ERC of P&M = Total ERC to which contract size adjustment should be applied. The appropriate % adjustment should be made in accordance with the scale for contract size adjustment specified under section 6 of the RCG 2023 Guidance notes. The currency ERC rates are set at £4m (Four Million Pounds) @ 1st April 2021 (AVD) for the RCG 2023 Publication. | Costs exclude piling and external works . | Measure to GIA | - | - | - | - | - | Photo 1 - Large unit 6.0m to eaves . | - | 10100 |  | M2 | - | NA | NA | NA | 302.9183 | Option 1 | 375.5593 | 23.98% | 0 | 0 | -100% | -100% | 0 | -100% | Redirected | NA | VOA_GPN_GOV_UK\7246041 | 2019-08-30 | Low | - | - | Redirected, low risk | NA | - | NA | SPONS A&B | NA | (BEAMS Note 2) The ERC for this item should be added to all other rateable items on the hereditament (except land). Therefore the total of the ERC of the other Building Items and the P&M ERC (where applicable) to enable the correct contract size adjustment to be made. ERC of Building Component + ERC of P&M = Total ERC to which contract size adjustment should be applied. The appropriate % adjustment should be made in accordance with the scale for contract size adjustment specified under section 6 of the RCG 2021 Guidance notes. The currency ERC rates are set at £4m (Four Million Pounds) @ 1st April 2019 (AVD) for the RCG 2021 Publication. | Photo 1 - Large unit 6.0m to eaves . | - | 2 | TRUE
2261 | 41P354 | 5959 | 41P354 | Factory buildings process | Light - uninsulated | Sheet metal cladding | > 5000m² | Eaves ht - 26.0m | Steel framed building with single skin PMS cladding to walls and roof. Building Construction: - Foundations: Concrete pad and strip foundations with 250mm mesh reinforced concrete slab. Frame: Light steel frame. Upper Floors: None. Roof: Single skin profiled protected metal, fitted to steel purlins with plastic headed screws, translucent sheet glazing; rainwater gutters, down pipes and drainage. External Walls: Single skin profiled protected metal cladding, fixed to horizontal steel rails with plastic headed screws, translucent sheet glazing; access doors goods/personnel. May have 100mm brickwork infill to 1.0m height. Windows and Doors: Single glazed windows in metal frames. Steel doors set within metal frames. Internal Walls: Block walls to toilet. Internal Finishes: None. Building Services: Electric light and power, water laid on, toilets, unheated. | Location Adjustment Applicable (See Guidance Notes) - ERC = UK mean of 1.00 | (BEAMS Note 2) The ERC for this item should be added to all other rateable items on the hereditament (except land). Therefore the total of the ERC of the other Building Items and the P&M ERC (where applicable) to enable the correct contract size adjustment to be made. ERC of Building Component + ERC of P&M = Total ERC to which contract size adjustment should be applied. The appropriate % adjustment should be made in accordance with the scale for contract size adjustment specified under section 6 of the RCG 2023 Guidance notes. The currency ERC rates are set at £4m (Four Million Pounds) @ 1st April 2021 (AVD) for the RCG 2023 Publication. | Costs exclude piling and external works . | Measure to GIA | - | - | - | - | - | Photo 1 - Large unit 6.0m to eaves . | - | 10100 |  | M2 | - | NA | NA | NA | 311.3754 | Option 1 | 386.0445 | 23.98% | 0 | 0 | -100% | -100% | 0 | -100% | Redirected | NA | VOA_GPN_GOV_UK\7246041 | 2019-08-30 | Low | - | - | Redirected, low risk | NA | - | NA | SPONS A&B | NA | (BEAMS Note 2) The ERC for this item should be added to all other rateable items on the hereditament (except land). Therefore the total of the ERC of the other Building Items and the P&M ERC (where applicable) to enable the correct contract size adjustment to be made. ERC of Building Component + ERC of P&M = Total ERC to which contract size adjustment should be applied. The appropriate % adjustment should be made in accordance with the scale for contract size adjustment specified under section 6 of the RCG 2021 Guidance notes. The currency ERC rates are set at £4m (Four Million Pounds) @ 1st April 2019 (AVD) for the RCG 2021 Publication. | Photo 1 - Large unit 6.0m to eaves . | - | 2 | TRUE
2262 | 41P355 | 5960 | 41P355 | Factory buildings process | Light - uninsulated | Sheet metal cladding | > 5000m² | Eaves ht - 27.0m | Steel framed building with single skin PMS cladding to walls and roof. Building Construction: - Foundations: Concrete pad and strip foundations with 250mm mesh reinforced concrete slab. Frame: Light steel frame. Upper Floors: None. Roof: Single skin profiled protected metal, fitted to steel purlins with plastic headed screws, translucent sheet glazing; rainwater gutters, down pipes and drainage. External Walls: Single skin profiled protected metal cladding, fixed to horizontal steel rails with plastic headed screws, translucent sheet glazing; access doors goods/personnel. May have 100mm brickwork infill to 1.0m height. Windows and Doors: Single glazed windows in metal frames. Steel doors set within metal frames. Internal Walls: Block walls to toilet. Internal Finishes: None. Building Services: Electric light and power, water laid on, toilets, unheated. | Location Adjustment Applicable (See Guidance Notes) - ERC = UK mean of 1.00 | (BEAMS Note 2) The ERC for this item should be added to all other rateable items on the hereditament (except land). Therefore the total of the ERC of the other Building Items and the P&M ERC (where applicable) to enable the correct contract size adjustment to be made. ERC of Building Component + ERC of P&M = Total ERC to which contract size adjustment should be applied. The appropriate % adjustment should be made in accordance with the scale for contract size adjustment specified under section 6 of the RCG 2023 Guidance notes. The currency ERC rates are set at £4m (Four Million Pounds) @ 1st April 2021 (AVD) for the RCG 2023 Publication. | Costs exclude piling and external works . | Measure to GIA | - | - | - | - | - | Photo 1 - Large unit 6.0m to eaves . | - | 10100 |  | M2 | - | NA | NA | NA | 319.0637 | Option 1 | 395.5765 | 23.98% | 0 | 0 | -100% | -100% | 0 | -100% | Redirected | NA | VOA_GPN_GOV_UK\7246041 | 2019-08-30 | Low | - | - | Redirected, low risk | NA | - | NA | SPONS A&B | NA | (BEAMS Note 2) The ERC for this item should be added to all other rateable items on the hereditament (except land). Therefore the total of the ERC of the other Building Items and the P&M ERC (where applicable) to enable the correct contract size adjustment to be made. ERC of Building Component + ERC of P&M = Total ERC to which contract size adjustment should be applied. The appropriate % adjustment should be made in accordance with the scale for contract size adjustment specified under section 6 of the RCG 2021 Guidance notes. The currency ERC rates are set at £4m (Four Million Pounds) @ 1st April 2019 (AVD) for the RCG 2021 Publication. | Photo 1 - Large unit 6.0m to eaves . | - | 2 | TRUE
2263 | 41P356 | 5961 | 41P356 | Factory buildings process | Light - uninsulated | Sheet metal cladding | > 5000m² | Eaves ht - 28.0m | Steel framed building with single skin PMS cladding to walls and roof. Building Construction: - Foundations: Concrete pad and strip foundations with 250mm mesh reinforced concrete slab. Frame: Light steel frame. Upper Floors: None. Roof: Single skin profiled protected metal, fitted to steel purlins with plastic headed screws, translucent sheet glazing; rainwater gutters, down pipes and drainage. External Walls: Single skin profiled protected metal cladding, fixed to horizontal steel rails with plastic headed screws, translucent sheet glazing; access doors goods/personnel. May have 100mm brickwork infill to 1.0m height. Windows and Doors: Single glazed windows in metal frames. Steel doors set within metal frames. Internal Walls: Block walls to toilet. Internal Finishes: None. Building Services: Electric light and power, water laid on, toilets, unheated. | Location Adjustment Applicable (See Guidance Notes) - ERC = UK mean of 1.00 | (BEAMS Note 2) The ERC for this item should be added to all other rateable items on the hereditament (except land). Therefore the total of the ERC of the other Building Items and the P&M ERC (where applicable) to enable the correct contract size adjustment to be made. ERC of Building Component + ERC of P&M = Total ERC to which contract size adjustment should be applied. The appropriate % adjustment should be made in accordance with the scale for contract size adjustment specified under section 6 of the RCG 2023 Guidance notes. The currency ERC rates are set at £4m (Four Million Pounds) @ 1st April 2021 (AVD) for the RCG 2023 Publication. | Costs exclude piling and external works . | Measure to GIA | - | - | - | - | - | Photo 1 - Large unit 6.0m to eaves . | - | 10100 |  | M2 | - | NA | NA | NA | 325.9831 | Option 1 | 404.1552 | 23.98% | 0 | 0 | -100% | -100% | 0 | -100% | Redirected | NA | VOA_GPN_GOV_UK\7246041 | 2019-08-30 | Low | - | - | Redirected, low risk | NA | - | NA | SPONS A&B | NA | (BEAMS Note 2) The ERC for this item should be added to all other rateable items on the hereditament (except land). Therefore the total of the ERC of the other Building Items and the P&M ERC (where applicable) to enable the correct contract size adjustment to be made. ERC of Building Component + ERC of P&M = Total ERC to which contract size adjustment should be applied. The appropriate % adjustment should be made in accordance with the scale for contract size adjustment specified under section 6 of the RCG 2021 Guidance notes. The currency ERC rates are set at £4m (Four Million Pounds) @ 1st April 2019 (AVD) for the RCG 2021 Publication. | Photo 1 - Large unit 6.0m to eaves . | - | 2 | TRUE
2264 | 41P357 | 5965 | 41P357 | Factory buildings process | Light - uninsulated | Sheet metal cladding | > 5000m² | Eaves ht - 29.0m | Steel framed building with single skin PMS cladding to walls and roof. Building Construction: - Foundations: Concrete pad and strip foundations with 250mm mesh reinforced concrete slab. Frame: Light steel frame. Upper Floors: None. Roof: Single skin profiled protected metal, fitted to steel purlins with plastic headed screws, translucent sheet glazing; rainwater gutters, down pipes and drainage. External Walls: Single skin profiled protected metal cladding, fixed to horizontal steel rails with plastic headed screws, translucent sheet glazing; access doors goods/personnel. May have 100mm brickwork infill to 1.0m height. Windows and Doors: Single glazed windows in metal frames. Steel doors set within metal frames. Internal Walls: Block walls to toilet. Internal Finishes: None. Building Services: Electric light and power, water laid on, toilets, unheated. | Location Adjustment Applicable (See Guidance Notes) - ERC = UK mean of 1.00 | (BEAMS Note 2) The ERC for this item should be added to all other rateable items on the hereditament (except land). Therefore the total of the ERC of the other Building Items and the P&M ERC (where applicable) to enable the correct contract size adjustment to be made. ERC of Building Component + ERC of P&M = Total ERC to which contract size adjustment should be applied. The appropriate % adjustment should be made in accordance with the scale for contract size adjustment specified under section 6 of the RCG 2023 Guidance notes. The currency ERC rates are set at £4m (Four Million Pounds) @ 1st April 2021 (AVD) for the RCG 2023 Publication. | Costs exclude piling and external works . | Measure to GIA | - | - | - | - | - | Photo 1 - Large unit 6.0m to eaves . | - | 10100 |  | M2 | - | NA | NA | NA | 332.9026 | Option 1 | 412.734 | 23.98% | 0 | 0 | -100% | -100% | 0 | -100% | Redirected | NA | VOA_GPN_GOV_UK\7246041 | 2019-08-30 | Low | - | - | Redirected, low risk | NA | - | NA | SPONS A&B | NA | (BEAMS Note 2) The ERC for this item should be added to all other rateable items on the hereditament (except land). Therefore the total of the ERC of the other Building Items and the P&M ERC (where applicable) to enable the correct contract size adjustment to be made. ERC of Building Component + ERC of P&M = Total ERC to which contract size adjustment should be applied. The appropriate % adjustment should be made in accordance with the scale for contract size adjustment specified under section 6 of the RCG 2021 Guidance notes. The currency ERC rates are set at £4m (Four Million Pounds) @ 1st April 2019 (AVD) for the RCG 2021 Publication. | Photo 1 - Large unit 6.0m to eaves . | - | 2 | TRUE
2265 | 41P358 | 5966 | 41P358 | Factory buildings process | Light - uninsulated | Sheet metal cladding | > 5000m² | Eaves ht - 30.0m | Steel framed building with single skin PMS cladding to walls and roof. Building Construction: - Foundations: Concrete pad and strip foundations with 250mm mesh reinforced concrete slab. Frame: Light steel frame. Upper Floors: None. Roof: Single skin profiled protected metal, fitted to steel purlins with plastic headed screws, translucent sheet glazing; rainwater gutters, down pipes and drainage. External Walls: Single skin profiled protected metal cladding, fixed to horizontal steel rails with plastic headed screws, translucent sheet glazing; access doors goods/personnel. May have 100mm brickwork infill to 1.0m height. Windows and Doors: Single glazed windows in metal frames. Steel doors set within metal frames. Internal Walls: Block walls to toilet. Internal Finishes: None. Building Services: Electric light and power, water laid on, toilets, unheated. | Location Adjustment Applicable (See Guidance Notes) - ERC = UK mean of 1.00 | (BEAMS Note 2) The ERC for this item should be added to all other rateable items on the hereditament (except land). Therefore the total of the ERC of the other Building Items and the P&M ERC (where applicable) to enable the correct contract size adjustment to be made. ERC of Building Component + ERC of P&M = Total ERC to which contract size adjustment should be applied. The appropriate % adjustment should be made in accordance with the scale for contract size adjustment specified under section 6 of the RCG 2023 Guidance notes. The currency ERC rates are set at £4m (Four Million Pounds) @ 1st April 2021 (AVD) for the RCG 2023 Publication. | Costs exclude piling and external works . | Measure to GIA | - | - | - | - | - | Photo 1 - Large unit 6.0m to eaves . | - | 10100 |  | M2 | - | NA | NA | NA | 339.822 | Option 1 | 421.3128 | 23.98% | 0 | 0 | -100% | -100% | 0 | -100% | Redirected | NA | VOA_GPN_GOV_UK\7246041 | 2019-08-30 | Low | - | - | Redirected, low risk | NA | - | NA | SPONS A&B | NA | (BEAMS Note 2) The ERC for this item should be added to all other rateable items on the hereditament (except land). Therefore the total of the ERC of the other Building Items and the P&M ERC (where applicable) to enable the correct contract size adjustment to be made. ERC of Building Component + ERC of P&M = Total ERC to which contract size adjustment should be applied. The appropriate % adjustment should be made in accordance with the scale for contract size adjustment specified under section 6 of the RCG 2021 Guidance notes. The currency ERC rates are set at £4m (Four Million Pounds) @ 1st April 2019 (AVD) for the RCG 2021 Publication. | Photo 1 - Large unit 6.0m to eaves . | - | 2 | TRUE
2266 | 41P359 | 5967 | 41P359 | Factory buildings process | Light - uninsulated | Sheet metal cladding | > 5000m² | Eaves ht - 31.0m | Steel framed building with single skin PMS cladding to walls and roof. Building Construction: - Foundations: Concrete pad and strip foundations with 250mm mesh reinforced concrete slab. Frame: Light steel frame. Upper Floors: None. Roof: Single skin profiled protected metal, fitted to steel purlins with plastic headed screws, translucent sheet glazing; rainwater gutters, down pipes and drainage. External Walls: Single skin profiled protected metal cladding, fixed to horizontal steel rails with plastic headed screws, translucent sheet glazing; access doors goods/personnel. May have 100mm brickwork infill to 1.0m height. Windows and Doors: Single glazed windows in metal frames. Steel doors set within metal frames. Internal Walls: Block walls to toilet. Internal Finishes: None. Building Services: Electric light and power, water laid on, toilets, unheated. | Location Adjustment Applicable (See Guidance Notes) - ERC = UK mean of 1.00 | (BEAMS Note 2) The ERC for this item should be added to all other rateable items on the hereditament (except land). Therefore the total of the ERC of the other Building Items and the P&M ERC (where applicable) to enable the correct contract size adjustment to be made. ERC of Building Component + ERC of P&M = Total ERC to which contract size adjustment should be applied. The appropriate % adjustment should be made in accordance with the scale for contract size adjustment specified under section 6 of the RCG 2023 Guidance notes. The currency ERC rates are set at £4m (Four Million Pounds) @ 1st April 2021 (AVD) for the RCG 2023 Publication. | Costs exclude piling and external works . | Measure to GIA | - | - | - | - | - | Photo 1 - Large unit 6.0m to eaves . | - | 10100 |  | M2 | - | NA | NA | NA | 354.4298 | Option 1 | 439.4235 | 23.98% | 0 | 0 | -100% | -100% | 0 | -100% | Redirected | NA | VOA_GPN_GOV_UK\7246041 | 2019-08-30 | Low | - | - | Redirected, low risk | NA | - | NA | SPONS A&B | NA | (BEAMS Note 2) The ERC for this item should be added to all other rateable items on the hereditament (except land). Therefore the total of the ERC of the other Building Items and the P&M ERC (where applicable) to enable the correct contract size adjustment to be made. ERC of Building Component + ERC of P&M = Total ERC to which contract size adjustment should be applied. The appropriate % adjustment should be made in accordance with the scale for contract size adjustment specified under section 6 of the RCG 2021 Guidance notes. The currency ERC rates are set at £4m (Four Million Pounds) @ 1st April 2019 (AVD) for the RCG 2021 Publication. | Photo 1 - Large unit 6.0m to eaves . | - | 2 | TRUE
2267 | 41P360 | 5975 | 41P360 | Factory buildings process | Light - uninsulated | Sheet metal cladding | > 5000m² | Eaves ht - 32.0m | Steel framed building with single skin PMS cladding to walls and roof. Building Construction: - Foundations: Concrete pad and strip foundations with 250mm mesh reinforced concrete slab. Frame: Light steel frame. Upper Floors: None. Roof: Single skin profiled protected metal, fitted to steel purlins with plastic headed screws, translucent sheet glazing; rainwater gutters, down pipes and drainage. External Walls: Single skin profiled protected metal cladding, fixed to horizontal steel rails with plastic headed screws, translucent sheet glazing; access doors goods/personnel. May have 100mm brickwork infill to 1.0m height. Windows and Doors: Single glazed windows in metal frames. Steel doors set within metal frames. Internal Walls: Block walls to toilet. Internal Finishes: None. Building Services: Electric light and power, water laid on, toilets, unheated. | Location Adjustment Applicable (See Guidance Notes) - ERC = UK mean of 1.00 | (BEAMS Note 2) The ERC for this item should be added to all other rateable items on the hereditament (except land). Therefore the total of the ERC of the other Building Items and the P&M ERC (where applicable) to enable the correct contract size adjustment to be made. ERC of Building Component + ERC of P&M = Total ERC to which contract size adjustment should be applied. The appropriate % adjustment should be made in accordance with the scale for contract size adjustment specified under section 6 of the RCG 2023 Guidance notes. The currency ERC rates are set at £4m (Four Million Pounds) @ 1st April 2021 (AVD) for the RCG 2023 Publication. | Costs exclude piling and external works . | Measure to GIA | - | - | - | - | - | Photo 1 - Large unit 6.0m to eaves . | - | 10100 |  | M2 | - | NA | NA | NA | 362.8869 | Option 1 | 449.9086 | 23.98% | 0 | 0 | -100% | -100% | 0 | -100% | Redirected | NA | VOA_GPN_GOV_UK\7246041 | 2019-08-30 | Low | - | - | Redirected, low risk | NA | - | NA | SPONS A&B | NA | (BEAMS Note 2) The ERC for this item should be added to all other rateable items on the hereditament (except land). Therefore the total of the ERC of the other Building Items and the P&M ERC (where applicable) to enable the correct contract size adjustment to be made. ERC of Building Component + ERC of P&M = Total ERC to which contract size adjustment should be applied. The appropriate % adjustment should be made in accordance with the scale for contract size adjustment specified under section 6 of the RCG 2021 Guidance notes. The currency ERC rates are set at £4m (Four Million Pounds) @ 1st April 2019 (AVD) for the RCG 2021 Publication. | Photo 1 - Large unit 6.0m to eaves . | - | 2 | TRUE
2268 | 41P361 | 5976 | 41P361 | Factory buildings process | Light - uninsulated | Sheet metal cladding | > 5000m² | Eaves ht - 33.0m | Steel framed building with single skin PMS cladding to walls and roof. Building Construction: - Foundations: Concrete pad and strip foundations with 250mm mesh reinforced concrete slab. Frame: Light steel frame. Upper Floors: None. Roof: Single skin profiled protected metal, fitted to steel purlins with plastic headed screws, translucent sheet glazing; rainwater gutters, down pipes and drainage. External Walls: Single skin profiled protected metal cladding, fixed to horizontal steel rails with plastic headed screws, translucent sheet glazing; access doors goods/personnel. May have 100mm brickwork infill to 1.0m height. Windows and Doors: Single glazed windows in metal frames. Steel doors set within metal frames. Internal Walls: Block walls to toilet. Internal Finishes: None. Building Services: Electric light and power, water laid on, toilets, unheated. | Location Adjustment Applicable (See Guidance Notes) - ERC = UK mean of 1.00 | (BEAMS Note 2) The ERC for this item should be added to all other rateable items on the hereditament (except land). Therefore the total of the ERC of the other Building Items and the P&M ERC (where applicable) to enable the correct contract size adjustment to be made. ERC of Building Component + ERC of P&M = Total ERC to which contract size adjustment should be applied. The appropriate % adjustment should be made in accordance with the scale for contract size adjustment specified under section 6 of the RCG 2023 Guidance notes. The currency ERC rates are set at £4m (Four Million Pounds) @ 1st April 2021 (AVD) for the RCG 2023 Publication. | Costs exclude piling and external works . | Measure to GIA | - | - | - | - | - | Photo 1 - Large unit 6.0m to eaves . | - | 10100 |  | M2 | - | NA | NA | NA | 370.5752 | Option 1 | 459.4406 | 23.98% | 0 | 0 | -100% | -100% | 0 | -100% | Redirected | NA | VOA_GPN_GOV_UK\7246041 | 2019-08-30 | Low | - | - | Redirected, low risk | NA | - | NA | SPONS A&B | NA | (BEAMS Note 2) The ERC for this item should be added to all other rateable items on the hereditament (except land). Therefore the total of the ERC of the other Building Items and the P&M ERC (where applicable) to enable the correct contract size adjustment to be made. ERC of Building Component + ERC of P&M = Total ERC to which contract size adjustment should be applied. The appropriate % adjustment should be made in accordance with the scale for contract size adjustment specified under section 6 of the RCG 2021 Guidance notes. The currency ERC rates are set at £4m (Four Million Pounds) @ 1st April 2019 (AVD) for the RCG 2021 Publication. | Photo 1 - Large unit 6.0m to eaves . | - | 2 | TRUE
2269 | 41P362 | 5977 | 41P362 | Factory buildings process | Light - uninsulated | Sheet metal cladding | > 5000m² | Eaves ht - 34.0m | Steel framed building with single skin PMS cladding to walls and roof. Building Construction: - Foundations: Concrete pad and strip foundations with 250mm mesh reinforced concrete slab. Frame: Light steel frame. Upper Floors: None. Roof: Single skin profiled protected metal, fitted to steel purlins with plastic headed screws, translucent sheet glazing; rainwater gutters, down pipes and drainage. External Walls: Single skin profiled protected metal cladding, fixed to horizontal steel rails with plastic headed screws, translucent sheet glazing; access doors goods/personnel. May have 100mm brickwork infill to 1.0m height. Windows and Doors: Single glazed windows in metal frames. Steel doors set within metal frames. Internal Walls: Block walls to toilet. Internal Finishes: None. Building Services: Electric light and power, water laid on, toilets, unheated. | Location Adjustment Applicable (See Guidance Notes) - ERC = UK mean of 1.00 | (BEAMS Note 2) The ERC for this item should be added to all other rateable items on the hereditament (except land). Therefore the total of the ERC of the other Building Items and the P&M ERC (where applicable) to enable the correct contract size adjustment to be made. ERC of Building Component + ERC of P&M = Total ERC to which contract size adjustment should be applied. The appropriate % adjustment should be made in accordance with the scale for contract size adjustment specified under section 6 of the RCG 2023 Guidance notes. The currency ERC rates are set at £4m (Four Million Pounds) @ 1st April 2021 (AVD) for the RCG 2023 Publication. | Costs exclude piling and external works . | Measure to GIA | - | - | - | - | - | Photo 1 - Large unit 6.0m to eaves . | - | 10100 |  | M2 | - | NA | NA | NA | 378.2634 | Option 1 | 468.9726 | 23.98% | 0 | 0 | -100% | -100% | 0 | -100% | Redirected | NA | VOA_GPN_GOV_UK\7246041 | 2019-08-30 | Low | - | - | Redirected, low risk | NA | - | NA | SPONS A&B | NA | (BEAMS Note 2) The ERC for this item should be added to all other rateable items on the hereditament (except land). Therefore the total of the ERC of the other Building Items and the P&M ERC (where applicable) to enable the correct contract size adjustment to be made. ERC of Building Component + ERC of P&M = Total ERC to which contract size adjustment should be applied. The appropriate % adjustment should be made in accordance with the scale for contract size adjustment specified under section 6 of the RCG 2021 Guidance notes. The currency ERC rates are set at £4m (Four Million Pounds) @ 1st April 2019 (AVD) for the RCG 2021 Publication. | Photo 1 - Large unit 6.0m to eaves . | - | 2 | TRUE
2270 | 41P363 | 5978 | 41P363 | Factory buildings process | Light - uninsulated | Sheet metal cladding | > 5000m² | Eaves ht - 35.0m | Steel framed building with single skin PMS cladding to walls and roof. Building Construction: - Foundations: Concrete pad and strip foundations with 250mm mesh reinforced concrete slab. Frame: Light steel frame. Upper Floors: None. Roof: Single skin profiled protected metal, fitted to steel purlins with plastic headed screws, translucent sheet glazing; rainwater gutters, down pipes and drainage. External Walls: Single skin profiled protected metal cladding, fixed to horizontal steel rails with plastic headed screws, translucent sheet glazing; access doors goods/personnel. May have 100mm brickwork infill to 1.0m height. Windows and Doors: Single glazed windows in metal frames. Steel doors set within metal frames. Internal Walls: Block walls to toilet. Internal Finishes: None. Building Services: Electric light and power, water laid on, toilets, unheated. | Location Adjustment Applicable (See Guidance Notes) - ERC = UK mean of 1.00 | (BEAMS Note 2) The ERC for this item should be added to all other rateable items on the hereditament (except land). Therefore the total of the ERC of the other Building Items and the P&M ERC (where applicable) to enable the correct contract size adjustment to be made. ERC of Building Component + ERC of P&M = Total ERC to which contract size adjustment should be applied. The appropriate % adjustment should be made in accordance with the scale for contract size adjustment specified under section 6 of the RCG 2023 Guidance notes. The currency ERC rates are set at £4m (Four Million Pounds) @ 1st April 2021 (AVD) for the RCG 2023 Publication. | Costs exclude piling and external works . | Measure to GIA | - | - | - | - | - | Photo 1 - Large unit 6.0m to eaves . | - | 10100 |  | M2 | - | NA | NA | NA | 386.7206 | Option 1 | 479.4577 | 23.98% | 0 | 0 | -100% | -100% | 0 | -100% | Redirected | NA | VOA_GPN_GOV_UK\7246041 | 2019-08-30 | Low | - | - | Redirected, low risk | NA | - | NA | SPONS A&B | NA | (BEAMS Note 2) The ERC for this item should be added to all other rateable items on the hereditament (except land). Therefore the total of the ERC of the other Building Items and the P&M ERC (where applicable) to enable the correct contract size adjustment to be made. ERC of Building Component + ERC of P&M = Total ERC to which contract size adjustment should be applied. The appropriate % adjustment should be made in accordance with the scale for contract size adjustment specified under section 6 of the RCG 2021 Guidance notes. The currency ERC rates are set at £4m (Four Million Pounds) @ 1st April 2019 (AVD) for the RCG 2021 Publication. | Photo 1 - Large unit 6.0m to eaves . | - | 2 | TRUE
2271 | 41P560 | 5925 | 41P560 | Factory buildings process | Medium - uninsulated | Sheet metal cladding | > 5000m2 | Eaves ht - 16.0m | Building Construction: - Foundations: Concrete pad and strip foundations with 225mm mesh reinforced concrete floor. Frame: Steel frame. Upper Floors: None. Roof: Double skin profiled protected metal, fixed to steel purlins with plastic headed screws, translucent glazing; rainwater gutters, down pipes and drainage. External Walls: Brick cavity wall infill to 2.0m; double skin profiled protected metal cladding, fixed to horizontal steel rails with plastic headed screws, translucent sheet glazing; access doors goods/personnel. Windows and Doors: Internal Walls: Blockwork to toilets. Internal Finishes: Painted toilet walls. Building Services: Electric light and power, water laid on, toilets, heated. External Works: Drainage to the curtilage. Accommodation: Single storey medium process factory building. | Location Adjustment Applicable (See Guidance Notes) - ERC = UK mean of 1.00 | (BEAMS Note 2) The ERC for this item should be added to all other rateable items on the hereditament (except land). Therefore the total of the ERC of the other Building Items and the P&M ERC (where applicable) to enable the correct contract size adjustment to be made. ERC of Building Component + ERC of P&M = Total ERC to which contract size adjustment should be applied. The appropriate % adjustment should be made in accordance with the scale for contract size adjustment specified under section 6 of the RCG 2023 Guidance notes. The currency ERC rates are set at £4m (Four Million Pounds) @ 1st April 2021 (AVD) for the RCG 2023 Publication. | Excludes piling and external works. | Measure to GIA Height . | - | - | - | - | - | Photo 1 - Interior of large un-insulated factory. Photo 2 - Interior of large un-insulated factory. Photo 3- Typical factory unit- approx. 6m to eaves. | - | 10110 |  | M2 | - | NA | NA | NA | 270.6275 | Option 1 | 335.5251 | 23.98% | 0 | 0 | -100% | -100% | 0 | -100% | Redirected | NA | VOA_GPN_GOV_UK\7246041 | 2019-08-30 | Low | - | - | Redirected, low risk | NA | - | NA | SPONS A&B | NA | (BEAMS Note 2) The ERC for this item should be added to all other rateable items on the hereditament (except land). Therefore the total of the ERC of the other Building Items and the P&M ERC (where applicable) to enable the correct contract size adjustment to be made. ERC of Building Component + ERC of P&M = Total ERC to which contract size adjustment should be applied. The appropriate % adjustment should be made in accordance with the scale for contract size adjustment specified under section 6 of the RCG 2021 Guidance notes. The currency ERC rates are set at £4m (Four Million Pounds) @ 1st April 2019 (AVD) for the RCG 2021 Publication. | Photo 1 - Interior of large un-insulated factory. Photo 2 - Interior of large un-insulated factory. Photo 3- Typical factory unit- approx. 6m to eaves. | - | 2 | TRUE
2272 | 41P64P | 5740 | 41P64P | Factory buildings process | Medium - uninsulated | Sheet metal cladding | 501m² - 1000m² | Eaves ht - 8.0m | Building Area only; Site strip vegetation; Strip foundations with masonry; Column bases; uninsulated Concrete GF slab with DPM and Mesh, 150 thick up to 10,000m2, 200mm thick over 10,000m2 GIA; Light Steel Portal frame with bolts and baseplates; Single Coated galvanised trapezoidal roof sheets on steel purlins; Roof lights; valley gutters; matching fascia and soffit; Rainwater downpipes and gutters; single trapezoidal wall system cladding on cladding rails; External roller shutter doors and personnel doors; Single phase electrics, lighting and power; Under slab storm drainage from internal downpipes on building area greater than 500m2; 1m perimeter footpath to perimeter of building. | Location Adjustment Applicable (See Guidance Notes) - ERC = UK mean of 1.00 | (BEAMS Note 2) The ERC for this item should be added to all other rateable items on the hereditament (except land). Therefore the total of the ERC of the other Building Items and the P&M ERC (where applicable) to enable the correct contract size adjustment to be made. ERC of Building Component + ERC of P&M = Total ERC to which contract size adjustment should be applied. The appropriate % adjustment should be made in accordance with the scale for contract size adjustment specified under section 6 of the RCG 2023 Guidance notes. The currency ERC rates are set at £4m (Four Million Pounds) @ 1st April 2021 (AVD) for the RCG 2023 Publication. | Excludes External works; Excludes Foul drainage (to be measured on WC addition); Each additional 50mm of concrete in slab £7.22 per m2 GIA. | - | - | - | The plant and machinery listed in the description has been included in this costing. | - | - | Uninsulated 3-10m | - | 10109 |  | M2 | m2 | NA | NA | NA | 285.2352 | Option 1 | 353.6358 | 23.98% | 0 | 0 | -100% | -100% | 0 | -100% | Redirected | NA | VOA_GPN_GOV_UK\7246041 | 2019-08-30 | Low | - | - | Redirected, low risk | NA | - | NA | SPONS A&B | NA | (BEAMS Note 2) The ERC for this item should be added to all other rateable items on the hereditament (except land). Therefore the total of the ERC of the other Building Items and the P&M ERC (where applicable) to enable the correct contract size adjustment to be made. ERC of Building Component + ERC of P&M = Total ERC to which contract size adjustment should be applied. The appropriate % adjustment should be made in accordance with the scale for contract size adjustment specified under section 6 of the RCG 2021 Guidance notes. The currency ERC rates are set at £4m (Four Million Pounds) @ 1st April 2019 (AVD) for the RCG 2021 Publication. | Uninsulated 3-10m | - | 2 | TRUE
2273 | 41RR8K | 5342 | 41RR8K | Factory buildings process | Uninsulated 36-45m | Sheet metal cladding | 5001m² - 10000m² | Eaves ht - 39.0m | Building Construction: - Foundations: Concrete pad and strip foundations with 250mm mesh reinforced concrete floor Frame: Heavy steel frame Upper Floors: None Roof: Single skin profiled protected metal, fixed to steel purlins with plastic headed screws, translucent sheet glazing, rainwater gutters, downpipes and drainage. External Walls: Brick cavity infill to 2.0m; single skin profiled protected metal cladding, fixed to horizontal steel rails with plastic headed screws, translucent sheet glazing; access doors goods/personnel. Windows and Doors: Internal Walls: Internal Finishes: Building Services: Electric light and power, water laid on, toilets, unheated External Works: Drainage to the curtilage Accommodation: Single storey uninsulated heavy process factory building | Location Adjustment Applicable (See Guidance Notes) - ERC = UK mean of 1.00 | (BEAMS Note 2) The ERC for this item should be added to all other rateable items on the hereditament (except land). Therefore the total of the ERC of the other Building Items and the P&M ERC (where applicable) to enable the correct contract size adjustment to be made. ERC of Building Component + ERC of P&M = Total ERC to which contract size adjustment should be applied. The appropriate % adjustment should be made in accordance with the scale for contract size adjustment specified under section 6 of the RCG 2023 Guidance notes. The currency ERC rates are set at £4m (Four Million Pounds) @ 1st April 2021 (AVD) for the RCG 2023 Publication. | Excludes External works; Excludes Foul drainage (to be measured on WC addition); Each additional 50mm of concrete in slab 7.22 per m2 GIA. | - | - | - | The plant and machinery listed in the description has been included in this costing. | - | - | - | - | 10091 |  | - | m2 | NA | NA | NA | 503.5824 | Option 1 | 624.3436 | 23.98% | 0 | 0 | -100% | -100% | 0 | -100% | Redirected | NA | VOA_GPN_GOV_UK\7246041 | 2019-08-30 | Low | - | - | Redirected, low risk | NA | - | NA | SPONS A&B | NA | (BEAMS Note 2) The ERC for this item should be added to all other rateable items on the hereditament (except land). Therefore the total of the ERC of the other Building Items and the P&M ERC (where applicable) to enable the correct contract size adjustment to be made. ERC of Building Component + ERC of P&M = Total ERC to which contract size adjustment should be applied. The appropriate % adjustment should be made in accordance with the scale for contract size adjustment specified under section 6 of the RCG 2021 Guidance notes. The currency ERC rates are set at £4m (Four Million Pounds) @ 1st April 2019 (AVD) for the RCG 2021 Publication. | - | - | 2 | TRUE
2274 | 41Z00A | 4731 | 41Z00A | Factory buildings workshops | Asbestos cladding | Flat or corrugated | <= 100m² | Eaves ht - 3.0m | Building Construction : - Foundations : Concrete pad and strip foundations with 225mm mesh reinforced concrete floor. Frame : Steel frame Upper Floors : None Roof : Single skin corrugated asbestos sheet, fixed to steel purlins with plastic headed screws, translucent glazing panels; rainwater gutters, down pipes and drainage. External Walls : Single skin corrugated asbestos sheet, fixed to horizontal steel rails with plastic headed screws, translucent sheet glazing. Windows and Doors : Access doors goods/personnel. Internal Walls : None Internal Finishes : None Building Services : Electric light and power, water laid on, toilets, unheated. External Works : Drainage to the curtilage Accommodation: Single storey un-insulated workshop building | Location Adjustment Applicable (See Guidance Notes) - ERC = UK mean of 1.00 | (BEAMS Note 2) The ERC for this item should be added to all other rateable items on the hereditament (except land). Therefore the total of the ERC of the other Building Items and the P&M ERC (where applicable) to enable the correct contract size adjustment to be made. ERC of Building Component + ERC of P&M = Total ERC to which contract size adjustment should be applied. The appropriate % adjustment should be made in accordance with the scale for contract size adjustment specified under section 6 of the RCG 2023 Guidance notes. The currency ERC rates are set at £4m (Four Million Pounds) @ 1st April 2021 (AVD) for the RCG 2023 Publication. | Costs exclude external works. | - | - | - | The plant and machinery listed in the description has been included in this costing. | - | - | Factories - Workshops Light, Uninsulated | - | 10116 |  | - | - | NA | NA | NA | 309.8377 | Option 1 | 384.1381 | 23.98% | 0 | 0 | -100% | -100% | 0 | -100% | Redirected | NA | VOA_GPN_GOV_UK\7246041 | 2019-08-30 | Low | - | - | Redirected, low risk | NA | - | NA | SPONS A&B | NA | (BEAMS Note 2) The ERC for this item should be added to all other rateable items on the hereditament (except land). Therefore the total of the ERC of the other Building Items and the P&M ERC (where applicable) to enable the correct contract size adjustment to be made. ERC of Building Component + ERC of P&M = Total ERC to which contract size adjustment should be applied. The appropriate % adjustment should be made in accordance with the scale for contract size adjustment specified under section 6 of the RCG 2021 Guidance notes. The currency ERC rates are set at £4m (Four Million Pounds) @ 1st April 2019 (AVD) for the RCG 2021 Publication. | Factories - Workshops Light, Uninsulated | - | 2 | TRUE
2275 | 41Z00C | 4732 | 41Z00C | Factory buildings workshops | Asbestos cladding | Flat or corrugated | <= 100m² | Eaves ht - 3.5m | Building Construction : - Foundations : Concrete pad and strip foundations with 225mm mesh reinforced concrete floor. Frame : Steel frame Upper Floors : None Roof : Single skin corrugated asbestos sheet, fixed to steel purlins with plastic headed screws, translucent glazing panels; rainwater gutters, down pipes and drainage. External Walls : Single skin corrugated asbestos sheet, fixed to horizontal steel rails with plastic headed screws, translucent sheet glazing. Windows and Doors : Access doors goods/personnel. Internal Walls : None Internal Finishes : None Building Services : Electric light and power, water laid on, toilets, unheated. External Works : Drainage to the curtilage Accommodation: Single storey un-insulated workshop building | Location Adjustment Applicable (See Guidance Notes) - ERC = UK mean of 1.00 | (BEAMS Note 2) The ERC for this item should be added to all other rateable items on the hereditament (except land). Therefore the total of the ERC of the other Building Items and the P&M ERC (where applicable) to enable the correct contract size adjustment to be made. ERC of Building Component + ERC of P&M = Total ERC to which contract size adjustment should be applied. The appropriate % adjustment should be made in accordance with the scale for contract size adjustment specified under section 6 of the RCG 2023 Guidance notes. The currency ERC rates are set at £4m (Four Million Pounds) @ 1st April 2021 (AVD) for the RCG 2023 Publication. | Costs exclude external works. | - | - | - | The plant and machinery listed in the description has been included in this costing. | - | - | Factories - Workshops Light, Uninsulated | - | 10116 |  | - | - | NA | NA | NA | 315.9884 | Option 1 | 391.7637 | 23.98% | 0 | 0 | -100% | -100% | 0 | -100% | Redirected | NA | VOA_GPN_GOV_UK\7246041 | 2019-08-30 | Low | - | - | Redirected, low risk | NA | - | NA | SPONS A&B | NA | (BEAMS Note 2) The ERC for this item should be added to all other rateable items on the hereditament (except land). Therefore the total of the ERC of the other Building Items and the P&M ERC (where applicable) to enable the correct contract size adjustment to be made. ERC of Building Component + ERC of P&M = Total ERC to which contract size adjustment should be applied. The appropriate % adjustment should be made in accordance with the scale for contract size adjustment specified under section 6 of the RCG 2021 Guidance notes. The currency ERC rates are set at £4m (Four Million Pounds) @ 1st April 2019 (AVD) for the RCG 2021 Publication. | Factories - Workshops Light, Uninsulated | - | 2 | TRUE
2276 | 41Z00E | 4733 | 41Z00E | Factory buildings workshops | Asbestos cladding | Flat or corrugated | <= 100m² | Eaves ht - 4.0m | Building Construction : - Foundations : Concrete pad and strip foundations with 225mm mesh reinforced concrete floor. Frame : Steel frame Upper Floors : None Roof : Single skin corrugated asbestos sheet, fixed to steel purlins with plastic headed screws, translucent glazing panels; rainwater gutters, down pipes and drainage. External Walls : Single skin corrugated asbestos sheet, fixed to horizontal steel rails with plastic headed screws, translucent sheet glazing. Windows and Doors : Access doors goods/personnel. Internal Walls : None Internal Finishes : None Building Services : Electric light and power, water laid on, toilets, unheated. External Works : Drainage to the curtilage Accommodation: Single storey un-insulated workshop building | Location Adjustment Applicable (See Guidance Notes) - ERC = UK mean of 1.00 | (BEAMS Note 2) The ERC for this item should be added to all other rateable items on the hereditament (except land). Therefore the total of the ERC of the other Building Items and the P&M ERC (where applicable) to enable the correct contract size adjustment to be made. ERC of Building Component + ERC of P&M = Total ERC to which contract size adjustment should be applied. The appropriate % adjustment should be made in accordance with the scale for contract size adjustment specified under section 6 of the RCG 2023 Guidance notes. The currency ERC rates are set at £4m (Four Million Pounds) @ 1st April 2021 (AVD) for the RCG 2023 Publication. | Costs exclude external works. | - | - | - | The plant and machinery listed in the description has been included in this costing. | - | - | Factories - Workshops Light, Uninsulated | - | 10116 |  | - | - | NA | NA | NA | 322.139 | Option 1 | 399.3892 | 23.98% | 0 | 0 | -100% | -100% | 0 | -100% | Redirected | NA | VOA_GPN_GOV_UK\7246041 | 2019-08-30 | Low | - | - | Redirected, low risk | NA | - | NA | SPONS A&B | NA | (BEAMS Note 2) The ERC for this item should be added to all other rateable items on the hereditament (except land). Therefore the total of the ERC of the other Building Items and the P&M ERC (where applicable) to enable the correct contract size adjustment to be made. ERC of Building Component + ERC of P&M = Total ERC to which contract size adjustment should be applied. The appropriate % adjustment should be made in accordance with the scale for contract size adjustment specified under section 6 of the RCG 2021 Guidance notes. The currency ERC rates are set at £4m (Four Million Pounds) @ 1st April 2019 (AVD) for the RCG 2021 Publication. | Factories - Workshops Light, Uninsulated | - | 2 | TRUE
2277 | 41Z00G | 4734 | 41Z00G | Factory buildings workshops | Asbestos cladding | Flat or corrugated | <= 100m² | Eaves ht - 4.5m | Building Construction : - Foundations : Concrete pad and strip foundations with 225mm mesh reinforced concrete floor. Frame : Steel frame Upper Floors : None Roof : Single skin corrugated asbestos sheet, fixed to steel purlins with plastic headed screws, translucent glazing panels; rainwater gutters, down pipes and drainage. External Walls : Single skin corrugated asbestos sheet, fixed to horizontal steel rails with plastic headed screws, translucent sheet glazing. Windows and Doors : Access doors goods/personnel. Internal Walls : None Internal Finishes : None Building Services : Electric light and power, water laid on, toilets, unheated. External Works : Drainage to the curtilage Accommodation: Single storey un-insulated workshop building | Location Adjustment Applicable (See Guidance Notes) - ERC = UK mean of 1.00 | (BEAMS Note 2) The ERC for this item should be added to all other rateable items on the hereditament (except land). Therefore the total of the ERC of the other Building Items and the P&M ERC (where applicable) to enable the correct contract size adjustment to be made. ERC of Building Component + ERC of P&M = Total ERC to which contract size adjustment should be applied. The appropriate % adjustment should be made in accordance with the scale for contract size adjustment specified under section 6 of the RCG 2023 Guidance notes. The currency ERC rates are set at £4m (Four Million Pounds) @ 1st April 2021 (AVD) for the RCG 2023 Publication. | Costs exclude external works. | - | - | - | The plant and machinery listed in the description has been included in this costing. | - | - | Factories - Workshops Light, Uninsulated | - | 10116 |  | - | - | NA | NA | NA | 328.2896 | Option 1 | 407.0148 | 23.98% | 0 | 0 | -100% | -100% | 0 | -100% | Redirected | NA | VOA_GPN_GOV_UK\7246041 | 2019-08-30 | Low | - | - | Redirected, low risk | NA | - | NA | SPONS A&B | NA | (BEAMS Note 2) The ERC for this item should be added to all other rateable items on the hereditament (except land). Therefore the total of the ERC of the other Building Items and the P&M ERC (where applicable) to enable the correct contract size adjustment to be made. ERC of Building Component + ERC of P&M = Total ERC to which contract size adjustment should be applied. The appropriate % adjustment should be made in accordance with the scale for contract size adjustment specified under section 6 of the RCG 2021 Guidance notes. The currency ERC rates are set at £4m (Four Million Pounds) @ 1st April 2019 (AVD) for the RCG 2021 Publication. | Factories - Workshops Light, Uninsulated | - | 2 | TRUE
2278 | 41Z00H | 4735 | 41Z00H | Factory buildings workshops | Asbestos cladding | Flat or corrugated | <= 100m² | Eaves ht - 5.0m | Building Construction : - Foundations : Concrete pad and strip foundations with 225mm mesh reinforced concrete floor. Frame : Steel frame Upper Floors : None Roof : Single skin corrugated asbestos sheet, fixed to steel purlins with plastic headed screws, translucent glazing panels; rainwater gutters, down pipes and drainage. External Walls : Single skin corrugated asbestos sheet, fixed to horizontal steel rails with plastic headed screws, translucent sheet glazing. Windows and Doors : Access doors goods/personnel. Internal Walls : None Internal Finishes : None Building Services : Electric light and power, water laid on, toilets, unheated. External Works : Drainage to the curtilage Accommodation: Single storey un-insulated workshop building | Location Adjustment Applicable (See Guidance Notes) - ERC = UK mean of 1.00 | (BEAMS Note 2) The ERC for this item should be added to all other rateable items on the hereditament (except land). Therefore the total of the ERC of the other Building Items and the P&M ERC (where applicable) to enable the correct contract size adjustment to be made. ERC of Building Component + ERC of P&M = Total ERC to which contract size adjustment should be applied. The appropriate % adjustment should be made in accordance with the scale for contract size adjustment specified under section 6 of the RCG 2023 Guidance notes. The currency ERC rates are set at £4m (Four Million Pounds) @ 1st April 2021 (AVD) for the RCG 2023 Publication. | Costs exclude external works. | - | - | - | The plant and machinery listed in the description has been included in this costing. | - | - | Factories - Workshops Light, Uninsulated | - | 10116 |  | - | - | NA | NA | NA | 334.4402 | Option 1 | 414.6404 | 23.98% | 0 | 0 | -100% | -100% | 0 | -100% | Redirected | NA | VOA_GPN_GOV_UK\7246041 | 2019-08-30 | Low | - | - | Redirected, low risk | NA | - | NA | SPONS A&B | NA | (BEAMS Note 2) The ERC for this item should be added to all other rateable items on the hereditament (except land). Therefore the total of the ERC of the other Building Items and the P&M ERC (where applicable) to enable the correct contract size adjustment to be made. ERC of Building Component + ERC of P&M = Total ERC to which contract size adjustment should be applied. The appropriate % adjustment should be made in accordance with the scale for contract size adjustment specified under section 6 of the RCG 2021 Guidance notes. The currency ERC rates are set at £4m (Four Million Pounds) @ 1st April 2019 (AVD) for the RCG 2021 Publication. | Factories - Workshops Light, Uninsulated | - | 2 | TRUE
2279 | 41Z00K | 4736 | 41Z00K | Factory buildings workshops | Asbestos cladding | Flat or corrugated | <= 100m² | Eaves ht - 5.5m | Building Construction : - Foundations : Concrete pad and strip foundations with 225mm mesh reinforced concrete floor. Frame : Steel frame Upper Floors : None Roof : Single skin corrugated asbestos sheet, fixed to steel purlins with plastic headed screws, translucent glazing panels; rainwater gutters, down pipes and drainage. External Walls : Single skin corrugated asbestos sheet, fixed to horizontal steel rails with plastic headed screws, translucent sheet glazing. Windows and Doors : Access doors goods/personnel. Internal Walls : None Internal Finishes : None Building Services : Electric light and power, water laid on, toilets, unheated. External Works : Drainage to the curtilage Accommodation: Single storey un-insulated workshop building | Location Adjustment Applicable (See Guidance Notes) - ERC = UK mean of 1.00 | (BEAMS Note 2) The ERC for this item should be added to all other rateable items on the hereditament (except land). Therefore the total of the ERC of the other Building Items and the P&M ERC (where applicable) to enable the correct contract size adjustment to be made. ERC of Building Component + ERC of P&M = Total ERC to which contract size adjustment should be applied. The appropriate % adjustment should be made in accordance with the scale for contract size adjustment specified under section 6 of the RCG 2023 Guidance notes. The currency ERC rates are set at £4m (Four Million Pounds) @ 1st April 2021 (AVD) for the RCG 2023 Publication. | Costs exclude external works. | - | - | - | The plant and machinery listed in the description has been included in this costing. | - | - | Factories - Workshops Light, Uninsulated | - | 10116 |  | - | - | NA | NA | NA | 370.5752 | Option 1 | 459.4406 | 23.98% | 0 | 0 | -100% | -100% | 0 | -100% | Redirected | NA | VOA_GPN_GOV_UK\7246041 | 2019-08-30 | Low | - | - | Redirected, low risk | NA | - | NA | SPONS A&B | NA | (BEAMS Note 2) The ERC for this item should be added to all other rateable items on the hereditament (except land). Therefore the total of the ERC of the other Building Items and the P&M ERC (where applicable) to enable the correct contract size adjustment to be made. ERC of Building Component + ERC of P&M = Total ERC to which contract size adjustment should be applied. The appropriate % adjustment should be made in accordance with the scale for contract size adjustment specified under section 6 of the RCG 2021 Guidance notes. The currency ERC rates are set at £4m (Four Million Pounds) @ 1st April 2019 (AVD) for the RCG 2021 Publication. | Factories - Workshops Light, Uninsulated | - | 2 | TRUE
2280 | 41Z00M | 4886 | 41Z00M | Factory buildings workshops | Asbestos cladding | Flat or corrugated | <= 100m² | Eaves ht - 6.0m | Building Construction : - Foundations : Concrete pad and strip foundations with 225mm mesh reinforced concrete floor. Frame : Steel frame Upper Floors : None Roof : Single skin corrugated asbestos sheet, fixed to steel purlins with plastic headed screws, translucent glazing panels; rainwater gutters, down pipes and drainage. External Walls : Single skin corrugated asbestos sheet, fixed to horizontal steel rails with plastic headed screws, translucent sheet glazing. Windows and Doors : Access doors goods/personnel. Internal Walls : None Internal Finishes : None Building Services : Electric light and power, water laid on, toilets, unheated. External Works : Drainage to the curtilage Accommodation: Single storey un-insulated workshop building | Location Adjustment Applicable (See Guidance Notes) - ERC = UK mean of 1.00 | (BEAMS Note 2) The ERC for this item should be added to all other rateable items on the hereditament (except land). Therefore the total of the ERC of the other Building Items and the P&M ERC (where applicable) to enable the correct contract size adjustment to be made. ERC of Building Component + ERC of P&M = Total ERC to which contract size adjustment should be applied. The appropriate % adjustment should be made in accordance with the scale for contract size adjustment specified under section 6 of the RCG 2023 Guidance notes. The currency ERC rates are set at £4m (Four Million Pounds) @ 1st April 2021 (AVD) for the RCG 2023 Publication. | Costs exclude external works. | - | - | - | The plant and machinery listed in the description has been included in this costing. | - | - | Factories - Workshops Light, Uninsulated | - | 10116 |  | - | - | NA | NA | NA | 378.2634 | Option 1 | 468.9726 | 23.98% | 0 | 0 | -100% | -100% | 0 | -100% | Redirected | NA | VOA_GPN_GOV_UK\7246041 | 2019-08-30 | Low | - | - | Redirected, low risk | NA | - | NA | SPONS A&B | NA | (BEAMS Note 2) The ERC for this item should be added to all other rateable items on the hereditament (except land). Therefore the total of the ERC of the other Building Items and the P&M ERC (where applicable) to enable the correct contract size adjustment to be made. ERC of Building Component + ERC of P&M = Total ERC to which contract size adjustment should be applied. The appropriate % adjustment should be made in accordance with the scale for contract size adjustment specified under section 6 of the RCG 2021 Guidance notes. The currency ERC rates are set at £4m (Four Million Pounds) @ 1st April 2019 (AVD) for the RCG 2021 Publication. | Factories - Workshops Light, Uninsulated | - | 2 | TRUE
2281 | 41Z00P | 4737 | 41Z00P | Factory buildings workshops | Asbestos cladding | Flat or corrugated | <= 100m² | Eaves ht - 6.5m | Building Construction : - Foundations : Concrete pad and strip foundations with 225mm mesh reinforced concrete floor. Frame : Steel frame Upper Floors : None Roof : Single skin corrugated asbestos sheet, fixed to steel purlins with plastic headed screws, translucent glazing panels; rainwater gutters, down pipes and drainage. External Walls : Single skin corrugated asbestos sheet, fixed to horizontal steel rails with plastic headed screws, translucent sheet glazing. Windows and Doors : Access doors goods/personnel. Internal Walls : None Internal Finishes : None Building Services : Electric light and power, water laid on, toilets, unheated. External Works : Drainage to the curtilage Accommodation: Single storey un-insulated workshop building | Location Adjustment Applicable (See Guidance Notes) - ERC = UK mean of 1.00 | (BEAMS Note 2) The ERC for this item should be added to all other rateable items on the hereditament (except land). Therefore the total of the ERC of the other Building Items and the P&M ERC (where applicable) to enable the correct contract size adjustment to be made. ERC of Building Component + ERC of P&M = Total ERC to which contract size adjustment should be applied. The appropriate % adjustment should be made in accordance with the scale for contract size adjustment specified under section 6 of the RCG 2023 Guidance notes. The currency ERC rates are set at £4m (Four Million Pounds) @ 1st April 2021 (AVD) for the RCG 2023 Publication. | Costs exclude external works. | - | - | - | The plant and machinery listed in the description has been included in this costing. | - | - | Factories - Workshops Light, Uninsulated | - | 10116 |  | - | - | NA | NA | NA | 386.7206 | Option 1 | 479.4577 | 23.98% | 0 | 0 | -100% | -100% | 0 | -100% | Redirected | NA | VOA_GPN_GOV_UK\7246041 | 2019-08-30 | Low | - | - | Redirected, low risk | NA | - | NA | SPONS A&B | NA | (BEAMS Note 2) The ERC for this item should be added to all other rateable items on the hereditament (except land). Therefore the total of the ERC of the other Building Items and the P&M ERC (where applicable) to enable the correct contract size adjustment to be made. ERC of Building Component + ERC of P&M = Total ERC to which contract size adjustment should be applied. The appropriate % adjustment should be made in accordance with the scale for contract size adjustment specified under section 6 of the RCG 2021 Guidance notes. The currency ERC rates are set at £4m (Four Million Pounds) @ 1st April 2019 (AVD) for the RCG 2021 Publication. | Factories - Workshops Light, Uninsulated | - | 2 | TRUE
2282 | 41Z00R | 4738 | 41Z00R | Factory buildings workshops | Asbestos cladding | Flat or corrugated | <= 100m² | Eaves ht - 7.0m | Building Construction : - Foundations : Concrete pad and strip foundations with 225mm mesh reinforced concrete floor. Frame : Steel frame Upper Floors : None Roof : Single skin corrugated asbestos sheet, fixed to steel purlins with plastic headed screws, translucent glazing panels; rainwater gutters, down pipes and drainage. External Walls : Single skin corrugated asbestos sheet, fixed to horizontal steel rails with plastic headed screws, translucent sheet glazing. Windows and Doors : Access doors goods/personnel. Internal Walls : None Internal Finishes : None Building Services : Electric light and power, water laid on, toilets, unheated. External Works : Drainage to the curtilage Accommodation: Single storey un-insulated workshop building | Location Adjustment Applicable (See Guidance Notes) - ERC = UK mean of 1.00 | (BEAMS Note 2) The ERC for this item should be added to all other rateable items on the hereditament (except land). Therefore the total of the ERC of the other Building Items and the P&M ERC (where applicable) to enable the correct contract size adjustment to be made. ERC of Building Component + ERC of P&M = Total ERC to which contract size adjustment should be applied. The appropriate % adjustment should be made in accordance with the scale for contract size adjustment specified under section 6 of the RCG 2023 Guidance notes. The currency ERC rates are set at £4m (Four Million Pounds) @ 1st April 2021 (AVD) for the RCG 2023 Publication. | Costs exclude external works. | - | - | - | The plant and machinery listed in the description has been included in this costing. | - | - | Factories - Workshops Light, Uninsulated | - | 10116 |  | - | - | NA | NA | NA | 395.1777 | Option 1 | 489.9429 | 23.98% | 0 | 0 | -100% | -100% | 0 | -100% | Redirected | NA | VOA_GPN_GOV_UK\7246041 | 2019-08-30 | Low | - | - | Redirected, low risk | NA | - | NA | SPONS A&B | NA | (BEAMS Note 2) The ERC for this item should be added to all other rateable items on the hereditament (except land). Therefore the total of the ERC of the other Building Items and the P&M ERC (where applicable) to enable the correct contract size adjustment to be made. ERC of Building Component + ERC of P&M = Total ERC to which contract size adjustment should be applied. The appropriate % adjustment should be made in accordance with the scale for contract size adjustment specified under section 6 of the RCG 2021 Guidance notes. The currency ERC rates are set at £4m (Four Million Pounds) @ 1st April 2019 (AVD) for the RCG 2021 Publication. | Factories - Workshops Light, Uninsulated | - | 2 | TRUE
2283 | 41Z00T | 4739 | 41Z00T | Factory buildings workshops | Asbestos cladding | Flat or corrugated | <= 100m² | Eaves ht - 7.5m | Building Construction : - Foundations : Concrete pad and strip foundations with 225mm mesh reinforced concrete floor. Frame : Steel frame Upper Floors : None Roof : Single skin corrugated asbestos sheet, fixed to steel purlins with plastic headed screws, translucent glazing panels; rainwater gutters, down pipes and drainage. External Walls : Single skin corrugated asbestos sheet, fixed to horizontal steel rails with plastic headed screws, translucent sheet glazing. Windows and Doors : Access doors goods/personnel. Internal Walls : None Internal Finishes : None Building Services : Electric light and power, water laid on, toilets, unheated. External Works : Drainage to the curtilage Accommodation: Single storey un-insulated workshop building | Location Adjustment Applicable (See Guidance Notes) - ERC = UK mean of 1.00 | (BEAMS Note 2) The ERC for this item should be added to all other rateable items on the hereditament (except land). Therefore the total of the ERC of the other Building Items and the P&M ERC (where applicable) to enable the correct contract size adjustment to be made. ERC of Building Component + ERC of P&M = Total ERC to which contract size adjustment should be applied. The appropriate % adjustment should be made in accordance with the scale for contract size adjustment specified under section 6 of the RCG 2023 Guidance notes. The currency ERC rates are set at £4m (Four Million Pounds) @ 1st April 2021 (AVD) for the RCG 2023 Publication. | Costs exclude external works. | - | - | - | The plant and machinery listed in the description has been included in this costing. | - | - | Factories - Workshops Light, Uninsulated | - | 10116 |  | - | - | NA | NA | NA | 402.8659 | Option 1 | 499.4749 | 23.98% | 0 | 0 | -100% | -100% | 0 | -100% | Redirected | NA | VOA_GPN_GOV_UK\7246041 | 2019-08-30 | Low | - | - | Redirected, low risk | NA | - | NA | SPONS A&B | NA | (BEAMS Note 2) The ERC for this item should be added to all other rateable items on the hereditament (except land). Therefore the total of the ERC of the other Building Items and the P&M ERC (where applicable) to enable the correct contract size adjustment to be made. ERC of Building Component + ERC of P&M = Total ERC to which contract size adjustment should be applied. The appropriate % adjustment should be made in accordance with the scale for contract size adjustment specified under section 6 of the RCG 2021 Guidance notes. The currency ERC rates are set at £4m (Four Million Pounds) @ 1st April 2019 (AVD) for the RCG 2021 Publication. | Factories - Workshops Light, Uninsulated | - | 2 | TRUE
2284 | 41Z01A | 4740 | 41Z01A | Factory buildings workshops | Asbestos cladding | Flat or corrugated | <= 100m² | Eaves ht - 8.0m | Building Construction : - Foundations : Concrete pad and strip foundations with 225mm mesh reinforced concrete floor. Frame : Steel frame Upper Floors : None Roof : Single skin corrugated asbestos sheet, fixed to steel purlins with plastic headed screws, translucent glazing panels; rainwater gutters, down pipes and drainage. External Walls : Single skin corrugated asbestos sheet, fixed to horizontal steel rails with plastic headed screws, translucent sheet glazing. Windows and Doors : Access doors goods/personnel. Internal Walls : None Internal Finishes : None Building Services : Electric light and power, water laid on, toilets, unheated. External Works : Drainage to the curtilage Accommodation: Single storey un-insulated workshop building | Location Adjustment Applicable (See Guidance Notes) - ERC = UK mean of 1.00 | (BEAMS Note 2) The ERC for this item should be added to all other rateable items on the hereditament (except land). Therefore the total of the ERC of the other Building Items and the P&M ERC (where applicable) to enable the correct contract size adjustment to be made. ERC of Building Component + ERC of P&M = Total ERC to which contract size adjustment should be applied. The appropriate % adjustment should be made in accordance with the scale for contract size adjustment specified under section 6 of the RCG 2023 Guidance notes. The currency ERC rates are set at £4m (Four Million Pounds) @ 1st April 2021 (AVD) for the RCG 2023 Publication. | Costs exclude external works. | - | - | - | The plant and machinery listed in the description has been included in this costing. | - | - | Factories - Workshops Light, Uninsulated | - | 10116 |  | - | - | NA | NA | NA | 461.2969 | Option 1 | 571.9178 | 23.98% | 0 | 0 | -100% | -100% | 0 | -100% | Redirected | NA | VOA_GPN_GOV_UK\7246041 | 2019-08-30 | Low | - | - | Redirected, low risk | NA | - | NA | SPONS A&B | NA | (BEAMS Note 2) The ERC for this item should be added to all other rateable items on the hereditament (except land). Therefore the total of the ERC of the other Building Items and the P&M ERC (where applicable) to enable the correct contract size adjustment to be made. ERC of Building Component + ERC of P&M = Total ERC to which contract size adjustment should be applied. The appropriate % adjustment should be made in accordance with the scale for contract size adjustment specified under section 6 of the RCG 2021 Guidance notes. The currency ERC rates are set at £4m (Four Million Pounds) @ 1st April 2019 (AVD) for the RCG 2021 Publication. | Factories - Workshops Light, Uninsulated | - | 2 | TRUE
2285 | 41Z01C | 4741 | 41Z01C | Factory buildings workshops | Asbestos cladding | Flat or corrugated | <= 100m² | Eaves ht - 8.5m | Building Construction : - Foundations : Concrete pad and strip foundations with 225mm mesh reinforced concrete floor. Frame : Steel frame Upper Floors : None Roof : Single skin corrugated asbestos sheet, fixed to steel purlins with plastic headed screws, translucent glazing panels; rainwater gutters, down pipes and drainage. External Walls : Single skin corrugated asbestos sheet, fixed to horizontal steel rails with plastic headed screws, translucent sheet glazing. Windows and Doors : Access doors goods/personnel. Internal Walls : None Internal Finishes : None Building Services : Electric light and power, water laid on, toilets, unheated. External Works : Drainage to the curtilage Accommodation: Single storey un-insulated workshop building | Location Adjustment Applicable (See Guidance Notes) - ERC = UK mean of 1.00 | (BEAMS Note 2) The ERC for this item should be added to all other rateable items on the hereditament (except land). Therefore the total of the ERC of the other Building Items and the P&M ERC (where applicable) to enable the correct contract size adjustment to be made. ERC of Building Component + ERC of P&M = Total ERC to which contract size adjustment should be applied. The appropriate % adjustment should be made in accordance with the scale for contract size adjustment specified under section 6 of the RCG 2023 Guidance notes. The currency ERC rates are set at £4m (Four Million Pounds) @ 1st April 2021 (AVD) for the RCG 2023 Publication. | Costs exclude external works. | - | - | - | The plant and machinery listed in the description has been included in this costing. | - | - | Factories - Workshops Light, Uninsulated | - | 10116 |  | - | - | NA | NA | NA | 472.0605 | Option 1 | 585.2625 | 23.98% | 0 | 0 | -100% | -100% | 0 | -100% | Redirected | NA | VOA_GPN_GOV_UK\7246041 | 2019-08-30 | Low | - | - | Redirected, low risk | NA | - | NA | SPONS A&B | NA | (BEAMS Note 2) The ERC for this item should be added to all other rateable items on the hereditament (except land). Therefore the total of the ERC of the other Building Items and the P&M ERC (where applicable) to enable the correct contract size adjustment to be made. ERC of Building Component + ERC of P&M = Total ERC to which contract size adjustment should be applied. The appropriate % adjustment should be made in accordance with the scale for contract size adjustment specified under section 6 of the RCG 2021 Guidance notes. The currency ERC rates are set at £4m (Four Million Pounds) @ 1st April 2019 (AVD) for the RCG 2021 Publication. | Factories - Workshops Light, Uninsulated | - | 2 | TRUE
2286 | 41Z01E | 4742 | 41Z01E | Factory buildings workshops | Asbestos cladding | Flat or corrugated | <= 100m² | Eaves ht - 9.0m | Building Construction : - Foundations : Concrete pad and strip foundations with 225mm mesh reinforced concrete floor. Frame : Steel frame Upper Floors : None Roof : Single skin corrugated asbestos sheet, fixed to steel purlins with plastic headed screws, translucent glazing panels; rainwater gutters, down pipes and drainage. External Walls : Single skin corrugated asbestos sheet, fixed to horizontal steel rails with plastic headed screws, translucent sheet glazing. Windows and Doors : Access doors goods/personnel. Internal Walls : None Internal Finishes : None Building Services : Electric light and power, water laid on, toilets, unheated. External Works : Drainage to the curtilage Accommodation: Single storey un-insulated workshop building | Location Adjustment Applicable (See Guidance Notes) - ERC = UK mean of 1.00 | (BEAMS Note 2) The ERC for this item should be added to all other rateable items on the hereditament (except land). Therefore the total of the ERC of the other Building Items and the P&M ERC (where applicable) to enable the correct contract size adjustment to be made. ERC of Building Component + ERC of P&M = Total ERC to which contract size adjustment should be applied. The appropriate % adjustment should be made in accordance with the scale for contract size adjustment specified under section 6 of the RCG 2023 Guidance notes. The currency ERC rates are set at £4m (Four Million Pounds) @ 1st April 2021 (AVD) for the RCG 2023 Publication. | Costs exclude external works. | - | - | - | The plant and machinery listed in the description has been included in this costing. | - | - | Factories - Workshops Light, Uninsulated | - | 10116 |  | - | - | NA | NA | NA | 482.8241 | Option 1 | 598.6073 | 23.98% | 0 | 0 | -100% | -100% | 0 | -100% | Redirected | NA | VOA_GPN_GOV_UK\7246041 | 2019-08-30 | Low | - | - | Redirected, low risk | NA | - | NA | SPONS A&B | NA | (BEAMS Note 2) The ERC for this item should be added to all other rateable items on the hereditament (except land). Therefore the total of the ERC of the other Building Items and the P&M ERC (where applicable) to enable the correct contract size adjustment to be made. ERC of Building Component + ERC of P&M = Total ERC to which contract size adjustment should be applied. The appropriate % adjustment should be made in accordance with the scale for contract size adjustment specified under section 6 of the RCG 2021 Guidance notes. The currency ERC rates are set at £4m (Four Million Pounds) @ 1st April 2019 (AVD) for the RCG 2021 Publication. | Factories - Workshops Light, Uninsulated | - | 2 | TRUE
2287 | 41Z01G | 4743 | 41Z01G | Factory buildings workshops | Asbestos cladding | Flat or corrugated | <= 100m² | Eaves ht - 9.5m | Building Construction : - Foundations : Concrete pad and strip foundations with 225mm mesh reinforced concrete floor. Frame : Steel frame Upper Floors : None Roof : Single skin corrugated asbestos sheet, fixed to steel purlins with plastic headed screws, translucent glazing panels; rainwater gutters, down pipes and drainage. External Walls : Single skin corrugated asbestos sheet, fixed to horizontal steel rails with plastic headed screws, translucent sheet glazing. Windows and Doors : Access doors goods/personnel. Internal Walls : None Internal Finishes : None Building Services : Electric light and power, water laid on, toilets, unheated. External Works : Drainage to the curtilage Accommodation: Single storey un-insulated workshop building | Location Adjustment Applicable (See Guidance Notes) - ERC = UK mean of 1.00 | (BEAMS Note 2) The ERC for this item should be added to all other rateable items on the hereditament (except land). Therefore the total of the ERC of the other Building Items and the P&M ERC (where applicable) to enable the correct contract size adjustment to be made. ERC of Building Component + ERC of P&M = Total ERC to which contract size adjustment should be applied. The appropriate % adjustment should be made in accordance with the scale for contract size adjustment specified under section 6 of the RCG 2023 Guidance notes. The currency ERC rates are set at £4m (Four Million Pounds) @ 1st April 2021 (AVD) for the RCG 2023 Publication. | Costs exclude external works. | - | - | - | The plant and machinery listed in the description has been included in this costing. | - | - | Factories - Workshops Light, Uninsulated | - | 10116 |  | - | - | NA | NA | NA | 493.5877 | Option 1 | 611.952 | 23.98% | 0 | 0 | -100% | -100% | 0 | -100% | Redirected | NA | VOA_GPN_GOV_UK\7246041 | 2019-08-30 | Low | - | - | Redirected, low risk | NA | - | NA | SPONS A&B | NA | (BEAMS Note 2) The ERC for this item should be added to all other rateable items on the hereditament (except land). Therefore the total of the ERC of the other Building Items and the P&M ERC (where applicable) to enable the correct contract size adjustment to be made. ERC of Building Component + ERC of P&M = Total ERC to which contract size adjustment should be applied. The appropriate % adjustment should be made in accordance with the scale for contract size adjustment specified under section 6 of the RCG 2021 Guidance notes. The currency ERC rates are set at £4m (Four Million Pounds) @ 1st April 2019 (AVD) for the RCG 2021 Publication. | Factories - Workshops Light, Uninsulated | - | 2 | TRUE
2288 | 41Z01K | 4744 | 41Z01K | Factory buildings workshops | Asbestos cladding | Flat or corrugated | <= 100m² | Eaves ht - 10.0m | Building Construction : - Foundations : Concrete pad and strip foundations with 225mm mesh reinforced concrete floor. Frame : Steel frame Upper Floors : None Roof : Single skin corrugated asbestos sheet, fixed to steel purlins with plastic headed screws, translucent glazing panels; rainwater gutters, down pipes and drainage. External Walls : Single skin corrugated asbestos sheet, fixed to horizontal steel rails with plastic headed screws, translucent sheet glazing. Windows and Doors : Access doors goods/personnel. Internal Walls : None Internal Finishes : None Building Services : Electric light and power, water laid on, toilets, unheated. External Works : Drainage to the curtilage Accommodation: Single storey un-insulated workshop building | Location Adjustment Applicable (See Guidance Notes) - ERC = UK mean of 1.00 | (BEAMS Note 2) The ERC for this item should be added to all other rateable items on the hereditament (except land). Therefore the total of the ERC of the other Building Items and the P&M ERC (where applicable) to enable the correct contract size adjustment to be made. ERC of Building Component + ERC of P&M = Total ERC to which contract size adjustment should be applied. The appropriate % adjustment should be made in accordance with the scale for contract size adjustment specified under section 6 of the RCG 2023 Guidance notes. The currency ERC rates are set at £4m (Four Million Pounds) @ 1st April 2021 (AVD) for the RCG 2023 Publication. | Costs exclude external works. | - | - | - | The plant and machinery listed in the description has been included in this costing. | - | - | Factories - Workshops Light, Uninsulated | - | 10116 |  | - | - | NA | NA | NA | 504.3513 | Option 1 | 625.2968 | 23.98% | 0 | 0 | -100% | -100% | 0 | -100% | Redirected | NA | VOA_GPN_GOV_UK\7246041 | 2019-08-30 | Low | - | - | Redirected, low risk | NA | - | NA | SPONS A&B | NA | (BEAMS Note 2) The ERC for this item should be added to all other rateable items on the hereditament (except land). Therefore the total of the ERC of the other Building Items and the P&M ERC (where applicable) to enable the correct contract size adjustment to be made. ERC of Building Component + ERC of P&M = Total ERC to which contract size adjustment should be applied. The appropriate % adjustment should be made in accordance with the scale for contract size adjustment specified under section 6 of the RCG 2021 Guidance notes. The currency ERC rates are set at £4m (Four Million Pounds) @ 1st April 2019 (AVD) for the RCG 2021 Publication. | Factories - Workshops Light, Uninsulated | - | 2 | TRUE
2289 | 41Z01P | 4745 | 41Z01P | Factory buildings workshops | Asbestos cladding | Flat or corrugated | <= 100m² | Eaves ht - 11.0m | Building Construction : - Foundations : Concrete pad and strip foundations with 225mm mesh reinforced concrete floor. Frame : Steel frame Upper Floors : None Roof : Single skin corrugated asbestos sheet, fixed to steel purlins with plastic headed screws, translucent glazing panels; rainwater gutters, down pipes and drainage. External Walls : Single skin corrugated asbestos sheet, fixed to horizontal steel rails with plastic headed screws, translucent sheet glazing. Windows and Doors : Access doors goods/personnel. Internal Walls : None Internal Finishes : None Building Services : Electric light and power, water laid on, toilets, unheated. External Works : Drainage to the curtilage Accommodation: Single storey un-insulated workshop building | Location Adjustment Applicable (See Guidance Notes) - ERC = UK mean of 1.00 | (BEAMS Note 2) The ERC for this item should be added to all other rateable items on the hereditament (except land). Therefore the total of the ERC of the other Building Items and the P&M ERC (where applicable) to enable the correct contract size adjustment to be made. ERC of Building Component + ERC of P&M = Total ERC to which contract size adjustment should be applied. The appropriate % adjustment should be made in accordance with the scale for contract size adjustment specified under section 6 of the RCG 2023 Guidance notes. The currency ERC rates are set at £4m (Four Million Pounds) @ 1st April 2021 (AVD) for the RCG 2023 Publication. | Costs exclude external works. | - | - | - | The plant and machinery listed in the description has been included in this costing. | - | - | Factories - Workshops Light, Uninsulated | - | 10116 |  | - | - | NA | NA | NA | 525.8784 | Option 1 | 651.9863 | 23.98% | 0 | 0 | -100% | -100% | 0 | -100% | Redirected | NA | VOA_GPN_GOV_UK\7246041 | 2019-08-30 | Low | - | - | Redirected, low risk | NA | - | NA | SPONS A&B | NA | (BEAMS Note 2) The ERC for this item should be added to all other rateable items on the hereditament (except land). Therefore the total of the ERC of the other Building Items and the P&M ERC (where applicable) to enable the correct contract size adjustment to be made. ERC of Building Component + ERC of P&M = Total ERC to which contract size adjustment should be applied. The appropriate % adjustment should be made in accordance with the scale for contract size adjustment specified under section 6 of the RCG 2021 Guidance notes. The currency ERC rates are set at £4m (Four Million Pounds) @ 1st April 2019 (AVD) for the RCG 2021 Publication. | Factories - Workshops Light, Uninsulated | - | 2 | TRUE
2290 | 41Z01T | 4746 | 41Z01T | Factory buildings workshops | Asbestos cladding | Flat or corrugated | <= 100m² | Eaves ht - 12.0m | Building Construction : - Foundations : Concrete pad and strip foundations with 225mm mesh reinforced concrete floor. Frame : Steel frame Upper Floors : None Roof : Single skin corrugated asbestos sheet, fixed to steel purlins with plastic headed screws, translucent glazing panels; rainwater gutters, down pipes and drainage. External Walls : Single skin corrugated asbestos sheet, fixed to horizontal steel rails with plastic headed screws, translucent sheet glazing. Windows and Doors : Access doors goods/personnel. Internal Walls : None Internal Finishes : None Building Services : Electric light and power, water laid on, toilets, unheated. External Works : Drainage to the curtilage Accommodation: Single storey un-insulated workshop building | Location Adjustment Applicable (See Guidance Notes) - ERC = UK mean of 1.00 | (BEAMS Note 2) The ERC for this item should be added to all other rateable items on the hereditament (except land). Therefore the total of the ERC of the other Building Items and the P&M ERC (where applicable) to enable the correct contract size adjustment to be made. ERC of Building Component + ERC of P&M = Total ERC to which contract size adjustment should be applied. The appropriate % adjustment should be made in accordance with the scale for contract size adjustment specified under section 6 of the RCG 2023 Guidance notes. The currency ERC rates are set at £4m (Four Million Pounds) @ 1st April 2021 (AVD) for the RCG 2023 Publication. | Costs exclude external works. | - | - | - | The plant and machinery listed in the description has been included in this costing. | - | - | Factories - Workshops Light, Uninsulated | - | 10116 |  | - | - | NA | NA | NA | 547.4056 | Option 1 | 678.6758 | 23.98% | 0 | 0 | -100% | -100% | 0 | -100% | Redirected | NA | VOA_GPN_GOV_UK\7246041 | 2019-08-30 | Low | - | - | Redirected, low risk | NA | - | NA | SPONS A&B | NA | (BEAMS Note 2) The ERC for this item should be added to all other rateable items on the hereditament (except land). Therefore the total of the ERC of the other Building Items and the P&M ERC (where applicable) to enable the correct contract size adjustment to be made. ERC of Building Component + ERC of P&M = Total ERC to which contract size adjustment should be applied. The appropriate % adjustment should be made in accordance with the scale for contract size adjustment specified under section 6 of the RCG 2021 Guidance notes. The currency ERC rates are set at £4m (Four Million Pounds) @ 1st April 2019 (AVD) for the RCG 2021 Publication. | Factories - Workshops Light, Uninsulated | - | 2 | TRUE
2291 | 41Z02A | 4747 | 41Z02A | Factory buildings workshops | Asbestos cladding | Flat or corrugated | 101m² - 250m² | Eaves ht - 3.0m | Building Construction : - Foundations : Concrete pad and strip foundations with 225mm mesh reinforced concrete floor. Frame : Steel frame Upper Floors : None Roof : Single skin corrugated asbestos sheet, fixed to steel purlins with plastic headed screws, translucent glazing panels; rainwater gutters, down pipes and drainage. External Walls : Single skin corrugated asbestos sheet, fixed to horizontal steel rails with plastic headed screws, translucent sheet glazing. Windows and Doors : Access doors goods/personnel. Internal Walls : None Internal Finishes : None Building Services : Electric light and power, water laid on, toilets, unheated. External Works : Drainage to the curtilage Accommodation : Single storey un-insulated workshop building | Location Adjustment Applicable (See Guidance Notes) - ERC = UK mean of 1.00 | (BEAMS Note 2) The ERC for this item should be added to all other rateable items on the hereditament (except land). Therefore the total of the ERC of the other Building Items and the P&M ERC (where applicable) to enable the correct contract size adjustment to be made. ERC of Building Component + ERC of P&M = Total ERC to which contract size adjustment should be applied. The appropriate % adjustment should be made in accordance with the scale for contract size adjustment specified under section 6 of the RCG 2023 Guidance notes. The currency ERC rates are set at £4m (Four Million Pounds) @ 1st April 2021 (AVD) for the RCG 2023 Publication. | Costs exclude external works. | - | - | - | The plant and machinery listed in the description has been included in this costing. | - | - | Factories - Workshops Light, Uninsulated | - | 10117 |  | - | - | NA | NA | NA | 248.3315 | Option 1 | 307.8824 | 23.98% | 0 | 0 | -100% | -100% | 0 | -100% | Redirected | NA | VOA_GPN_GOV_UK\7246041 | 2019-08-30 | Low | - | - | Redirected, low risk | NA | - | NA | SPONS A&B | NA | (BEAMS Note 2) The ERC for this item should be added to all other rateable items on the hereditament (except land). Therefore the total of the ERC of the other Building Items and the P&M ERC (where applicable) to enable the correct contract size adjustment to be made. ERC of Building Component + ERC of P&M = Total ERC to which contract size adjustment should be applied. The appropriate % adjustment should be made in accordance with the scale for contract size adjustment specified under section 6 of the RCG 2021 Guidance notes. The currency ERC rates are set at £4m (Four Million Pounds) @ 1st April 2019 (AVD) for the RCG 2021 Publication. | Factories - Workshops Light, Uninsulated | - | 2 | TRUE
2292 | 41Z02C | 4748 | 41Z02C | Factory buildings workshops | Asbestos cladding | Flat or corrugated | 101m² - 250m² | Eaves ht - 3.5m | Building Construction : - Foundations : Concrete pad and strip foundations with 225mm mesh reinforced concrete floor. Frame : Steel frame Upper Floors : None Roof : Single skin corrugated asbestos sheet, fixed to steel purlins with plastic headed screws, translucent glazing panels; rainwater gutters, down pipes and drainage. External Walls : Single skin corrugated asbestos sheet, fixed to horizontal steel rails with plastic headed screws, translucent sheet glazing. Windows and Doors : Access doors goods/personnel. Internal Walls : None Internal Finishes : None Building Services : Electric light and power, water laid on, toilets, unheated. External Works : Drainage to the curtilage Accommodation : Single storey un-insulated workshop building | Location Adjustment Applicable (See Guidance Notes) - ERC = UK mean of 1.00 | (BEAMS Note 2) The ERC for this item should be added to all other rateable items on the hereditament (except land). Therefore the total of the ERC of the other Building Items and the P&M ERC (where applicable) to enable the correct contract size adjustment to be made. ERC of Building Component + ERC of P&M = Total ERC to which contract size adjustment should be applied. The appropriate % adjustment should be made in accordance with the scale for contract size adjustment specified under section 6 of the RCG 2023 Guidance notes. The currency ERC rates are set at £4m (Four Million Pounds) @ 1st April 2021 (AVD) for the RCG 2023 Publication. | Costs exclude external works. | - | - | - | The plant and machinery listed in the description has been included in this costing. | - | - | Factories - Workshops Light, Uninsulated | - | 10117 |  | - | - | NA | NA | NA | 238.3367 | Option 1 | 295.4908 | 23.98% | 0 | 0 | -100% | -100% | 0 | -100% | Redirected | NA | VOA_GPN_GOV_UK\7246041 | 2019-08-30 | Low | - | - | Redirected, low risk | NA | - | NA | SPONS A&B | NA | (BEAMS Note 2) The ERC for this item should be added to all other rateable items on the hereditament (except land). Therefore the total of the ERC of the other Building Items and the P&M ERC (where applicable) to enable the correct contract size adjustment to be made. ERC of Building Component + ERC of P&M = Total ERC to which contract size adjustment should be applied. The appropriate % adjustment should be made in accordance with the scale for contract size adjustment specified under section 6 of the RCG 2021 Guidance notes. The currency ERC rates are set at £4m (Four Million Pounds) @ 1st April 2019 (AVD) for the RCG 2021 Publication. | Factories - Workshops Light, Uninsulated | - | 2 | TRUE
2293 | 41Z02E | 4749 | 41Z02E | Factory buildings workshops | Asbestos cladding | Flat or corrugated | 101m² - 250m² | Eaves ht - 4.0m | Building Construction : - Foundations : Concrete pad and strip foundations with 225mm mesh reinforced concrete floor. Frame : Steel frame Upper Floors : None Roof : Single skin corrugated asbestos sheet, fixed to steel purlins with plastic headed screws, translucent glazing panels; rainwater gutters, down pipes and drainage. External Walls : Single skin corrugated asbestos sheet, fixed to horizontal steel rails with plastic headed screws, translucent sheet glazing. Windows and Doors : Access doors goods/personnel. Internal Walls : None Internal Finishes : None Building Services : Electric light and power, water laid on, toilets, unheated. External Works : Drainage to the curtilage Accommodation : Single storey un-insulated workshop building | Location Adjustment Applicable (See Guidance Notes) - ERC = UK mean of 1.00 | (BEAMS Note 2) The ERC for this item should be added to all other rateable items on the hereditament (except land). Therefore the total of the ERC of the other Building Items and the P&M ERC (where applicable) to enable the correct contract size adjustment to be made. ERC of Building Component + ERC of P&M = Total ERC to which contract size adjustment should be applied. The appropriate % adjustment should be made in accordance with the scale for contract size adjustment specified under section 6 of the RCG 2023 Guidance notes. The currency ERC rates are set at £4m (Four Million Pounds) @ 1st April 2021 (AVD) for the RCG 2023 Publication. | Costs exclude external works. | - | - | - | The plant and machinery listed in the description has been included in this costing. | - | - | Factories - Workshops Light, Uninsulated | - | 10117 |  | - | - | NA | NA | NA | 256.7886 | Option 1 | 318.3676 | 23.98% | 0 | 0 | -100% | -100% | 0 | -100% | Redirected | NA | VOA_GPN_GOV_UK\7246041 | 2019-08-30 | Low | - | - | Redirected, low risk | NA | - | NA | SPONS A&B | NA | (BEAMS Note 2) The ERC for this item should be added to all other rateable items on the hereditament (except land). Therefore the total of the ERC of the other Building Items and the P&M ERC (where applicable) to enable the correct contract size adjustment to be made. ERC of Building Component + ERC of P&M = Total ERC to which contract size adjustment should be applied. The appropriate % adjustment should be made in accordance with the scale for contract size adjustment specified under section 6 of the RCG 2021 Guidance notes. The currency ERC rates are set at £4m (Four Million Pounds) @ 1st April 2019 (AVD) for the RCG 2021 Publication. | Factories - Workshops Light, Uninsulated | - | 2 | TRUE
2294 | 41Z02G | 4750 | 41Z02G | Factory buildings workshops | Asbestos cladding | Flat or corrugated | 101m² - 250m² | Eaves ht - 4.5m | Building Construction : - Foundations : Concrete pad and strip foundations with 225mm mesh reinforced concrete floor. Frame : Steel frame Upper Floors : None Roof : Single skin corrugated asbestos sheet, fixed to steel purlins with plastic headed screws, translucent glazing panels; rainwater gutters, down pipes and drainage. External Walls : Single skin corrugated asbestos sheet, fixed to horizontal steel rails with plastic headed screws, translucent sheet glazing. Windows and Doors : Access doors goods/personnel. Internal Walls : None Internal Finishes : None Building Services : Electric light and power, water laid on, toilets, unheated. External Works : Drainage to the curtilage Accommodation : Single storey un-insulated workshop building | Location Adjustment Applicable (See Guidance Notes) - ERC = UK mean of 1.00 | (BEAMS Note 2) The ERC for this item should be added to all other rateable items on the hereditament (except land). Therefore the total of the ERC of the other Building Items and the P&M ERC (where applicable) to enable the correct contract size adjustment to be made. ERC of Building Component + ERC of P&M = Total ERC to which contract size adjustment should be applied. The appropriate % adjustment should be made in accordance with the scale for contract size adjustment specified under section 6 of the RCG 2023 Guidance notes. The currency ERC rates are set at £4m (Four Million Pounds) @ 1st April 2021 (AVD) for the RCG 2023 Publication. | Costs exclude external works. | - | - | - | The plant and machinery listed in the description has been included in this costing. | - | - | Factories - Workshops Light, Uninsulated | - | 10117 |  | - | - | NA | NA | NA | 260.6327 | Option 1 | 323.1335 | 23.98% | 0 | 0 | -100% | -100% | 0 | -100% | Redirected | NA | VOA_GPN_GOV_UK\7246041 | 2019-08-30 | Low | - | - | Redirected, low risk | NA | - | NA | SPONS A&B | NA | (BEAMS Note 2) The ERC for this item should be added to all other rateable items on the hereditament (except land). Therefore the total of the ERC of the other Building Items and the P&M ERC (where applicable) to enable the correct contract size adjustment to be made. ERC of Building Component + ERC of P&M = Total ERC to which contract size adjustment should be applied. The appropriate % adjustment should be made in accordance with the scale for contract size adjustment specified under section 6 of the RCG 2021 Guidance notes. The currency ERC rates are set at £4m (Four Million Pounds) @ 1st April 2019 (AVD) for the RCG 2021 Publication. | Factories - Workshops Light, Uninsulated | - | 2 | TRUE
2295 | 41Z02H | 4887 | 41Z02H | Factory buildings workshops | Asbestos cladding | Flat or corrugated | 101m² - 250m² | Eaves ht - 5.0m | Building Construction : - Foundations : Concrete pad and strip foundations with 225mm mesh reinforced concrete floor. Frame : Steel frame Upper Floors : None Roof : Single skin corrugated asbestos sheet, fixed to steel purlins with plastic headed screws, translucent glazing panels; rainwater gutters, down pipes and drainage. External Walls : Single skin corrugated asbestos sheet, fixed to horizontal steel rails with plastic headed screws, translucent sheet glazing. Windows and Doors : Access doors goods/personnel. Internal Walls : None Internal Finishes : None Building Services : Electric light and power, water laid on, toilets, unheated. External Works : Drainage to the curtilage Accommodation : Single storey un-insulated workshop building | Location Adjustment Applicable (See Guidance Notes) - ERC = UK mean of 1.00 | (BEAMS Note 2) The ERC for this item should be added to all other rateable items on the hereditament (except land). Therefore the total of the ERC of the other Building Items and the P&M ERC (where applicable) to enable the correct contract size adjustment to be made. ERC of Building Component + ERC of P&M = Total ERC to which contract size adjustment should be applied. The appropriate % adjustment should be made in accordance with the scale for contract size adjustment specified under section 6 of the RCG 2023 Guidance notes. The currency ERC rates are set at £4m (Four Million Pounds) @ 1st April 2021 (AVD) for the RCG 2023 Publication. | Costs exclude external works. | - | - | - | The plant and machinery listed in the description has been included in this costing. | - | - | Factories - Workshops Light, Uninsulated | - | 10117 |  | - | - | NA | NA | NA | 265.2457 | Option 1 | 328.8527 | 23.98% | 0 | 0 | -100% | -100% | 0 | -100% | Redirected | NA | VOA_GPN_GOV_UK\7246041 | 2019-08-30 | Low | - | - | Redirected, low risk | NA | - | NA | SPONS A&B | NA | (BEAMS Note 2) The ERC for this item should be added to all other rateable items on the hereditament (except land). Therefore the total of the ERC of the other Building Items and the P&M ERC (where applicable) to enable the correct contract size adjustment to be made. ERC of Building Component + ERC of P&M = Total ERC to which contract size adjustment should be applied. The appropriate % adjustment should be made in accordance with the scale for contract size adjustment specified under section 6 of the RCG 2021 Guidance notes. The currency ERC rates are set at £4m (Four Million Pounds) @ 1st April 2019 (AVD) for the RCG 2021 Publication. | Factories - Workshops Light, Uninsulated | - | 2 | TRUE
2296 | 41Z02K | 4751 | 41Z02K | Factory buildings workshops | Asbestos cladding | Flat or corrugated | 101m² - 250m² | Eaves ht - 5.5m | Building Construction : - Foundations : Concrete pad and strip foundations with 225mm mesh reinforced concrete floor. Frame : Steel frame Upper Floors : None Roof : Single skin corrugated asbestos sheet, fixed to steel purlins with plastic headed screws, translucent glazing panels; rainwater gutters, down pipes and drainage. External Walls : Single skin corrugated asbestos sheet, fixed to horizontal steel rails with plastic headed screws, translucent sheet glazing. Windows and Doors : Access doors goods/personnel. Internal Walls : None Internal Finishes : None Building Services : Electric light and power, water laid on, toilets, unheated. External Works : Drainage to the curtilage Accommodation : Single storey un-insulated workshop building | Location Adjustment Applicable (See Guidance Notes) - ERC = UK mean of 1.00 | (BEAMS Note 2) The ERC for this item should be added to all other rateable items on the hereditament (except land). Therefore the total of the ERC of the other Building Items and the P&M ERC (where applicable) to enable the correct contract size adjustment to be made. ERC of Building Component + ERC of P&M = Total ERC to which contract size adjustment should be applied. The appropriate % adjustment should be made in accordance with the scale for contract size adjustment specified under section 6 of the RCG 2023 Guidance notes. The currency ERC rates are set at £4m (Four Million Pounds) @ 1st April 2021 (AVD) for the RCG 2023 Publication. | Costs exclude external works. | - | - | - | The plant and machinery listed in the description has been included in this costing. | - | - | Factories - Workshops Light, Uninsulated | - | 10117 |  | - | - | NA | NA | NA | 290.617 | Option 1 | 360.3082 | 23.98% | 0 | 0 | -100% | -100% | 0 | -100% | Redirected | NA | VOA_GPN_GOV_UK\7246041 | 2019-08-30 | Low | - | - | Redirected, low risk | NA | - | NA | SPONS A&B | NA | (BEAMS Note 2) The ERC for this item should be added to all other rateable items on the hereditament (except land). Therefore the total of the ERC of the other Building Items and the P&M ERC (where applicable) to enable the correct contract size adjustment to be made. ERC of Building Component + ERC of P&M = Total ERC to which contract size adjustment should be applied. The appropriate % adjustment should be made in accordance with the scale for contract size adjustment specified under section 6 of the RCG 2021 Guidance notes. The currency ERC rates are set at £4m (Four Million Pounds) @ 1st April 2019 (AVD) for the RCG 2021 Publication. | Factories - Workshops Light, Uninsulated | - | 2 | TRUE
2297 | 41Z02M | 4752 | 41Z02M | Factory buildings workshops | Asbestos cladding | Flat or corrugated | 101m² - 250m² | Eaves ht - 6.0m | Building Construction : - Foundations : Concrete pad and strip foundations with 225mm mesh reinforced concrete floor. Frame : Steel frame Upper Floors : None Roof : Single skin corrugated asbestos sheet, fixed to steel purlins with plastic headed screws, translucent glazing panels; rainwater gutters, down pipes and drainage. External Walls : Single skin corrugated asbestos sheet, fixed to horizontal steel rails with plastic headed screws, translucent sheet glazing. Windows and Doors : Access doors goods/personnel. Internal Walls : None Internal Finishes : None Building Services : Electric light and power, water laid on, toilets, unheated. External Works : Drainage to the curtilage Accommodation : Single storey un-insulated workshop building | Location Adjustment Applicable (See Guidance Notes) - ERC = UK mean of 1.00 | (BEAMS Note 2) The ERC for this item should be added to all other rateable items on the hereditament (except land). Therefore the total of the ERC of the other Building Items and the P&M ERC (where applicable) to enable the correct contract size adjustment to be made. ERC of Building Component + ERC of P&M = Total ERC to which contract size adjustment should be applied. The appropriate % adjustment should be made in accordance with the scale for contract size adjustment specified under section 6 of the RCG 2023 Guidance notes. The currency ERC rates are set at £4m (Four Million Pounds) @ 1st April 2021 (AVD) for the RCG 2023 Publication. | Costs exclude external works. | - | - | - | The plant and machinery listed in the description has been included in this costing. | - | - | Factories - Workshops Light, Uninsulated | - | 10117 |  | - | - | NA | NA | NA | 295.9988 | Option 1 | 366.9806 | 23.98% | 0 | 0 | -100% | -100% | 0 | -100% | Redirected | NA | VOA_GPN_GOV_UK\7246041 | 2019-08-30 | Low | - | - | Redirected, low risk | NA | - | NA | SPONS A&B | NA | (BEAMS Note 2) The ERC for this item should be added to all other rateable items on the hereditament (except land). Therefore the total of the ERC of the other Building Items and the P&M ERC (where applicable) to enable the correct contract size adjustment to be made. ERC of Building Component + ERC of P&M = Total ERC to which contract size adjustment should be applied. The appropriate % adjustment should be made in accordance with the scale for contract size adjustment specified under section 6 of the RCG 2021 Guidance notes. The currency ERC rates are set at £4m (Four Million Pounds) @ 1st April 2019 (AVD) for the RCG 2021 Publication. | Factories - Workshops Light, Uninsulated | - | 2 | TRUE
2298 | 41Z02P | 4753 | 41Z02P | Factory buildings workshops | Asbestos cladding | Flat or corrugated | 101m² - 250m² | Eaves ht - 6.5m | Building Construction : - Foundations : Concrete pad and strip foundations with 225mm mesh reinforced concrete floor. Frame : Steel frame Upper Floors : None Roof : Single skin corrugated asbestos sheet, fixed to steel purlins with plastic headed screws, translucent glazing panels; rainwater gutters, down pipes and drainage. External Walls : Single skin corrugated asbestos sheet, fixed to horizontal steel rails with plastic headed screws, translucent sheet glazing. Windows and Doors : Access doors goods/personnel. Internal Walls : None Internal Finishes : None Building Services : Electric light and power, water laid on, toilets, unheated. External Works : Drainage to the curtilage Accommodation : Single storey un-insulated workshop building | Location Adjustment Applicable (See Guidance Notes) - ERC = UK mean of 1.00 | (BEAMS Note 2) The ERC for this item should be added to all other rateable items on the hereditament (except land). Therefore the total of the ERC of the other Building Items and the P&M ERC (where applicable) to enable the correct contract size adjustment to be made. ERC of Building Component + ERC of P&M = Total ERC to which contract size adjustment should be applied. The appropriate % adjustment should be made in accordance with the scale for contract size adjustment specified under section 6 of the RCG 2023 Guidance notes. The currency ERC rates are set at £4m (Four Million Pounds) @ 1st April 2021 (AVD) for the RCG 2023 Publication. | Costs exclude external works. | - | - | - | The plant and machinery listed in the description has been included in this costing. | - | - | Factories - Workshops Light, Uninsulated | - | 10117 |  | - | - | NA | NA | NA | 302.1495 | Option 1 | 374.6061 | 23.98% | 0 | 0 | -100% | -100% | 0 | -100% | Redirected | NA | VOA_GPN_GOV_UK\7246041 | 2019-08-30 | Low | - | - | Redirected, low risk | NA | - | NA | SPONS A&B | NA | (BEAMS Note 2) The ERC for this item should be added to all other rateable items on the hereditament (except land). Therefore the total of the ERC of the other Building Items and the P&M ERC (where applicable) to enable the correct contract size adjustment to be made. ERC of Building Component + ERC of P&M = Total ERC to which contract size adjustment should be applied. The appropriate % adjustment should be made in accordance with the scale for contract size adjustment specified under section 6 of the RCG 2021 Guidance notes. The currency ERC rates are set at £4m (Four Million Pounds) @ 1st April 2019 (AVD) for the RCG 2021 Publication. | Factories - Workshops Light, Uninsulated | - | 2 | TRUE
2299 | 41Z02R | 4754 | 41Z02R | Factory buildings workshops | Asbestos cladding | Flat or corrugated | 101m² - 250m² | Eaves ht - 7.0m | Building Construction : - Foundations : Concrete pad and strip foundations with 225mm mesh reinforced concrete floor. Frame : Steel frame Upper Floors : None Roof : Single skin corrugated asbestos sheet, fixed to steel purlins with plastic headed screws, translucent glazing panels; rainwater gutters, down pipes and drainage. External Walls : Single skin corrugated asbestos sheet, fixed to horizontal steel rails with plastic headed screws, translucent sheet glazing. Windows and Doors : Access doors goods/personnel. Internal Walls : None Internal Finishes : None Building Services : Electric light and power, water laid on, toilets, unheated. External Works : Drainage to the curtilage Accommodation : Single storey un-insulated workshop building | Location Adjustment Applicable (See Guidance Notes) - ERC = UK mean of 1.00 | (BEAMS Note 2) The ERC for this item should be added to all other rateable items on the hereditament (except land). Therefore the total of the ERC of the other Building Items and the P&M ERC (where applicable) to enable the correct contract size adjustment to be made. ERC of Building Component + ERC of P&M = Total ERC to which contract size adjustment should be applied. The appropriate % adjustment should be made in accordance with the scale for contract size adjustment specified under section 6 of the RCG 2023 Guidance notes. The currency ERC rates are set at £4m (Four Million Pounds) @ 1st April 2021 (AVD) for the RCG 2023 Publication. | Costs exclude external works. | - | - | - | The plant and machinery listed in the description has been included in this costing. | - | - | Factories - Workshops Light, Uninsulated | - | 10117 |  | - | - | NA | NA | NA | 307.5313 | Option 1 | 381.2785 | 23.98% | 0 | 0 | -100% | -100% | 0 | -100% | Redirected | NA | VOA_GPN_GOV_UK\7246041 | 2019-08-30 | Low | - | - | Redirected, low risk | NA | - | NA | SPONS A&B | NA | (BEAMS Note 2) The ERC for this item should be added to all other rateable items on the hereditament (except land). Therefore the total of the ERC of the other Building Items and the P&M ERC (where applicable) to enable the correct contract size adjustment to be made. ERC of Building Component + ERC of P&M = Total ERC to which contract size adjustment should be applied. The appropriate % adjustment should be made in accordance with the scale for contract size adjustment specified under section 6 of the RCG 2021 Guidance notes. The currency ERC rates are set at £4m (Four Million Pounds) @ 1st April 2019 (AVD) for the RCG 2021 Publication. | Factories - Workshops Light, Uninsulated | - | 2 | TRUE
2300 | 41Z02T | 4755 | 41Z02T | Factory buildings workshops | Asbestos cladding | Flat or corrugated | 101m² - 250m² | Eaves ht - 7.5m | Building Construction : - Foundations : Concrete pad and strip foundations with 225mm mesh reinforced concrete floor. Frame : Steel frame Upper Floors : None Roof : Single skin corrugated asbestos sheet, fixed to steel purlins with plastic headed screws, translucent glazing panels; rainwater gutters, down pipes and drainage. External Walls : Single skin corrugated asbestos sheet, fixed to horizontal steel rails with plastic headed screws, translucent sheet glazing. Windows and Doors : Access doors goods/personnel. Internal Walls : None Internal Finishes : None Building Services : Electric light and power, water laid on, toilets, unheated. External Works : Drainage to the curtilage Accommodation : Single storey un-insulated workshop building | Location Adjustment Applicable (See Guidance Notes) - ERC = UK mean of 1.00 | (BEAMS Note 2) The ERC for this item should be added to all other rateable items on the hereditament (except land). Therefore the total of the ERC of the other Building Items and the P&M ERC (where applicable) to enable the correct contract size adjustment to be made. ERC of Building Component + ERC of P&M = Total ERC to which contract size adjustment should be applied. The appropriate % adjustment should be made in accordance with the scale for contract size adjustment specified under section 6 of the RCG 2023 Guidance notes. The currency ERC rates are set at £4m (Four Million Pounds) @ 1st April 2021 (AVD) for the RCG 2023 Publication. | Costs exclude external works. | - | - | - | The plant and machinery listed in the description has been included in this costing. | - | - | Factories - Workshops Light, Uninsulated | - | 10117 |  | - | - | NA | NA | NA | 315.9884 | Option 1 | 391.7637 | 23.98% | 0 | 0 | -100% | -100% | 0 | -100% | Redirected | NA | VOA_GPN_GOV_UK\7246041 | 2019-08-30 | Low | - | - | Redirected, low risk | NA | - | NA | SPONS A&B | NA | (BEAMS Note 2) The ERC for this item should be added to all other rateable items on the hereditament (except land). Therefore the total of the ERC of the other Building Items and the P&M ERC (where applicable) to enable the correct contract size adjustment to be made. ERC of Building Component + ERC of P&M = Total ERC to which contract size adjustment should be applied. The appropriate % adjustment should be made in accordance with the scale for contract size adjustment specified under section 6 of the RCG 2021 Guidance notes. The currency ERC rates are set at £4m (Four Million Pounds) @ 1st April 2019 (AVD) for the RCG 2021 Publication. | Factories - Workshops Light, Uninsulated | - | 2 | TRUE
2301 | 41Z03A | 4756 | 41Z03A | Factory buildings workshops | Asbestos cladding | Flat or corrugated | 101m² - 250m² | Eaves ht - 8.0m | Building Construction : - Foundations : Concrete pad and strip foundations with 225mm mesh reinforced concrete floor. Frame : Steel frame Upper Floors : None Roof : Single skin corrugated asbestos sheet, fixed to steel purlins with plastic headed screws, translucent glazing panels; rainwater gutters, down pipes and drainage. External Walls : Single skin corrugated asbestos sheet, fixed to horizontal steel rails with plastic headed screws, translucent sheet glazing. Windows and Doors : Access doors goods/personnel. Internal Walls : None Internal Finishes : None Building Services : Electric light and power, water laid on, toilets, unheated. External Works : Drainage to the curtilage Accommodation : Single storey un-insulated workshop building | Location Adjustment Applicable (See Guidance Notes) - ERC = UK mean of 1.00 | (BEAMS Note 2) The ERC for this item should be added to all other rateable items on the hereditament (except land). Therefore the total of the ERC of the other Building Items and the P&M ERC (where applicable) to enable the correct contract size adjustment to be made. ERC of Building Component + ERC of P&M = Total ERC to which contract size adjustment should be applied. The appropriate % adjustment should be made in accordance with the scale for contract size adjustment specified under section 6 of the RCG 2023 Guidance notes. The currency ERC rates are set at £4m (Four Million Pounds) @ 1st April 2021 (AVD) for the RCG 2023 Publication. | Costs exclude external works. | - | - | - | The plant and machinery listed in the description has been included in this costing. | - | - | Factories - Workshops Light, Uninsulated | - | 10117 |  | - | - | NA | NA | NA | 354.4298 | Option 1 | 439.4235 | 23.98% | 0 | 0 | -100% | -100% | 0 | -100% | Redirected | NA | VOA_GPN_GOV_UK\7246041 | 2019-08-30 | Low | - | - | Redirected, low risk | NA | - | NA | SPONS A&B | NA | (BEAMS Note 2) The ERC for this item should be added to all other rateable items on the hereditament (except land). Therefore the total of the ERC of the other Building Items and the P&M ERC (where applicable) to enable the correct contract size adjustment to be made. ERC of Building Component + ERC of P&M = Total ERC to which contract size adjustment should be applied. The appropriate % adjustment should be made in accordance with the scale for contract size adjustment specified under section 6 of the RCG 2021 Guidance notes. The currency ERC rates are set at £4m (Four Million Pounds) @ 1st April 2019 (AVD) for the RCG 2021 Publication. | Factories - Workshops Light, Uninsulated | - | 2 | TRUE
2302 | 41Z03C | 4757 | 41Z03C | Factory buildings workshops | Asbestos cladding | Flat or corrugated | 101m² - 250m² | Eaves ht - 8.5m | Building Construction : - Foundations : Concrete pad and strip foundations with 225mm mesh reinforced concrete floor. Frame : Steel frame Upper Floors : None Roof : Single skin corrugated asbestos sheet, fixed to steel purlins with plastic headed screws, translucent glazing panels; rainwater gutters, down pipes and drainage. External Walls : Single skin corrugated asbestos sheet, fixed to horizontal steel rails with plastic headed screws, translucent sheet glazing. Windows and Doors : Access doors goods/personnel. Internal Walls : None Internal Finishes : None Building Services : Electric light and power, water laid on, toilets, unheated. External Works : Drainage to the curtilage Accommodation : Single storey un-insulated workshop building | Location Adjustment Applicable (See Guidance Notes) - ERC = UK mean of 1.00 | (BEAMS Note 2) The ERC for this item should be added to all other rateable items on the hereditament (except land). Therefore the total of the ERC of the other Building Items and the P&M ERC (where applicable) to enable the correct contract size adjustment to be made. ERC of Building Component + ERC of P&M = Total ERC to which contract size adjustment should be applied. The appropriate % adjustment should be made in accordance with the scale for contract size adjustment specified under section 6 of the RCG 2023 Guidance notes. The currency ERC rates are set at £4m (Four Million Pounds) @ 1st April 2021 (AVD) for the RCG 2023 Publication. | Costs exclude external works. | - | - | - | The plant and machinery listed in the description has been included in this costing. | - | - | Factories - Workshops Light, Uninsulated | - | 10117 |  | - | - | NA | NA | NA | 362.1181 | Option 1 | 448.9554 | 23.98% | 0 | 0 | -100% | -100% | 0 | -100% | Redirected | NA | VOA_GPN_GOV_UK\7246041 | 2019-08-30 | Low | - | - | Redirected, low risk | NA | - | NA | SPONS A&B | NA | (BEAMS Note 2) The ERC for this item should be added to all other rateable items on the hereditament (except land). Therefore the total of the ERC of the other Building Items and the P&M ERC (where applicable) to enable the correct contract size adjustment to be made. ERC of Building Component + ERC of P&M = Total ERC to which contract size adjustment should be applied. The appropriate % adjustment should be made in accordance with the scale for contract size adjustment specified under section 6 of the RCG 2021 Guidance notes. The currency ERC rates are set at £4m (Four Million Pounds) @ 1st April 2019 (AVD) for the RCG 2021 Publication. | Factories - Workshops Light, Uninsulated | - | 2 | TRUE
2303 | 41Z03E | 4758 | 41Z03E | Factory buildings workshops | Asbestos cladding | Flat or corrugated | 101m² - 250m² | Eaves ht - 9.0m | Building Construction : - Foundations : Concrete pad and strip foundations with 225mm mesh reinforced concrete floor. Frame : Steel frame Upper Floors : None Roof : Single skin corrugated asbestos sheet, fixed to steel purlins with plastic headed screws, translucent glazing panels; rainwater gutters, down pipes and drainage. External Walls : Single skin corrugated asbestos sheet, fixed to horizontal steel rails with plastic headed screws, translucent sheet glazing. Windows and Doors : Access doors goods/personnel. Internal Walls : None Internal Finishes : None Building Services : Electric light and power, water laid on, toilets, unheated. External Works : Drainage to the curtilage Accommodation : Single storey un-insulated workshop building | Location Adjustment Applicable (See Guidance Notes) - ERC = UK mean of 1.00 | (BEAMS Note 2) The ERC for this item should be added to all other rateable items on the hereditament (except land). Therefore the total of the ERC of the other Building Items and the P&M ERC (where applicable) to enable the correct contract size adjustment to be made. ERC of Building Component + ERC of P&M = Total ERC to which contract size adjustment should be applied. The appropriate % adjustment should be made in accordance with the scale for contract size adjustment specified under section 6 of the RCG 2023 Guidance notes. The currency ERC rates are set at £4m (Four Million Pounds) @ 1st April 2021 (AVD) for the RCG 2023 Publication. | Costs exclude external works. | - | - | - | The plant and machinery listed in the description has been included in this costing. | - | - | Factories - Workshops Light, Uninsulated | - | 10117 |  | - | - | NA | NA | NA | 369.8063 | Option 1 | 458.4874 | 23.98% | 0 | 0 | -100% | -100% | 0 | -100% | Redirected | NA | VOA_GPN_GOV_UK\7246041 | 2019-08-30 | Low | - | - | Redirected, low risk | NA | - | NA | SPONS A&B | NA | (BEAMS Note 2) The ERC for this item should be added to all other rateable items on the hereditament (except land). Therefore the total of the ERC of the other Building Items and the P&M ERC (where applicable) to enable the correct contract size adjustment to be made. ERC of Building Component + ERC of P&M = Total ERC to which contract size adjustment should be applied. The appropriate % adjustment should be made in accordance with the scale for contract size adjustment specified under section 6 of the RCG 2021 Guidance notes. The currency ERC rates are set at £4m (Four Million Pounds) @ 1st April 2019 (AVD) for the RCG 2021 Publication. | Factories - Workshops Light, Uninsulated | - | 2 | TRUE
2304 | 41Z03G | 4759 | 41Z03G | Factory buildings workshops | Asbestos cladding | Flat or corrugated | 101m² - 250m² | Eaves ht - 9.5m | Building Construction : - Foundations : Concrete pad and strip foundations with 225mm mesh reinforced concrete floor. Frame : Steel frame Upper Floors : None Roof : Single skin corrugated asbestos sheet, fixed to steel purlins with plastic headed screws, translucent glazing panels; rainwater gutters, down pipes and drainage. External Walls : Single skin corrugated asbestos sheet, fixed to horizontal steel rails with plastic headed screws, translucent sheet glazing. Windows and Doors : Access doors goods/personnel. Internal Walls : None Internal Finishes : None Building Services : Electric light and power, water laid on, toilets, unheated. External Works : Drainage to the curtilage Accommodation : Single storey un-insulated workshop building | Location Adjustment Applicable (See Guidance Notes) - ERC = UK mean of 1.00 | (BEAMS Note 2) The ERC for this item should be added to all other rateable items on the hereditament (except land). Therefore the total of the ERC of the other Building Items and the P&M ERC (where applicable) to enable the correct contract size adjustment to be made. ERC of Building Component + ERC of P&M = Total ERC to which contract size adjustment should be applied. The appropriate % adjustment should be made in accordance with the scale for contract size adjustment specified under section 6 of the RCG 2023 Guidance notes. The currency ERC rates are set at £4m (Four Million Pounds) @ 1st April 2021 (AVD) for the RCG 2023 Publication. | Costs exclude external works. | - | - | - | The plant and machinery listed in the description has been included in this costing. | - | - | Factories - Workshops Light, Uninsulated | - | 10117 |  | - | - | NA | NA | NA | 376.7258 | Option 1 | 467.0662 | 23.98% | 0 | 0 | -100% | -100% | 0 | -100% | Redirected | NA | VOA_GPN_GOV_UK\7246041 | 2019-08-30 | Low | - | - | Redirected, low risk | NA | - | NA | SPONS A&B | NA | (BEAMS Note 2) The ERC for this item should be added to all other rateable items on the hereditament (except land). Therefore the total of the ERC of the other Building Items and the P&M ERC (where applicable) to enable the correct contract size adjustment to be made. ERC of Building Component + ERC of P&M = Total ERC to which contract size adjustment should be applied. The appropriate % adjustment should be made in accordance with the scale for contract size adjustment specified under section 6 of the RCG 2021 Guidance notes. The currency ERC rates are set at £4m (Four Million Pounds) @ 1st April 2019 (AVD) for the RCG 2021 Publication. | Factories - Workshops Light, Uninsulated | - | 2 | TRUE
2305 | 41Z03K | 4760 | 41Z03K | Factory buildings workshops | Asbestos cladding | Flat or corrugated | 101m² - 250m² | Eaves ht - 10.0m | Building Construction : - Foundations : Concrete pad and strip foundations with 225mm mesh reinforced concrete floor. Frame : Steel frame Upper Floors : None Roof : Single skin corrugated asbestos sheet, fixed to steel purlins with plastic headed screws, translucent glazing panels; rainwater gutters, down pipes and drainage. External Walls : Single skin corrugated asbestos sheet, fixed to horizontal steel rails with plastic headed screws, translucent sheet glazing. Windows and Doors : Access doors goods/personnel. Internal Walls : None Internal Finishes : None Building Services : Electric light and power, water laid on, toilets, unheated. External Works : Drainage to the curtilage Accommodation : Single storey un-insulated workshop building | Location Adjustment Applicable (See Guidance Notes) - ERC = UK mean of 1.00 | (BEAMS Note 2) The ERC for this item should be added to all other rateable items on the hereditament (except land). Therefore the total of the ERC of the other Building Items and the P&M ERC (where applicable) to enable the correct contract size adjustment to be made. ERC of Building Component + ERC of P&M = Total ERC to which contract size adjustment should be applied. The appropriate % adjustment should be made in accordance with the scale for contract size adjustment specified under section 6 of the RCG 2023 Guidance notes. The currency ERC rates are set at £4m (Four Million Pounds) @ 1st April 2021 (AVD) for the RCG 2023 Publication. | Costs exclude external works. | - | - | - | The plant and machinery listed in the description has been included in this costing. | - | - | Factories - Workshops Light, Uninsulated | - | 10117 |  | - | - | NA | NA | NA | 384.4141 | Option 1 | 476.5981 | 23.98% | 0 | 0 | -100% | -100% | 0 | -100% | Redirected | NA | VOA_GPN_GOV_UK\7246041 | 2019-08-30 | Low | - | - | Redirected, low risk | NA | - | NA | SPONS A&B | NA | (BEAMS Note 2) The ERC for this item should be added to all other rateable items on the hereditament (except land). Therefore the total of the ERC of the other Building Items and the P&M ERC (where applicable) to enable the correct contract size adjustment to be made. ERC of Building Component + ERC of P&M = Total ERC to which contract size adjustment should be applied. The appropriate % adjustment should be made in accordance with the scale for contract size adjustment specified under section 6 of the RCG 2021 Guidance notes. The currency ERC rates are set at £4m (Four Million Pounds) @ 1st April 2019 (AVD) for the RCG 2021 Publication. | Factories - Workshops Light, Uninsulated | - | 2 | TRUE
2306 | 41Z03P | 4761 | 41Z03P | Factory buildings workshops | Asbestos cladding | Flat or corrugated | 101m² - 250m² | Eaves ht - 11.0m | Building Construction : - Foundations : Concrete pad and strip foundations with 225mm mesh reinforced concrete floor. Frame : Steel frame Upper Floors : None Roof : Single skin corrugated asbestos sheet, fixed to steel purlins with plastic headed screws, translucent glazing panels; rainwater gutters, down pipes and drainage. External Walls : Single skin corrugated asbestos sheet, fixed to horizontal steel rails with plastic headed screws, translucent sheet glazing. Windows and Doors : Access doors goods/personnel. Internal Walls : None Internal Finishes : None Building Services : Electric light and power, water laid on, toilets, unheated. External Works : Drainage to the curtilage Accommodation : Single storey un-insulated workshop building | Location Adjustment Applicable (See Guidance Notes) - ERC = UK mean of 1.00 | (BEAMS Note 2) The ERC for this item should be added to all other rateable items on the hereditament (except land). Therefore the total of the ERC of the other Building Items and the P&M ERC (where applicable) to enable the correct contract size adjustment to be made. ERC of Building Component + ERC of P&M = Total ERC to which contract size adjustment should be applied. The appropriate % adjustment should be made in accordance with the scale for contract size adjustment specified under section 6 of the RCG 2023 Guidance notes. The currency ERC rates are set at £4m (Four Million Pounds) @ 1st April 2021 (AVD) for the RCG 2023 Publication. | Costs exclude external works. | - | - | - | The plant and machinery listed in the description has been included in this costing. | - | - | Factories - Workshops Light, Uninsulated | - | 10117 |  | - | - | NA | NA | NA | 399.7906 | Option 1 | 495.6621 | 23.98% | 0 | 0 | -100% | -100% | 0 | -100% | Redirected | NA | VOA_GPN_GOV_UK\7246041 | 2019-08-30 | Low | - | - | Redirected, low risk | NA | - | NA | SPONS A&B | NA | (BEAMS Note 2) The ERC for this item should be added to all other rateable items on the hereditament (except land). Therefore the total of the ERC of the other Building Items and the P&M ERC (where applicable) to enable the correct contract size adjustment to be made. ERC of Building Component + ERC of P&M = Total ERC to which contract size adjustment should be applied. The appropriate % adjustment should be made in accordance with the scale for contract size adjustment specified under section 6 of the RCG 2021 Guidance notes. The currency ERC rates are set at £4m (Four Million Pounds) @ 1st April 2019 (AVD) for the RCG 2021 Publication. | Factories - Workshops Light, Uninsulated | - | 2 | TRUE
2307 | 41Z03T | 4762 | 41Z03T | Factory buildings workshops | Asbestos cladding | Flat or corrugated | 101m² - 250m² | Eaves ht - 12.0m | Building Construction : - Foundations : Concrete pad and strip foundations with 225mm mesh reinforced concrete floor. Frame : Steel frame Upper Floors : None Roof : Single skin corrugated asbestos sheet, fixed to steel purlins with plastic headed screws, translucent glazing panels; rainwater gutters, down pipes and drainage. External Walls : Single skin corrugated asbestos sheet, fixed to horizontal steel rails with plastic headed screws, translucent sheet glazing. Windows and Doors : Access doors goods/personnel. Internal Walls : None Internal Finishes : None Building Services : Electric light and power, water laid on, toilets, unheated. External Works : Drainage to the curtilage Accommodation : Single storey un-insulated workshop building | Location Adjustment Applicable (See Guidance Notes) - ERC = UK mean of 1.00 | (BEAMS Note 2) The ERC for this item should be added to all other rateable items on the hereditament (except land). Therefore the total of the ERC of the other Building Items and the P&M ERC (where applicable) to enable the correct contract size adjustment to be made. ERC of Building Component + ERC of P&M = Total ERC to which contract size adjustment should be applied. The appropriate % adjustment should be made in accordance with the scale for contract size adjustment specified under section 6 of the RCG 2023 Guidance notes. The currency ERC rates are set at £4m (Four Million Pounds) @ 1st April 2021 (AVD) for the RCG 2023 Publication. | Costs exclude external works. | - | - | - | The plant and machinery listed in the description has been included in this costing. | - | - | Factories - Workshops Light, Uninsulated | - | 10117 |  | - | - | NA | NA | NA | 414.3984 | Option 1 | 513.7728 | 23.98% | 0 | 0 | -100% | -100% | 0 | -100% | Redirected | NA | VOA_GPN_GOV_UK\7246041 | 2019-08-30 | Low | - | - | Redirected, low risk | NA | - | NA | SPONS A&B | NA | (BEAMS Note 2) The ERC for this item should be added to all other rateable items on the hereditament (except land). Therefore the total of the ERC of the other Building Items and the P&M ERC (where applicable) to enable the correct contract size adjustment to be made. ERC of Building Component + ERC of P&M = Total ERC to which contract size adjustment should be applied. The appropriate % adjustment should be made in accordance with the scale for contract size adjustment specified under section 6 of the RCG 2021 Guidance notes. The currency ERC rates are set at £4m (Four Million Pounds) @ 1st April 2019 (AVD) for the RCG 2021 Publication. | Factories - Workshops Light, Uninsulated | - | 2 | TRUE
2308 | 41Z04A | 4763 | 41Z04A | Factory buildings workshops | Asbestos cladding | Flat or corrugated | 251m² - 500m² | Eaves ht - 3.0m | Building Construction : - Foundations : Concrete pad and strip foundations with 225mm mesh reinforced concrete floor. Frame : Steel frame Upper Floors : None Roof : Single skin corrugated asbestos sheet, fixed to steel purlins with plastic headed screws, translucent glazing panels; rainwater gutters, down pipes and drainage. External Walls : Single skin corrugated asbestos sheet, fixed to horizontal steel rails with plastic headed screws, translucent sheet glazing. Windows and Doors : Access doors goods/personnel. Internal Walls : None Internal Finishes : None Building Services : Electric light and power, water laid on, toilets, unheated. External Works : Drainage to the curtilage Accommodation : Single storey un-insulated workshop building | Location Adjustment Applicable (See Guidance Notes) - ERC = UK mean of 1.00 | (BEAMS Note 2) The ERC for this item should be added to all other rateable items on the hereditament (except land). Therefore the total of the ERC of the other Building Items and the P&M ERC (where applicable) to enable the correct contract size adjustment to be made. ERC of Building Component + ERC of P&M = Total ERC to which contract size adjustment should be applied. The appropriate % adjustment should be made in accordance with the scale for contract size adjustment specified under section 6 of the RCG 2023 Guidance notes. The currency ERC rates are set at £4m (Four Million Pounds) @ 1st April 2021 (AVD) for the RCG 2023 Publication. | Costs exclude external works. | - | - | - | The plant and machinery listed in the description has been included in this costing. | - | - | Factories - Workshops Light, Uninsulated | - | 10118 |  | - | - | NA | NA | NA | 212.1966 | Option 1 | 263.0822 | 23.98% | 0 | 0 | -100% | -100% | 0 | -100% | Redirected | NA | VOA_GPN_GOV_UK\7246041 | 2019-08-30 | Low | - | - | Redirected, low risk | NA | - | NA | SPONS A&B | NA | (BEAMS Note 2) The ERC for this item should be added to all other rateable items on the hereditament (except land). Therefore the total of the ERC of the other Building Items and the P&M ERC (where applicable) to enable the correct contract size adjustment to be made. ERC of Building Component + ERC of P&M = Total ERC to which contract size adjustment should be applied. The appropriate % adjustment should be made in accordance with the scale for contract size adjustment specified under section 6 of the RCG 2021 Guidance notes. The currency ERC rates are set at £4m (Four Million Pounds) @ 1st April 2019 (AVD) for the RCG 2021 Publication. | Factories - Workshops Light, Uninsulated | - | 2 | TRUE
2309 | 41Z04C | 4764 | 41Z04C | Factory buildings workshops | Asbestos cladding | Flat or corrugated | 251m² - 500m² | Eaves ht - 3.5m | Building Construction : - Foundations : Concrete pad and strip foundations with 225mm mesh reinforced concrete floor. Frame : Steel frame Upper Floors : None Roof : Single skin corrugated asbestos sheet, fixed to steel purlins with plastic headed screws, translucent glazing panels; rainwater gutters, down pipes and drainage. External Walls : Single skin corrugated asbestos sheet, fixed to horizontal steel rails with plastic headed screws, translucent sheet glazing. Windows and Doors : Access doors goods/personnel. Internal Walls : None Internal Finishes : None Building Services : Electric light and power, water laid on, toilets, unheated. External Works : Drainage to the curtilage Accommodation : Single storey un-insulated workshop building | Location Adjustment Applicable (See Guidance Notes) - ERC = UK mean of 1.00 | (BEAMS Note 2) The ERC for this item should be added to all other rateable items on the hereditament (except land). Therefore the total of the ERC of the other Building Items and the P&M ERC (where applicable) to enable the correct contract size adjustment to be made. ERC of Building Component + ERC of P&M = Total ERC to which contract size adjustment should be applied. The appropriate % adjustment should be made in accordance with the scale for contract size adjustment specified under section 6 of the RCG 2023 Guidance notes. The currency ERC rates are set at £4m (Four Million Pounds) @ 1st April 2021 (AVD) for the RCG 2023 Publication. | Costs exclude external works. | - | - | - | The plant and machinery listed in the description has been included in this costing. | - | - | Factories - Workshops Light, Uninsulated | - | 10118 |  | - | - | NA | NA | NA | 215.2719 | Option 1 | 266.895 | 23.98% | 0 | 0 | -100% | -100% | 0 | -100% | Redirected | NA | VOA_GPN_GOV_UK\7246041 | 2019-08-30 | Low | - | - | Redirected, low risk | NA | - | NA | SPONS A&B | NA | (BEAMS Note 2) The ERC for this item should be added to all other rateable items on the hereditament (except land). Therefore the total of the ERC of the other Building Items and the P&M ERC (where applicable) to enable the correct contract size adjustment to be made. ERC of Building Component + ERC of P&M = Total ERC to which contract size adjustment should be applied. The appropriate % adjustment should be made in accordance with the scale for contract size adjustment specified under section 6 of the RCG 2021 Guidance notes. The currency ERC rates are set at £4m (Four Million Pounds) @ 1st April 2019 (AVD) for the RCG 2021 Publication. | Factories - Workshops Light, Uninsulated | - | 2 | TRUE
2310 | 41Z04E | 4765 | 41Z04E | Factory buildings workshops | Asbestos cladding | Flat or corrugated | 251m² - 500m² | Eaves ht - 4.0m | Building Construction : - Foundations : Concrete pad and strip foundations with 225mm mesh reinforced concrete floor. Frame : Steel frame Upper Floors : None Roof : Single skin corrugated asbestos sheet, fixed to steel purlins with plastic headed screws, translucent glazing panels; rainwater gutters, down pipes and drainage. External Walls : Single skin corrugated asbestos sheet, fixed to horizontal steel rails with plastic headed screws, translucent sheet glazing. Windows and Doors : Access doors goods/personnel. Internal Walls : None Internal Finishes : None Building Services : Electric light and power, water laid on, toilets, unheated. External Works : Drainage to the curtilage Accommodation : Single storey un-insulated workshop building | Location Adjustment Applicable (See Guidance Notes) - ERC = UK mean of 1.00 | (BEAMS Note 2) The ERC for this item should be added to all other rateable items on the hereditament (except land). Therefore the total of the ERC of the other Building Items and the P&M ERC (where applicable) to enable the correct contract size adjustment to be made. ERC of Building Component + ERC of P&M = Total ERC to which contract size adjustment should be applied. The appropriate % adjustment should be made in accordance with the scale for contract size adjustment specified under section 6 of the RCG 2023 Guidance notes. The currency ERC rates are set at £4m (Four Million Pounds) @ 1st April 2021 (AVD) for the RCG 2023 Publication. | Costs exclude external works. | - | - | - | The plant and machinery listed in the description has been included in this costing. | - | - | Factories - Workshops Light, Uninsulated | - | 10118 |  | - | - | NA | NA | NA | 217.5784 | Option 1 | 269.7545 | 23.98% | 0 | 0 | -100% | -100% | 0 | -100% | Redirected | NA | VOA_GPN_GOV_UK\7246041 | 2019-08-30 | Low | - | - | Redirected, low risk | NA | - | NA | SPONS A&B | NA | (BEAMS Note 2) The ERC for this item should be added to all other rateable items on the hereditament (except land). Therefore the total of the ERC of the other Building Items and the P&M ERC (where applicable) to enable the correct contract size adjustment to be made. ERC of Building Component + ERC of P&M = Total ERC to which contract size adjustment should be applied. The appropriate % adjustment should be made in accordance with the scale for contract size adjustment specified under section 6 of the RCG 2021 Guidance notes. The currency ERC rates are set at £4m (Four Million Pounds) @ 1st April 2019 (AVD) for the RCG 2021 Publication. | Factories - Workshops Light, Uninsulated | - | 2 | TRUE
2311 | 41Z04G | 4766 | 41Z04G | Factory buildings workshops | Asbestos cladding | Flat or corrugated | 251m² - 500m² | Eaves ht - 4.5m | Building Construction : - Foundations : Concrete pad and strip foundations with 225mm mesh reinforced concrete floor. Frame : Steel frame Upper Floors : None Roof : Single skin corrugated asbestos sheet, fixed to steel purlins with plastic headed screws, translucent glazing panels; rainwater gutters, down pipes and drainage. External Walls : Single skin corrugated asbestos sheet, fixed to horizontal steel rails with plastic headed screws, translucent sheet glazing. Windows and Doors : Access doors goods/personnel. Internal Walls : None Internal Finishes : None Building Services : Electric light and power, water laid on, toilets, unheated. External Works : Drainage to the curtilage Accommodation : Single storey un-insulated workshop building | Location Adjustment Applicable (See Guidance Notes) - ERC = UK mean of 1.00 | (BEAMS Note 2) The ERC for this item should be added to all other rateable items on the hereditament (except land). Therefore the total of the ERC of the other Building Items and the P&M ERC (where applicable) to enable the correct contract size adjustment to be made. ERC of Building Component + ERC of P&M = Total ERC to which contract size adjustment should be applied. The appropriate % adjustment should be made in accordance with the scale for contract size adjustment specified under section 6 of the RCG 2023 Guidance notes. The currency ERC rates are set at £4m (Four Million Pounds) @ 1st April 2021 (AVD) for the RCG 2023 Publication. | Costs exclude external works. | - | - | - | The plant and machinery listed in the description has been included in this costing. | - | - | Factories - Workshops Light, Uninsulated | - | 10118 |  | - | - | NA | NA | NA | 220.6537 | Option 1 | 273.5673 | 23.98% | 0 | 0 | -100% | -100% | 0 | -100% | Redirected | NA | VOA_GPN_GOV_UK\7246041 | 2019-08-30 | Low | - | - | Redirected, low risk | NA | - | NA | SPONS A&B | NA | (BEAMS Note 2) The ERC for this item should be added to all other rateable items on the hereditament (except land). Therefore the total of the ERC of the other Building Items and the P&M ERC (where applicable) to enable the correct contract size adjustment to be made. ERC of Building Component + ERC of P&M = Total ERC to which contract size adjustment should be applied. The appropriate % adjustment should be made in accordance with the scale for contract size adjustment specified under section 6 of the RCG 2021 Guidance notes. The currency ERC rates are set at £4m (Four Million Pounds) @ 1st April 2019 (AVD) for the RCG 2021 Publication. | Factories - Workshops Light, Uninsulated | - | 2 | TRUE
2312 | 41Z04H | 4767 | 41Z04H | Factory buildings workshops | Asbestos cladding | Flat or corrugated | 251m² - 500m² | Eaves ht - 5.0m | Building Construction : - Foundations : Concrete pad and strip foundations with 225mm mesh reinforced concrete floor. Frame : Steel frame Upper Floors : None Roof : Single skin corrugated asbestos sheet, fixed to steel purlins with plastic headed screws, translucent glazing panels; rainwater gutters, down pipes and drainage. External Walls : Single skin corrugated asbestos sheet, fixed to horizontal steel rails with plastic headed screws, translucent sheet glazing. Windows and Doors : Access doors goods/personnel. Internal Walls : None Internal Finishes : None Building Services : Electric light and power, water laid on, toilets, unheated. External Works : Drainage to the curtilage Accommodation : Single storey un-insulated workshop building | Location Adjustment Applicable (See Guidance Notes) - ERC = UK mean of 1.00 | (BEAMS Note 2) The ERC for this item should be added to all other rateable items on the hereditament (except land). Therefore the total of the ERC of the other Building Items and the P&M ERC (where applicable) to enable the correct contract size adjustment to be made. ERC of Building Component + ERC of P&M = Total ERC to which contract size adjustment should be applied. The appropriate % adjustment should be made in accordance with the scale for contract size adjustment specified under section 6 of the RCG 2023 Guidance notes. The currency ERC rates are set at £4m (Four Million Pounds) @ 1st April 2021 (AVD) for the RCG 2023 Publication. | Costs exclude external works. | - | - | - | The plant and machinery listed in the description has been included in this costing. | - | - | Factories - Workshops Light, Uninsulated | - | 10118 |  | - | - | NA | NA | NA | 222.9602 | Option 1 | 276.4269 | 23.98% | 0 | 0 | -100% | -100% | 0 | -100% | Redirected | NA | VOA_GPN_GOV_UK\7246041 | 2019-08-30 | Low | - | - | Redirected, low risk | NA | - | NA | SPONS A&B | NA | (BEAMS Note 2) The ERC for this item should be added to all other rateable items on the hereditament (except land). Therefore the total of the ERC of the other Building Items and the P&M ERC (where applicable) to enable the correct contract size adjustment to be made. ERC of Building Component + ERC of P&M = Total ERC to which contract size adjustment should be applied. The appropriate % adjustment should be made in accordance with the scale for contract size adjustment specified under section 6 of the RCG 2021 Guidance notes. The currency ERC rates are set at £4m (Four Million Pounds) @ 1st April 2019 (AVD) for the RCG 2021 Publication. | Factories - Workshops Light, Uninsulated | - | 2 | TRUE
2313 | 41Z04K | 4768 | 41Z04K | Factory buildings workshops | Asbestos cladding | Flat or corrugated | 251m² - 500m² | Eaves ht - 5.5m | Building Construction : - Foundations : Concrete pad and strip foundations with 225mm mesh reinforced concrete floor. Frame : Steel frame Upper Floors : None Roof : Single skin corrugated asbestos sheet, fixed to steel purlins with plastic headed screws, translucent glazing panels; rainwater gutters, down pipes and drainage. External Walls : Single skin corrugated asbestos sheet, fixed to horizontal steel rails with plastic headed screws, translucent sheet glazing. Windows and Doors : Access doors goods/personnel. Internal Walls : None Internal Finishes : None Building Services : Electric light and power, water laid on, toilets, unheated. External Works : Drainage to the curtilage Accommodation : Single storey un-insulated workshop building | Location Adjustment Applicable (See Guidance Notes) - ERC = UK mean of 1.00 | (BEAMS Note 2) The ERC for this item should be added to all other rateable items on the hereditament (except land). Therefore the total of the ERC of the other Building Items and the P&M ERC (where applicable) to enable the correct contract size adjustment to be made. ERC of Building Component + ERC of P&M = Total ERC to which contract size adjustment should be applied. The appropriate % adjustment should be made in accordance with the scale for contract size adjustment specified under section 6 of the RCG 2023 Guidance notes. The currency ERC rates are set at £4m (Four Million Pounds) @ 1st April 2021 (AVD) for the RCG 2023 Publication. | Costs exclude external works. | - | - | - | The plant and machinery listed in the description has been included in this costing. | - | - | Factories - Workshops Light, Uninsulated | - | 10118 |  | - | - | NA | NA | NA | 239.8744 | Option 1 | 297.3972 | 23.98% | 0 | 0 | -100% | -100% | 0 | -100% | Redirected | NA | VOA_GPN_GOV_UK\7246041 | 2019-08-30 | Low | - | - | Redirected, low risk | NA | - | NA | SPONS A&B | NA | (BEAMS Note 2) The ERC for this item should be added to all other rateable items on the hereditament (except land). Therefore the total of the ERC of the other Building Items and the P&M ERC (where applicable) to enable the correct contract size adjustment to be made. ERC of Building Component + ERC of P&M = Total ERC to which contract size adjustment should be applied. The appropriate % adjustment should be made in accordance with the scale for contract size adjustment specified under section 6 of the RCG 2021 Guidance notes. The currency ERC rates are set at £4m (Four Million Pounds) @ 1st April 2019 (AVD) for the RCG 2021 Publication. | Factories - Workshops Light, Uninsulated | - | 2 | TRUE
2314 | 41Z04M | 4769 | 41Z04M | Factory buildings workshops | Asbestos cladding | Flat or corrugated | 251m² - 500m² | Eaves ht - 6.0m | Building Construction : - Foundations : Concrete pad and strip foundations with 225mm mesh reinforced concrete floor. Frame : Steel frame Upper Floors : None Roof : Single skin corrugated asbestos sheet, fixed to steel purlins with plastic headed screws, translucent glazing panels; rainwater gutters, down pipes and drainage. External Walls : Single skin corrugated asbestos sheet, fixed to horizontal steel rails with plastic headed screws, translucent sheet glazing. Windows and Doors : Access doors goods/personnel. Internal Walls : None Internal Finishes : None Building Services : Electric light and power, water laid on, toilets, unheated. External Works : Drainage to the curtilage Accommodation : Single storey un-insulated workshop building | Location Adjustment Applicable (See Guidance Notes) - ERC = UK mean of 1.00 | (BEAMS Note 2) The ERC for this item should be added to all other rateable items on the hereditament (except land). Therefore the total of the ERC of the other Building Items and the P&M ERC (where applicable) to enable the correct contract size adjustment to be made. ERC of Building Component + ERC of P&M = Total ERC to which contract size adjustment should be applied. The appropriate % adjustment should be made in accordance with the scale for contract size adjustment specified under section 6 of the RCG 2023 Guidance notes. The currency ERC rates are set at £4m (Four Million Pounds) @ 1st April 2021 (AVD) for the RCG 2023 Publication. | Costs exclude external works. | - | - | - | The plant and machinery listed in the description has been included in this costing. | - | - | Factories - Workshops Light, Uninsulated | - | 10118 |  | - | - | NA | NA | NA | 242.9497 | Option 1 | 301.21 | 23.98% | 0 | 0 | -100% | -100% | 0 | -100% | Redirected | NA | VOA_GPN_GOV_UK\7246041 | 2019-08-30 | Low | - | - | Redirected, low risk | NA | - | NA | SPONS A&B | NA | (BEAMS Note 2) The ERC for this item should be added to all other rateable items on the hereditament (except land). Therefore the total of the ERC of the other Building Items and the P&M ERC (where applicable) to enable the correct contract size adjustment to be made. ERC of Building Component + ERC of P&M = Total ERC to which contract size adjustment should be applied. The appropriate % adjustment should be made in accordance with the scale for contract size adjustment specified under section 6 of the RCG 2021 Guidance notes. The currency ERC rates are set at £4m (Four Million Pounds) @ 1st April 2019 (AVD) for the RCG 2021 Publication. | Factories - Workshops Light, Uninsulated | - | 2 | TRUE
2315 | 41Z04P | 4770 | 41Z04P | Factory buildings workshops | Asbestos cladding | Flat or corrugated | 251m² - 500m² | Eaves ht - 6.5m | Building Construction : - Foundations : Concrete pad and strip foundations with 225mm mesh reinforced concrete floor. Frame : Steel frame Upper Floors : None Roof : Single skin corrugated asbestos sheet, fixed to steel purlins with plastic headed screws, translucent glazing panels; rainwater gutters, down pipes and drainage. External Walls : Single skin corrugated asbestos sheet, fixed to horizontal steel rails with plastic headed screws, translucent sheet glazing. Windows and Doors : Access doors goods/personnel. Internal Walls : None Internal Finishes : None Building Services : Electric light and power, water laid on, toilets, unheated. External Works : Drainage to the curtilage Accommodation : Single storey un-insulated workshop building | Location Adjustment Applicable (See Guidance Notes) - ERC = UK mean of 1.00 | (BEAMS Note 2) The ERC for this item should be added to all other rateable items on the hereditament (except land). Therefore the total of the ERC of the other Building Items and the P&M ERC (where applicable) to enable the correct contract size adjustment to be made. ERC of Building Component + ERC of P&M = Total ERC to which contract size adjustment should be applied. The appropriate % adjustment should be made in accordance with the scale for contract size adjustment specified under section 6 of the RCG 2023 Guidance notes. The currency ERC rates are set at £4m (Four Million Pounds) @ 1st April 2021 (AVD) for the RCG 2023 Publication. | Costs exclude external works. | - | - | - | The plant and machinery listed in the description has been included in this costing. | - | - | Factories - Workshops Light, Uninsulated | - | 10118 |  | - | - | NA | NA | NA | 246.7938 | Option 1 | 305.976 | 23.98% | 0 | 0 | -100% | -100% | 0 | -100% | Redirected | NA | VOA_GPN_GOV_UK\7246041 | 2019-08-30 | Low | - | - | Redirected, low risk | NA | - | NA | SPONS A&B | NA | (BEAMS Note 2) The ERC for this item should be added to all other rateable items on the hereditament (except land). Therefore the total of the ERC of the other Building Items and the P&M ERC (where applicable) to enable the correct contract size adjustment to be made. ERC of Building Component + ERC of P&M = Total ERC to which contract size adjustment should be applied. The appropriate % adjustment should be made in accordance with the scale for contract size adjustment specified under section 6 of the RCG 2021 Guidance notes. The currency ERC rates are set at £4m (Four Million Pounds) @ 1st April 2019 (AVD) for the RCG 2021 Publication. | Factories - Workshops Light, Uninsulated | - | 2 | TRUE
2316 | 41Z04R | 4771 | 41Z04R | Factory buildings workshops | Asbestos cladding | Flat or corrugated | 251m² - 500m² | Eaves ht - 7.0m | Building Construction : - Foundations : Concrete pad and strip foundations with 225mm mesh reinforced concrete floor. Frame : Steel frame Upper Floors : None Roof : Single skin corrugated asbestos sheet, fixed to steel purlins with plastic headed screws, translucent glazing panels; rainwater gutters, down pipes and drainage. External Walls : Single skin corrugated asbestos sheet, fixed to horizontal steel rails with plastic headed screws, translucent sheet glazing. Windows and Doors : Access doors goods/personnel. Internal Walls : None Internal Finishes : None Building Services : Electric light and power, water laid on, toilets, unheated. External Works : Drainage to the curtilage Accommodation : Single storey un-insulated workshop building | Location Adjustment Applicable (See Guidance Notes) - ERC = UK mean of 1.00 | (BEAMS Note 2) The ERC for this item should be added to all other rateable items on the hereditament (except land). Therefore the total of the ERC of the other Building Items and the P&M ERC (where applicable) to enable the correct contract size adjustment to be made. ERC of Building Component + ERC of P&M = Total ERC to which contract size adjustment should be applied. The appropriate % adjustment should be made in accordance with the scale for contract size adjustment specified under section 6 of the RCG 2023 Guidance notes. The currency ERC rates are set at £4m (Four Million Pounds) @ 1st April 2021 (AVD) for the RCG 2023 Publication. | Costs exclude external works. | - | - | - | The plant and machinery listed in the description has been included in this costing. | - | - | Factories - Workshops Light, Uninsulated | - | 10118 |  | - | - | NA | NA | NA | 250.638 | Option 1 | 310.742 | 23.98% | 0 | 0 | -100% | -100% | 0 | -100% | Redirected | NA | VOA_GPN_GOV_UK\7246041 | 2019-08-30 | Low | - | - | Redirected, low risk | NA | - | NA | SPONS A&B | NA | (BEAMS Note 2) The ERC for this item should be added to all other rateable items on the hereditament (except land). Therefore the total of the ERC of the other Building Items and the P&M ERC (where applicable) to enable the correct contract size adjustment to be made. ERC of Building Component + ERC of P&M = Total ERC to which contract size adjustment should be applied. The appropriate % adjustment should be made in accordance with the scale for contract size adjustment specified under section 6 of the RCG 2021 Guidance notes. The currency ERC rates are set at £4m (Four Million Pounds) @ 1st April 2019 (AVD) for the RCG 2021 Publication. | Factories - Workshops Light, Uninsulated | - | 2 | TRUE
2317 | 41Z04T | 4772 | 41Z04T | Factory buildings workshops | Asbestos cladding | Flat or corrugated | 251m² - 500m² | Eaves ht - 7.5m | Building Construction : - Foundations : Concrete pad and strip foundations with 225mm mesh reinforced concrete floor. Frame : Steel frame Upper Floors : None Roof : Single skin corrugated asbestos sheet, fixed to steel purlins with plastic headed screws, translucent glazing panels; rainwater gutters, down pipes and drainage. External Walls : Single skin corrugated asbestos sheet, fixed to horizontal steel rails with plastic headed screws, translucent sheet glazing. Windows and Doors : Access doors goods/personnel. Internal Walls : None Internal Finishes : None Building Services : Electric light and power, water laid on, toilets, unheated. External Works : Drainage to the curtilage Accommodation : Single storey un-insulated workshop building | Location Adjustment Applicable (See Guidance Notes) - ERC = UK mean of 1.00 | (BEAMS Note 2) The ERC for this item should be added to all other rateable items on the hereditament (except land). Therefore the total of the ERC of the other Building Items and the P&M ERC (where applicable) to enable the correct contract size adjustment to be made. ERC of Building Component + ERC of P&M = Total ERC to which contract size adjustment should be applied. The appropriate % adjustment should be made in accordance with the scale for contract size adjustment specified under section 6 of the RCG 2023 Guidance notes. The currency ERC rates are set at £4m (Four Million Pounds) @ 1st April 2021 (AVD) for the RCG 2023 Publication. | Costs exclude external works. | - | - | - | The plant and machinery listed in the description has been included in this costing. | - | - | Factories - Workshops Light, Uninsulated | - | 10118 |  | - | - | NA | NA | NA | 256.0198 | Option 1 | 317.4144 | 23.98% | 0 | 0 | -100% | -100% | 0 | -100% | Redirected | NA | VOA_GPN_GOV_UK\7246041 | 2019-08-30 | Low | - | - | Redirected, low risk | NA | - | NA | SPONS A&B | NA | (BEAMS Note 2) The ERC for this item should be added to all other rateable items on the hereditament (except land). Therefore the total of the ERC of the other Building Items and the P&M ERC (where applicable) to enable the correct contract size adjustment to be made. ERC of Building Component + ERC of P&M = Total ERC to which contract size adjustment should be applied. The appropriate % adjustment should be made in accordance with the scale for contract size adjustment specified under section 6 of the RCG 2021 Guidance notes. The currency ERC rates are set at £4m (Four Million Pounds) @ 1st April 2019 (AVD) for the RCG 2021 Publication. | Factories - Workshops Light, Uninsulated | - | 2 | TRUE
2318 | 41Z05A | 4775 | 41Z05A | Factory buildings workshops | Asbestos cladding | Flat or corrugated | 251m² - 500m² | Eaves ht - 8.0m | Building Construction : - Foundations : Concrete pad and strip foundations with 225mm mesh reinforced concrete floor. Frame : Steel frame Upper Floors : None Roof : Single skin corrugated asbestos sheet, fixed to steel purlins with plastic headed screws, translucent glazing panels; rainwater gutters, down pipes and drainage. External Walls : Single skin corrugated asbestos sheet, fixed to horizontal steel rails with plastic headed screws, translucent sheet glazing. Windows and Doors : Access doors goods/personnel. Internal Walls : None Internal Finishes : None Building Services : Electric light and power, water laid on, toilets, unheated. External Works : Drainage to the curtilage Accommodation : Single storey un-insulated workshop building | Location Adjustment Applicable (See Guidance Notes) - ERC = UK mean of 1.00 | (BEAMS Note 2) The ERC for this item should be added to all other rateable items on the hereditament (except land). Therefore the total of the ERC of the other Building Items and the P&M ERC (where applicable) to enable the correct contract size adjustment to be made. ERC of Building Component + ERC of P&M = Total ERC to which contract size adjustment should be applied. The appropriate % adjustment should be made in accordance with the scale for contract size adjustment specified under section 6 of the RCG 2023 Guidance notes. The currency ERC rates are set at £4m (Four Million Pounds) @ 1st April 2021 (AVD) for the RCG 2023 Publication. | Costs exclude external works. | - | - | - | The plant and machinery listed in the description has been included in this costing. | - | - | Factories - Workshops Light, Uninsulated | - | 10118 |  | - | - | NA | NA | NA | 282.1599 | Option 1 | 349.823 | 23.98% | 0 | 0 | -100% | -100% | 0 | -100% | Redirected | NA | VOA_GPN_GOV_UK\7246041 | 2019-08-30 | Low | - | - | Redirected, low risk | NA | - | NA | SPONS A&B | NA | (BEAMS Note 2) The ERC for this item should be added to all other rateable items on the hereditament (except land). Therefore the total of the ERC of the other Building Items and the P&M ERC (where applicable) to enable the correct contract size adjustment to be made. ERC of Building Component + ERC of P&M = Total ERC to which contract size adjustment should be applied. The appropriate % adjustment should be made in accordance with the scale for contract size adjustment specified under section 6 of the RCG 2021 Guidance notes. The currency ERC rates are set at £4m (Four Million Pounds) @ 1st April 2019 (AVD) for the RCG 2021 Publication. | Factories - Workshops Light, Uninsulated | - | 2 | TRUE
2319 | 41Z05C | 4776 | 41Z05C | Factory buildings workshops | Asbestos cladding | Flat or corrugated | 251m² - 500m² | Eaves ht - 8.5m | Building Construction : - Foundations : Concrete pad and strip foundations with 225mm mesh reinforced concrete floor. Frame : Steel frame Upper Floors : None Roof : Single skin corrugated asbestos sheet, fixed to steel purlins with plastic headed screws, translucent glazing panels; rainwater gutters, down pipes and drainage. External Walls : Single skin corrugated asbestos sheet, fixed to horizontal steel rails with plastic headed screws, translucent sheet glazing. Windows and Doors : Access doors goods/personnel. Internal Walls : None Internal Finishes : None Building Services : Electric light and power, water laid on, toilets, unheated. External Works : Drainage to the curtilage Accommodation : Single storey un-insulated workshop building | Location Adjustment Applicable (See Guidance Notes) - ERC = UK mean of 1.00 | (BEAMS Note 2) The ERC for this item should be added to all other rateable items on the hereditament (except land). Therefore the total of the ERC of the other Building Items and the P&M ERC (where applicable) to enable the correct contract size adjustment to be made. ERC of Building Component + ERC of P&M = Total ERC to which contract size adjustment should be applied. The appropriate % adjustment should be made in accordance with the scale for contract size adjustment specified under section 6 of the RCG 2023 Guidance notes. The currency ERC rates are set at £4m (Four Million Pounds) @ 1st April 2021 (AVD) for the RCG 2023 Publication. | Costs exclude external works. | - | - | - | The plant and machinery listed in the description has been included in this costing. | - | - | Factories - Workshops Light, Uninsulated | - | 10118 |  | - | - | NA | NA | NA | 286.7729 | Option 1 | 355.5422 | 23.98% | 0 | 0 | -100% | -100% | 0 | -100% | Redirected | NA | VOA_GPN_GOV_UK\7246041 | 2019-08-30 | Low | - | - | Redirected, low risk | NA | - | NA | SPONS A&B | NA | (BEAMS Note 2) The ERC for this item should be added to all other rateable items on the hereditament (except land). Therefore the total of the ERC of the other Building Items and the P&M ERC (where applicable) to enable the correct contract size adjustment to be made. ERC of Building Component + ERC of P&M = Total ERC to which contract size adjustment should be applied. The appropriate % adjustment should be made in accordance with the scale for contract size adjustment specified under section 6 of the RCG 2021 Guidance notes. The currency ERC rates are set at £4m (Four Million Pounds) @ 1st April 2019 (AVD) for the RCG 2021 Publication. | Factories - Workshops Light, Uninsulated | - | 2 | TRUE
2320 | 41Z05E | 4777 | 41Z05E | Factory buildings workshops | Asbestos cladding | Flat or corrugated | 251m² - 500m² | Eaves ht - 9.0m | Building Construction : - Foundations : Concrete pad and strip foundations with 225mm mesh reinforced concrete floor. Frame : Steel frame Upper Floors : None Roof : Single skin corrugated asbestos sheet, fixed to steel purlins with plastic headed screws, translucent glazing panels; rainwater gutters, down pipes and drainage. External Walls : Single skin corrugated asbestos sheet, fixed to horizontal steel rails with plastic headed screws, translucent sheet glazing. Windows and Doors : Access doors goods/personnel. Internal Walls : None Internal Finishes : None Building Services : Electric light and power, water laid on, toilets, unheated. External Works : Drainage to the curtilage Accommodation : Single storey un-insulated workshop building | Location Adjustment Applicable (See Guidance Notes) - ERC = UK mean of 1.00 | (BEAMS Note 2) The ERC for this item should be added to all other rateable items on the hereditament (except land). Therefore the total of the ERC of the other Building Items and the P&M ERC (where applicable) to enable the correct contract size adjustment to be made. ERC of Building Component + ERC of P&M = Total ERC to which contract size adjustment should be applied. The appropriate % adjustment should be made in accordance with the scale for contract size adjustment specified under section 6 of the RCG 2023 Guidance notes. The currency ERC rates are set at £4m (Four Million Pounds) @ 1st April 2021 (AVD) for the RCG 2023 Publication. | Costs exclude external works. | - | - | - | The plant and machinery listed in the description has been included in this costing. | - | - | Factories - Workshops Light, Uninsulated | - | 10118 |  | - | - | NA | NA | NA | 291.3859 | Option 1 | 361.2614 | 23.98% | 0 | 0 | -100% | -100% | 0 | -100% | Redirected | NA | VOA_GPN_GOV_UK\7246041 | 2019-08-30 | Low | - | - | Redirected, low risk | NA | - | NA | SPONS A&B | NA | (BEAMS Note 2) The ERC for this item should be added to all other rateable items on the hereditament (except land). Therefore the total of the ERC of the other Building Items and the P&M ERC (where applicable) to enable the correct contract size adjustment to be made. ERC of Building Component + ERC of P&M = Total ERC to which contract size adjustment should be applied. The appropriate % adjustment should be made in accordance with the scale for contract size adjustment specified under section 6 of the RCG 2021 Guidance notes. The currency ERC rates are set at £4m (Four Million Pounds) @ 1st April 2019 (AVD) for the RCG 2021 Publication. | Factories - Workshops Light, Uninsulated | - | 2 | TRUE
2321 | 41Z05G | 4778 | 41Z05G | Factory buildings workshops | Asbestos cladding | Flat or corrugated | 251m² - 500m² | Eaves ht - 9.5m | Building Construction : - Foundations : Concrete pad and strip foundations with 225mm mesh reinforced concrete floor. Frame : Steel frame Upper Floors : None Roof : Single skin corrugated asbestos sheet, fixed to steel purlins with plastic headed screws, translucent glazing panels; rainwater gutters, down pipes and drainage. External Walls : Single skin corrugated asbestos sheet, fixed to horizontal steel rails with plastic headed screws, translucent sheet glazing. Windows and Doors : Access doors goods/personnel. Internal Walls : None Internal Finishes : None Building Services : Electric light and power, water laid on, toilets, unheated. External Works : Drainage to the curtilage Accommodation : Single storey un-insulated workshop building | Location Adjustment Applicable (See Guidance Notes) - ERC = UK mean of 1.00 | (BEAMS Note 2) The ERC for this item should be added to all other rateable items on the hereditament (except land). Therefore the total of the ERC of the other Building Items and the P&M ERC (where applicable) to enable the correct contract size adjustment to be made. ERC of Building Component + ERC of P&M = Total ERC to which contract size adjustment should be applied. The appropriate % adjustment should be made in accordance with the scale for contract size adjustment specified under section 6 of the RCG 2023 Guidance notes. The currency ERC rates are set at £4m (Four Million Pounds) @ 1st April 2021 (AVD) for the RCG 2023 Publication. | Costs exclude external works. | - | - | - | The plant and machinery listed in the description has been included in this costing. | - | - | Factories - Workshops Light, Uninsulated | - | 10118 |  | - | - | NA | NA | NA | 295.9988 | Option 1 | 366.9806 | 23.98% | 0 | 0 | -100% | -100% | 0 | -100% | Redirected | NA | VOA_GPN_GOV_UK\7246041 | 2019-08-30 | Low | - | - | Redirected, low risk | NA | - | NA | SPONS A&B | NA | (BEAMS Note 2) The ERC for this item should be added to all other rateable items on the hereditament (except land). Therefore the total of the ERC of the other Building Items and the P&M ERC (where applicable) to enable the correct contract size adjustment to be made. ERC of Building Component + ERC of P&M = Total ERC to which contract size adjustment should be applied. The appropriate % adjustment should be made in accordance with the scale for contract size adjustment specified under section 6 of the RCG 2021 Guidance notes. The currency ERC rates are set at £4m (Four Million Pounds) @ 1st April 2019 (AVD) for the RCG 2021 Publication. | Factories - Workshops Light, Uninsulated | - | 2 | TRUE
2322 | 41Z05K | 4779 | 41Z05K | Factory buildings workshops | Asbestos cladding | Flat or corrugated | 251m² - 500m² | Eaves ht - 10.0m | Building Construction : - Foundations : Concrete pad and strip foundations with 225mm mesh reinforced concrete floor. Frame : Steel frame Upper Floors : None Roof : Single skin corrugated asbestos sheet, fixed to steel purlins with plastic headed screws, translucent glazing panels; rainwater gutters, down pipes and drainage. External Walls : Single skin corrugated asbestos sheet, fixed to horizontal steel rails with plastic headed screws, translucent sheet glazing. Windows and Doors : Access doors goods/personnel. Internal Walls : None Internal Finishes : None Building Services : Electric light and power, water laid on, toilets, unheated. External Works : Drainage to the curtilage Accommodation : Single storey un-insulated workshop building | Location Adjustment Applicable (See Guidance Notes) - ERC = UK mean of 1.00 | (BEAMS Note 2) The ERC for this item should be added to all other rateable items on the hereditament (except land). Therefore the total of the ERC of the other Building Items and the P&M ERC (where applicable) to enable the correct contract size adjustment to be made. ERC of Building Component + ERC of P&M = Total ERC to which contract size adjustment should be applied. The appropriate % adjustment should be made in accordance with the scale for contract size adjustment specified under section 6 of the RCG 2023 Guidance notes. The currency ERC rates are set at £4m (Four Million Pounds) @ 1st April 2021 (AVD) for the RCG 2023 Publication. | Costs exclude external works. | - | - | - | The plant and machinery listed in the description has been included in this costing. | - | - | Factories - Workshops Light, Uninsulated | - | 10118 |  | - | - | NA | NA | NA | 301.3806 | Option 1 | 373.6529 | 23.98% | 0 | 0 | -100% | -100% | 0 | -100% | Redirected | NA | VOA_GPN_GOV_UK\7246041 | 2019-08-30 | Low | - | - | Redirected, low risk | NA | - | NA | SPONS A&B | NA | (BEAMS Note 2) The ERC for this item should be added to all other rateable items on the hereditament (except land). Therefore the total of the ERC of the other Building Items and the P&M ERC (where applicable) to enable the correct contract size adjustment to be made. ERC of Building Component + ERC of P&M = Total ERC to which contract size adjustment should be applied. The appropriate % adjustment should be made in accordance with the scale for contract size adjustment specified under section 6 of the RCG 2021 Guidance notes. The currency ERC rates are set at £4m (Four Million Pounds) @ 1st April 2019 (AVD) for the RCG 2021 Publication. | Factories - Workshops Light, Uninsulated | - | 2 | TRUE
2323 | 41Z05P | 4780 | 41Z05P | Factory buildings workshops | Asbestos cladding | Flat or corrugated | 251m² - 500m² | Eaves ht - 11.0m | Building Construction : - Foundations : Concrete pad and strip foundations with 225mm mesh reinforced concrete floor. Frame : Steel frame Upper Floors : None Roof : Single skin corrugated asbestos sheet, fixed to steel purlins with plastic headed screws, translucent glazing panels; rainwater gutters, down pipes and drainage. External Walls : Single skin corrugated asbestos sheet, fixed to horizontal steel rails with plastic headed screws, translucent sheet glazing. Windows and Doors : Access doors goods/personnel. Internal Walls : None Internal Finishes : None Building Services : Electric light and power, water laid on, toilets, unheated. External Works : Drainage to the curtilage Accommodation : Single storey un-insulated workshop building | Location Adjustment Applicable (See Guidance Notes) - ERC = UK mean of 1.00 | (BEAMS Note 2) The ERC for this item should be added to all other rateable items on the hereditament (except land). Therefore the total of the ERC of the other Building Items and the P&M ERC (where applicable) to enable the correct contract size adjustment to be made. ERC of Building Component + ERC of P&M = Total ERC to which contract size adjustment should be applied. The appropriate % adjustment should be made in accordance with the scale for contract size adjustment specified under section 6 of the RCG 2023 Guidance notes. The currency ERC rates are set at £4m (Four Million Pounds) @ 1st April 2021 (AVD) for the RCG 2023 Publication. | Costs exclude external works. | - | - | - | The plant and machinery listed in the description has been included in this costing. | - | - | Factories - Workshops Light, Uninsulated | - | 10118 |  | - | - | NA | NA | NA | 310.6066 | Option 1 | 385.0913 | 23.98% | 0 | 0 | -100% | -100% | 0 | -100% | Redirected | NA | VOA_GPN_GOV_UK\7246041 | 2019-08-30 | Low | - | - | Redirected, low risk | NA | - | NA | SPONS A&B | NA | (BEAMS Note 2) The ERC for this item should be added to all other rateable items on the hereditament (except land). Therefore the total of the ERC of the other Building Items and the P&M ERC (where applicable) to enable the correct contract size adjustment to be made. ERC of Building Component + ERC of P&M = Total ERC to which contract size adjustment should be applied. The appropriate % adjustment should be made in accordance with the scale for contract size adjustment specified under section 6 of the RCG 2021 Guidance notes. The currency ERC rates are set at £4m (Four Million Pounds) @ 1st April 2019 (AVD) for the RCG 2021 Publication. | Factories - Workshops Light, Uninsulated | - | 2 | TRUE
2324 | 41Z05T | 4781 | 41Z05T | Factory buildings workshops | Asbestos cladding | Flat or corrugated | 251m² - 500m² | Eaves ht - 12.0m | Building Construction : - Foundations : Concrete pad and strip foundations with 225mm mesh reinforced concrete floor. Frame : Steel frame Upper Floors : None Roof : Single skin corrugated asbestos sheet, fixed to steel purlins with plastic headed screws, translucent glazing panels; rainwater gutters, down pipes and drainage. External Walls : Single skin corrugated asbestos sheet, fixed to horizontal steel rails with plastic headed screws, translucent sheet glazing. Windows and Doors : Access doors goods/personnel. Internal Walls : None Internal Finishes : None Building Services : Electric light and power, water laid on, toilets, unheated. External Works : Drainage to the curtilage Accommodation : Single storey un-insulated workshop building | Location Adjustment Applicable (See Guidance Notes) - ERC = UK mean of 1.00 | (BEAMS Note 2) The ERC for this item should be added to all other rateable items on the hereditament (except land). Therefore the total of the ERC of the other Building Items and the P&M ERC (where applicable) to enable the correct contract size adjustment to be made. ERC of Building Component + ERC of P&M = Total ERC to which contract size adjustment should be applied. The appropriate % adjustment should be made in accordance with the scale for contract size adjustment specified under section 6 of the RCG 2023 Guidance notes. The currency ERC rates are set at £4m (Four Million Pounds) @ 1st April 2021 (AVD) for the RCG 2023 Publication. | Costs exclude external works. | - | - | - | The plant and machinery listed in the description has been included in this costing. | - | - | Factories - Workshops Light, Uninsulated | - | 10118 |  | - | - | NA | NA | NA | 320.6013 | Option 1 | 397.4828 | 23.98% | 0 | 0 | -100% | -100% | 0 | -100% | Redirected | NA | VOA_GPN_GOV_UK\7246041 | 2019-08-30 | Low | - | - | Redirected, low risk | NA | - | NA | SPONS A&B | NA | (BEAMS Note 2) The ERC for this item should be added to all other rateable items on the hereditament (except land). Therefore the total of the ERC of the other Building Items and the P&M ERC (where applicable) to enable the correct contract size adjustment to be made. ERC of Building Component + ERC of P&M = Total ERC to which contract size adjustment should be applied. The appropriate % adjustment should be made in accordance with the scale for contract size adjustment specified under section 6 of the RCG 2021 Guidance notes. The currency ERC rates are set at £4m (Four Million Pounds) @ 1st April 2019 (AVD) for the RCG 2021 Publication. | Factories - Workshops Light, Uninsulated | - | 2 | TRUE
2325 | 41Z06A | 4782 | 41Z06A | Factory buildings workshops | Asbestos cladding | Flat or corrugated | 501m² - 1000m² | Eaves ht - 3.0m | Building Construction : - Foundations : Concrete pad and strip foundations with 225mm mesh reinforced concrete floor. Frame : Steel frame Upper Floors : None Roof : Single skin corrugated asbestos sheet, fixed to steel purlins with plastic headed screws, translucent glazing panels; rainwater gutters, down pipes and drainage. External Walls : Single skin corrugated asbestos sheet, fixed to horizontal steel rails with plastic headed screws, translucent sheet glazing. Windows and Doors : Access doors goods/personnel. Internal Walls : None Internal Finishes : None Building Services : Electric light and power, water laid on, toilets, unheated. External Works : Drainage to the curtilage Accommodation : Single storey un-insulated workshop building | Location Adjustment Applicable (See Guidance Notes) - ERC = UK mean of 1.00 | (BEAMS Note 2) The ERC for this item should be added to all other rateable items on the hereditament (except land). Therefore the total of the ERC of the other Building Items and the P&M ERC (where applicable) to enable the correct contract size adjustment to be made. ERC of Building Component + ERC of P&M = Total ERC to which contract size adjustment should be applied. The appropriate % adjustment should be made in accordance with the scale for contract size adjustment specified under section 6 of the RCG 2023 Guidance notes. The currency ERC rates are set at £4m (Four Million Pounds) @ 1st April 2021 (AVD) for the RCG 2023 Publication. | Costs exclude external works. | - | - | - | The plant and machinery listed in the description has been included in this costing. | - | - | Factories - Workshops Light, Uninsulated | - | 10119 |  | - | - | NA | NA | NA | 192.9759 | Option 1 | 239.2523 | 23.98% | 0 | 0 | -100% | -100% | 0 | -100% | Redirected | NA | VOA_GPN_GOV_UK\7246041 | 2019-08-30 | Low | - | - | Redirected, low risk | NA | - | NA | SPONS A&B | NA | (BEAMS Note 2) The ERC for this item should be added to all other rateable items on the hereditament (except land). Therefore the total of the ERC of the other Building Items and the P&M ERC (where applicable) to enable the correct contract size adjustment to be made. ERC of Building Component + ERC of P&M = Total ERC to which contract size adjustment should be applied. The appropriate % adjustment should be made in accordance with the scale for contract size adjustment specified under section 6 of the RCG 2021 Guidance notes. The currency ERC rates are set at £4m (Four Million Pounds) @ 1st April 2019 (AVD) for the RCG 2021 Publication. | Factories - Workshops Light, Uninsulated | - | 2 | TRUE
2326 | 41Z06C | 4790 | 41Z06C | Factory buildings workshops | Asbestos cladding | Flat or corrugated | 501m² - 1000m² | Eaves ht - 3.5m | Building Construction : - Foundations : Concrete pad and strip foundations with 225mm mesh reinforced concrete floor. Frame : Steel frame Upper Floors : None Roof : Single skin corrugated asbestos sheet, fixed to steel purlins with plastic headed screws, translucent glazing panels; rainwater gutters, down pipes and drainage. External Walls : Single skin corrugated asbestos sheet, fixed to horizontal steel rails with plastic headed screws, translucent sheet glazing. Windows and Doors : Access doors goods/personnel. Internal Walls : None Internal Finishes : None Building Services : Electric light and power, water laid on, toilets, unheated. External Works : Drainage to the curtilage Accommodation : Single storey un-insulated workshop building | Location Adjustment Applicable (See Guidance Notes) - ERC = UK mean of 1.00 | (BEAMS Note 2) The ERC for this item should be added to all other rateable items on the hereditament (except land). Therefore the total of the ERC of the other Building Items and the P&M ERC (where applicable) to enable the correct contract size adjustment to be made. ERC of Building Component + ERC of P&M = Total ERC to which contract size adjustment should be applied. The appropriate % adjustment should be made in accordance with the scale for contract size adjustment specified under section 6 of the RCG 2023 Guidance notes. The currency ERC rates are set at £4m (Four Million Pounds) @ 1st April 2021 (AVD) for the RCG 2023 Publication. | Costs exclude external works. | - | - | - | The plant and machinery listed in the description has been included in this costing. | - | - | Factories - Workshops Light, Uninsulated | - | 10119 |  | - | - | NA | NA | NA | 194.5135 | Option 1 | 241.1587 | 23.98% | 0 | 0 | -100% | -100% | 0 | -100% | Redirected | NA | VOA_GPN_GOV_UK\7246041 | 2019-08-30 | Low | - | - | Redirected, low risk | NA | - | NA | SPONS A&B | NA | (BEAMS Note 2) The ERC for this item should be added to all other rateable items on the hereditament (except land). Therefore the total of the ERC of the other Building Items and the P&M ERC (where applicable) to enable the correct contract size adjustment to be made. ERC of Building Component + ERC of P&M = Total ERC to which contract size adjustment should be applied. The appropriate % adjustment should be made in accordance with the scale for contract size adjustment specified under section 6 of the RCG 2021 Guidance notes. The currency ERC rates are set at £4m (Four Million Pounds) @ 1st April 2019 (AVD) for the RCG 2021 Publication. | Factories - Workshops Light, Uninsulated | - | 2 | TRUE
2327 | 41Z06E | 4536 | 41Z06E | Factory buildings workshops | Asbestos cladding | Flat or corrugated | 501m² - 1000m² | Eaves ht - 4.0m | Building Construction : - Foundations : Concrete pad and strip foundations with 225mm mesh reinforced concrete floor. Frame : Steel frame Upper Floors : None Roof : Single skin corrugated asbestos sheet, fixed to steel purlins with plastic headed screws, translucent glazing panels; rainwater gutters, down pipes and drainage. External Walls : Single skin corrugated asbestos sheet, fixed to horizontal steel rails with plastic headed screws, translucent sheet glazing. Windows and Doors : Access doors goods/personnel. Internal Walls : None Internal Finishes : None Building Services : Electric light and power, water laid on, toilets, unheated. External Works : Drainage to the curtilage Accommodation : Single storey un-insulated workshop building | Location Adjustment Applicable (See Guidance Notes) - ERC = UK mean of 1.00 | (BEAMS Note 2) The ERC for this item should be added to all other rateable items on the hereditament (except land). Therefore the total of the ERC of the other Building Items and the P&M ERC (where applicable) to enable the correct contract size adjustment to be made. ERC of Building Component + ERC of P&M = Total ERC to which contract size adjustment should be applied. The appropriate % adjustment should be made in accordance with the scale for contract size adjustment specified under section 6 of the RCG 2023 Guidance notes. The currency ERC rates are set at £4m (Four Million Pounds) @ 1st April 2021 (AVD) for the RCG 2023 Publication. | Costs exclude external works. | - | - | - | The plant and machinery listed in the description has been included in this costing. | - | - | Factories - Workshops Light, Uninsulated | - | 10119 |  | - | - | NA | NA | NA | 196.82 | Option 1 | 244.0182 | 23.98% | 0 | 0 | -100% | -100% | 0 | -100% | Redirected | NA | VOA_GPN_GOV_UK\7246041 | 2019-08-30 | Low | - | - | Redirected, low risk | NA | - | NA | SPONS A&B | NA | (BEAMS Note 2) The ERC for this item should be added to all other rateable items on the hereditament (except land). Therefore the total of the ERC of the other Building Items and the P&M ERC (where applicable) to enable the correct contract size adjustment to be made. ERC of Building Component + ERC of P&M = Total ERC to which contract size adjustment should be applied. The appropriate % adjustment should be made in accordance with the scale for contract size adjustment specified under section 6 of the RCG 2021 Guidance notes. The currency ERC rates are set at £4m (Four Million Pounds) @ 1st April 2019 (AVD) for the RCG 2021 Publication. | Factories - Workshops Light, Uninsulated | - | 2 | TRUE
2328 | 41Z06G | 4537 | 41Z06G | Factory buildings workshops | Asbestos cladding | Flat or corrugated | 501m² - 1000m² | Eaves ht - 4.5m | Building Construction : - Foundations : Concrete pad and strip foundations with 225mm mesh reinforced concrete floor. Frame : Steel frame Upper Floors : None Roof : Single skin corrugated asbestos sheet, fixed to steel purlins with plastic headed screws, translucent glazing panels; rainwater gutters, down pipes and drainage. External Walls : Single skin corrugated asbestos sheet, fixed to horizontal steel rails with plastic headed screws, translucent sheet glazing. Windows and Doors : Access doors goods/personnel. Internal Walls : None Internal Finishes : None Building Services : Electric light and power, water laid on, toilets, unheated. External Works : Drainage to the curtilage Accommodation : Single storey un-insulated workshop building | Location Adjustment Applicable (See Guidance Notes) - ERC = UK mean of 1.00 | (BEAMS Note 2) The ERC for this item should be added to all other rateable items on the hereditament (except land). Therefore the total of the ERC of the other Building Items and the P&M ERC (where applicable) to enable the correct contract size adjustment to be made. ERC of Building Component + ERC of P&M = Total ERC to which contract size adjustment should be applied. The appropriate % adjustment should be made in accordance with the scale for contract size adjustment specified under section 6 of the RCG 2023 Guidance notes. The currency ERC rates are set at £4m (Four Million Pounds) @ 1st April 2021 (AVD) for the RCG 2023 Publication. | Costs exclude external works. | - | - | - | The plant and machinery listed in the description has been included in this costing. | - | - | Factories - Workshops Light, Uninsulated | - | 10119 |  | - | - | NA | NA | NA | 198.3577 | Option 1 | 245.9246 | 23.98% | 0 | 0 | -100% | -100% | 0 | -100% | Redirected | NA | VOA_GPN_GOV_UK\7246041 | 2019-08-30 | Low | - | - | Redirected, low risk | NA | - | NA | SPONS A&B | NA | (BEAMS Note 2) The ERC for this item should be added to all other rateable items on the hereditament (except land). Therefore the total of the ERC of the other Building Items and the P&M ERC (where applicable) to enable the correct contract size adjustment to be made. ERC of Building Component + ERC of P&M = Total ERC to which contract size adjustment should be applied. The appropriate % adjustment should be made in accordance with the scale for contract size adjustment specified under section 6 of the RCG 2021 Guidance notes. The currency ERC rates are set at £4m (Four Million Pounds) @ 1st April 2019 (AVD) for the RCG 2021 Publication. | Factories - Workshops Light, Uninsulated | - | 2 | TRUE
2329 | 41Z06H | 4538 | 41Z06H | Factory buildings workshops | Asbestos cladding | Flat or corrugated | 501m² - 1000m² | Eaves ht - 5.0m | Building Construction : - Foundations : Concrete pad and strip foundations with 225mm mesh reinforced concrete floor. Frame : Steel frame Upper Floors : None Roof : Single skin corrugated asbestos sheet, fixed to steel purlins with plastic headed screws, translucent glazing panels; rainwater gutters, down pipes and drainage. External Walls : Single skin corrugated asbestos sheet, fixed to horizontal steel rails with plastic headed screws, translucent sheet glazing. Windows and Doors : Access doors goods/personnel. Internal Walls : None Internal Finishes : None Building Services : Electric light and power, water laid on, toilets, unheated. External Works : Drainage to the curtilage Accommodation : Single storey un-insulated workshop building | Location Adjustment Applicable (See Guidance Notes) - ERC = UK mean of 1.00 | (BEAMS Note 2) The ERC for this item should be added to all other rateable items on the hereditament (except land). Therefore the total of the ERC of the other Building Items and the P&M ERC (where applicable) to enable the correct contract size adjustment to be made. ERC of Building Component + ERC of P&M = Total ERC to which contract size adjustment should be applied. The appropriate % adjustment should be made in accordance with the scale for contract size adjustment specified under section 6 of the RCG 2023 Guidance notes. The currency ERC rates are set at £4m (Four Million Pounds) @ 1st April 2021 (AVD) for the RCG 2023 Publication. | Costs exclude external works. | - | - | - | The plant and machinery listed in the description has been included in this costing. | - | - | Factories - Workshops Light, Uninsulated | - | 10119 |  | - | - | NA | NA | NA | 199.8953 | Option 1 | 247.831 | 23.98% | 0 | 0 | -100% | -100% | 0 | -100% | Redirected | NA | VOA_GPN_GOV_UK\7246041 | 2019-08-30 | Low | - | - | Redirected, low risk | NA | - | NA | SPONS A&B | NA | (BEAMS Note 2) The ERC for this item should be added to all other rateable items on the hereditament (except land). Therefore the total of the ERC of the other Building Items and the P&M ERC (where applicable) to enable the correct contract size adjustment to be made. ERC of Building Component + ERC of P&M = Total ERC to which contract size adjustment should be applied. The appropriate % adjustment should be made in accordance with the scale for contract size adjustment specified under section 6 of the RCG 2021 Guidance notes. The currency ERC rates are set at £4m (Four Million Pounds) @ 1st April 2019 (AVD) for the RCG 2021 Publication. | Factories - Workshops Light, Uninsulated | - | 2 | TRUE
2330 | 41Z06K | 4539 | 41Z06K | Factory buildings workshops | Asbestos cladding | Flat or corrugated | 501m² - 1000m² | Eaves ht - 5.5m | Building Construction : - Foundations : Concrete pad and strip foundations with 225mm mesh reinforced concrete floor. Frame : Steel frame Upper Floors : None Roof : Single skin corrugated asbestos sheet, fixed to steel purlins with plastic headed screws, translucent glazing panels; rainwater gutters, down pipes and drainage. External Walls : Single skin corrugated asbestos sheet, fixed to horizontal steel rails with plastic headed screws, translucent sheet glazing. Windows and Doors : Access doors goods/personnel. Internal Walls : None Internal Finishes : None Building Services : Electric light and power, water laid on, toilets, unheated. External Works : Drainage to the curtilage Accommodation : Single storey un-insulated workshop building | Location Adjustment Applicable (See Guidance Notes) - ERC = UK mean of 1.00 | (BEAMS Note 2) The ERC for this item should be added to all other rateable items on the hereditament (except land). Therefore the total of the ERC of the other Building Items and the P&M ERC (where applicable) to enable the correct contract size adjustment to be made. ERC of Building Component + ERC of P&M = Total ERC to which contract size adjustment should be applied. The appropriate % adjustment should be made in accordance with the scale for contract size adjustment specified under section 6 of the RCG 2023 Guidance notes. The currency ERC rates are set at £4m (Four Million Pounds) @ 1st April 2021 (AVD) for the RCG 2023 Publication. | Costs exclude external works. | - | - | - | The plant and machinery listed in the description has been included in this costing. | - | - | Factories - Workshops Light, Uninsulated | - | 10119 |  | - | - | NA | NA | NA | 209.8901 | Option 1 | 260.2226 | 23.98% | 0 | 0 | -100% | -100% | 0 | -100% | Redirected | NA | VOA_GPN_GOV_UK\7246041 | 2019-08-30 | Low | - | - | Redirected, low risk | NA | - | NA | SPONS A&B | NA | (BEAMS Note 2) The ERC for this item should be added to all other rateable items on the hereditament (except land). Therefore the total of the ERC of the other Building Items and the P&M ERC (where applicable) to enable the correct contract size adjustment to be made. ERC of Building Component + ERC of P&M = Total ERC to which contract size adjustment should be applied. The appropriate % adjustment should be made in accordance with the scale for contract size adjustment specified under section 6 of the RCG 2021 Guidance notes. The currency ERC rates are set at £4m (Four Million Pounds) @ 1st April 2019 (AVD) for the RCG 2021 Publication. | Factories - Workshops Light, Uninsulated | - | 2 | TRUE
2331 | 41Z06M | 4540 | 41Z06M | Factory buildings workshops | Asbestos cladding | Flat or corrugated | 501m² - 1000m² | Eaves ht - 6.0m | Building Construction : - Foundations : Concrete pad and strip foundations with 225mm mesh reinforced concrete floor. Frame : Steel frame Upper Floors : None Roof : Single skin corrugated asbestos sheet, fixed to steel purlins with plastic headed screws, translucent glazing panels; rainwater gutters, down pipes and drainage. External Walls : Single skin corrugated asbestos sheet, fixed to horizontal steel rails with plastic headed screws, translucent sheet glazing. Windows and Doors : Access doors goods/personnel. Internal Walls : None Internal Finishes : None Building Services : Electric light and power, water laid on, toilets, unheated. External Works : Drainage to the curtilage Accommodation : Single storey un-insulated workshop building | Location Adjustment Applicable (See Guidance Notes) - ERC = UK mean of 1.00 | (BEAMS Note 2) The ERC for this item should be added to all other rateable items on the hereditament (except land). Therefore the total of the ERC of the other Building Items and the P&M ERC (where applicable) to enable the correct contract size adjustment to be made. ERC of Building Component + ERC of P&M = Total ERC to which contract size adjustment should be applied. The appropriate % adjustment should be made in accordance with the scale for contract size adjustment specified under section 6 of the RCG 2023 Guidance notes. The currency ERC rates are set at £4m (Four Million Pounds) @ 1st April 2021 (AVD) for the RCG 2023 Publication. | Costs exclude external works. | - | - | - | The plant and machinery listed in the description has been included in this costing. | - | - | Factories - Workshops Light, Uninsulated | - | 10119 |  | - | - | NA | NA | NA | 212.1966 | Option 1 | 263.0822 | 23.98% | 0 | 0 | -100% | -100% | 0 | -100% | Redirected | NA | VOA_GPN_GOV_UK\7246041 | 2019-08-30 | Low | - | - | Redirected, low risk | NA | - | NA | SPONS A&B | NA | (BEAMS Note 2) The ERC for this item should be added to all other rateable items on the hereditament (except land). Therefore the total of the ERC of the other Building Items and the P&M ERC (where applicable) to enable the correct contract size adjustment to be made. ERC of Building Component + ERC of P&M = Total ERC to which contract size adjustment should be applied. The appropriate % adjustment should be made in accordance with the scale for contract size adjustment specified under section 6 of the RCG 2021 Guidance notes. The currency ERC rates are set at £4m (Four Million Pounds) @ 1st April 2019 (AVD) for the RCG 2021 Publication. | Factories - Workshops Light, Uninsulated | - | 2 | TRUE
2332 | 41Z06P | 4541 | 41Z06P | Factory buildings workshops | Asbestos cladding | Flat or corrugated | 501m² - 1000m² | Eaves ht - 6.5m | Building Construction : - Foundations : Concrete pad and strip foundations with 225mm mesh reinforced concrete floor. Frame : Steel frame Upper Floors : None Roof : Single skin corrugated asbestos sheet, fixed to steel purlins with plastic headed screws, translucent glazing panels; rainwater gutters, down pipes and drainage. External Walls : Single skin corrugated asbestos sheet, fixed to horizontal steel rails with plastic headed screws, translucent sheet glazing. Windows and Doors : Access doors goods/personnel. Internal Walls : None Internal Finishes : None Building Services : Electric light and power, water laid on, toilets, unheated. External Works : Drainage to the curtilage Accommodation : Single storey un-insulated workshop building | Location Adjustment Applicable (See Guidance Notes) - ERC = UK mean of 1.00 | (BEAMS Note 2) The ERC for this item should be added to all other rateable items on the hereditament (except land). Therefore the total of the ERC of the other Building Items and the P&M ERC (where applicable) to enable the correct contract size adjustment to be made. ERC of Building Component + ERC of P&M = Total ERC to which contract size adjustment should be applied. The appropriate % adjustment should be made in accordance with the scale for contract size adjustment specified under section 6 of the RCG 2023 Guidance notes. The currency ERC rates are set at £4m (Four Million Pounds) @ 1st April 2021 (AVD) for the RCG 2023 Publication. | Costs exclude external works. | - | - | - | The plant and machinery listed in the description has been included in this costing. | - | - | Factories - Workshops Light, Uninsulated | - | 10119 |  | - | - | NA | NA | NA | 214.5031 | Option 1 | 265.9418 | 23.98% | 0 | 0 | -100% | -100% | 0 | -100% | Redirected | NA | VOA_GPN_GOV_UK\7246041 | 2019-08-30 | Low | - | - | Redirected, low risk | NA | - | NA | SPONS A&B | NA | (BEAMS Note 2) The ERC for this item should be added to all other rateable items on the hereditament (except land). Therefore the total of the ERC of the other Building Items and the P&M ERC (where applicable) to enable the correct contract size adjustment to be made. ERC of Building Component + ERC of P&M = Total ERC to which contract size adjustment should be applied. The appropriate % adjustment should be made in accordance with the scale for contract size adjustment specified under section 6 of the RCG 2021 Guidance notes. The currency ERC rates are set at £4m (Four Million Pounds) @ 1st April 2019 (AVD) for the RCG 2021 Publication. | Factories - Workshops Light, Uninsulated | - | 2 | TRUE
2333 | 41Z06R | 4542 | 41Z06R | Factory buildings workshops | Asbestos cladding | Flat or corrugated | 501m² - 1000m² | Eaves ht - 7.0m | Building Construction : - Foundations : Concrete pad and strip foundations with 225mm mesh reinforced concrete floor. Frame : Steel frame Upper Floors : None Roof : Single skin corrugated asbestos sheet, fixed to steel purlins with plastic headed screws, translucent glazing panels; rainwater gutters, down pipes and drainage. External Walls : Single skin corrugated asbestos sheet, fixed to horizontal steel rails with plastic headed screws, translucent sheet glazing. Windows and Doors : Access doors goods/personnel. Internal Walls : None Internal Finishes : None Building Services : Electric light and power, water laid on, toilets, unheated. External Works : Drainage to the curtilage Accommodation : Single storey un-insulated workshop building | Location Adjustment Applicable (See Guidance Notes) - ERC = UK mean of 1.00 | (BEAMS Note 2) The ERC for this item should be added to all other rateable items on the hereditament (except land). Therefore the total of the ERC of the other Building Items and the P&M ERC (where applicable) to enable the correct contract size adjustment to be made. ERC of Building Component + ERC of P&M = Total ERC to which contract size adjustment should be applied. The appropriate % adjustment should be made in accordance with the scale for contract size adjustment specified under section 6 of the RCG 2023 Guidance notes. The currency ERC rates are set at £4m (Four Million Pounds) @ 1st April 2021 (AVD) for the RCG 2023 Publication. | Costs exclude external works. | - | - | - | The plant and machinery listed in the description has been included in this costing. | - | - | Factories - Workshops Light, Uninsulated | - | 10119 |  | - | - | NA | NA | NA | 216.8095 | Option 1 | 268.8014 | 23.98% | 0 | 0 | -100% | -100% | 0 | -100% | Redirected | NA | VOA_GPN_GOV_UK\7246041 | 2019-08-30 | Low | - | - | Redirected, low risk | NA | - | NA | SPONS A&B | NA | (BEAMS Note 2) The ERC for this item should be added to all other rateable items on the hereditament (except land). Therefore the total of the ERC of the other Building Items and the P&M ERC (where applicable) to enable the correct contract size adjustment to be made. ERC of Building Component + ERC of P&M = Total ERC to which contract size adjustment should be applied. The appropriate % adjustment should be made in accordance with the scale for contract size adjustment specified under section 6 of the RCG 2021 Guidance notes. The currency ERC rates are set at £4m (Four Million Pounds) @ 1st April 2019 (AVD) for the RCG 2021 Publication. | Factories - Workshops Light, Uninsulated | - | 2 | TRUE
2334 | 41Z06T | 4543 | 41Z06T | Factory buildings workshops | Asbestos cladding | Flat or corrugated | 501m² - 1000m² | Eaves ht - 7.5m | Building Construction : - Foundations : Concrete pad and strip foundations with 225mm mesh reinforced concrete floor. Frame : Steel frame Upper Floors : None Roof : Single skin corrugated asbestos sheet, fixed to steel purlins with plastic headed screws, translucent glazing panels; rainwater gutters, down pipes and drainage. External Walls : Single skin corrugated asbestos sheet, fixed to horizontal steel rails with plastic headed screws, translucent sheet glazing. Windows and Doors : Access doors goods/personnel. Internal Walls : None Internal Finishes : None Building Services : Electric light and power, water laid on, toilets, unheated. External Works : Drainage to the curtilage Accommodation : Single storey un-insulated workshop building | Location Adjustment Applicable (See Guidance Notes) - ERC = UK mean of 1.00 | (BEAMS Note 2) The ERC for this item should be added to all other rateable items on the hereditament (except land). Therefore the total of the ERC of the other Building Items and the P&M ERC (where applicable) to enable the correct contract size adjustment to be made. ERC of Building Component + ERC of P&M = Total ERC to which contract size adjustment should be applied. The appropriate % adjustment should be made in accordance with the scale for contract size adjustment specified under section 6 of the RCG 2023 Guidance notes. The currency ERC rates are set at £4m (Four Million Pounds) @ 1st April 2021 (AVD) for the RCG 2023 Publication. | Costs exclude external works. | - | - | - | The plant and machinery listed in the description has been included in this costing. | - | - | Factories - Workshops Light, Uninsulated | - | 10119 |  | - | - | NA | NA | NA | 219.8848 | Option 1 | 272.6141 | 23.98% | 0 | 0 | -100% | -100% | 0 | -100% | Redirected | NA | VOA_GPN_GOV_UK\7246041 | 2019-08-30 | Low | - | - | Redirected, low risk | NA | - | NA | SPONS A&B | NA | (BEAMS Note 2) The ERC for this item should be added to all other rateable items on the hereditament (except land). Therefore the total of the ERC of the other Building Items and the P&M ERC (where applicable) to enable the correct contract size adjustment to be made. ERC of Building Component + ERC of P&M = Total ERC to which contract size adjustment should be applied. The appropriate % adjustment should be made in accordance with the scale for contract size adjustment specified under section 6 of the RCG 2021 Guidance notes. The currency ERC rates are set at £4m (Four Million Pounds) @ 1st April 2019 (AVD) for the RCG 2021 Publication. | Factories - Workshops Light, Uninsulated | - | 2 | TRUE
2335 | 41Z07A | 4544 | 41Z07A | Factory buildings workshops | Asbestos cladding | Flat or corrugated | 501m² - 1000m² | Eaves ht - 8.0m | Building Construction : - Foundations : Concrete pad and strip foundations with 225mm mesh reinforced concrete floor. Frame : Steel frame Upper Floors : None Roof : Single skin corrugated asbestos sheet, fixed to steel purlins with plastic headed screws, translucent glazing panels; rainwater gutters, down pipes and drainage. External Walls : Single skin corrugated asbestos sheet, fixed to horizontal steel rails with plastic headed screws, translucent sheet glazing. Windows and Doors : Access doors goods/personnel. Internal Walls : None Internal Finishes : None Building Services : Electric light and power, water laid on, toilets, unheated. External Works : Drainage to the curtilage Accommodation : Single storey un-insulated workshop building | Location Adjustment Applicable (See Guidance Notes) - ERC = UK mean of 1.00 | (BEAMS Note 2) The ERC for this item should be added to all other rateable items on the hereditament (except land). Therefore the total of the ERC of the other Building Items and the P&M ERC (where applicable) to enable the correct contract size adjustment to be made. ERC of Building Component + ERC of P&M = Total ERC to which contract size adjustment should be applied. The appropriate % adjustment should be made in accordance with the scale for contract size adjustment specified under section 6 of the RCG 2023 Guidance notes. The currency ERC rates are set at £4m (Four Million Pounds) @ 1st April 2021 (AVD) for the RCG 2023 Publication. | Costs exclude external works. | - | - | - | The plant and machinery listed in the description has been included in this costing. | - | - | Factories - Workshops Light, Uninsulated | - | 10119 |  | - | - | NA | NA | NA | 236.7991 | Option 1 | 293.5845 | 23.98% | 0 | 0 | -100% | -100% | 0 | -100% | Redirected | NA | VOA_GPN_GOV_UK\7246041 | 2019-08-30 | Low | - | - | Redirected, low risk | NA | - | NA | SPONS A&B | NA | (BEAMS Note 2) The ERC for this item should be added to all other rateable items on the hereditament (except land). Therefore the total of the ERC of the other Building Items and the P&M ERC (where applicable) to enable the correct contract size adjustment to be made. ERC of Building Component + ERC of P&M = Total ERC to which contract size adjustment should be applied. The appropriate % adjustment should be made in accordance with the scale for contract size adjustment specified under section 6 of the RCG 2021 Guidance notes. The currency ERC rates are set at £4m (Four Million Pounds) @ 1st April 2019 (AVD) for the RCG 2021 Publication. | Factories - Workshops Light, Uninsulated | - | 2 | TRUE
2336 | 41Z07C | 4545 | 41Z07C | Factory buildings workshops | Asbestos cladding | Flat or corrugated | 501m² - 1000m² | Eaves ht - 8.5m | Building Construction : - Foundations : Concrete pad and strip foundations with 225mm mesh reinforced concrete floor. Frame : Steel frame Upper Floors : None Roof : Single skin corrugated asbestos sheet, fixed to steel purlins with plastic headed screws, translucent glazing panels; rainwater gutters, down pipes and drainage. External Walls : Single skin corrugated asbestos sheet, fixed to horizontal steel rails with plastic headed screws, translucent sheet glazing. Windows and Doors : Access doors goods/personnel. Internal Walls : None Internal Finishes : None Building Services : Electric light and power, water laid on, toilets, unheated. External Works : Drainage to the curtilage Accommodation : Single storey un-insulated workshop building | Location Adjustment Applicable (See Guidance Notes) - ERC = UK mean of 1.00 | (BEAMS Note 2) The ERC for this item should be added to all other rateable items on the hereditament (except land). Therefore the total of the ERC of the other Building Items and the P&M ERC (where applicable) to enable the correct contract size adjustment to be made. ERC of Building Component + ERC of P&M = Total ERC to which contract size adjustment should be applied. The appropriate % adjustment should be made in accordance with the scale for contract size adjustment specified under section 6 of the RCG 2023 Guidance notes. The currency ERC rates are set at £4m (Four Million Pounds) @ 1st April 2021 (AVD) for the RCG 2023 Publication. | Costs exclude external works. | - | - | - | The plant and machinery listed in the description has been included in this costing. | - | - | Factories - Workshops Light, Uninsulated | - | 10119 |  | - | - | NA | NA | NA | 239.8744 | Option 1 | 297.3972 | 23.98% | 0 | 0 | -100% | -100% | 0 | -100% | Redirected | NA | VOA_GPN_GOV_UK\7246041 | 2019-08-30 | Low | - | - | Redirected, low risk | NA | - | NA | SPONS A&B | NA | (BEAMS Note 2) The ERC for this item should be added to all other rateable items on the hereditament (except land). Therefore the total of the ERC of the other Building Items and the P&M ERC (where applicable) to enable the correct contract size adjustment to be made. ERC of Building Component + ERC of P&M = Total ERC to which contract size adjustment should be applied. The appropriate % adjustment should be made in accordance with the scale for contract size adjustment specified under section 6 of the RCG 2021 Guidance notes. The currency ERC rates are set at £4m (Four Million Pounds) @ 1st April 2019 (AVD) for the RCG 2021 Publication. | Factories - Workshops Light, Uninsulated | - | 2 | TRUE
2337 | 41Z07E | 4546 | 41Z07E | Factory buildings workshops | Asbestos cladding | Flat or corrugated | 501m² - 1000m² | Eaves ht - 9.0m | Building Construction : - Foundations : Concrete pad and strip foundations with 225mm mesh reinforced concrete floor. Frame : Steel frame Upper Floors : None Roof : Single skin corrugated asbestos sheet, fixed to steel purlins with plastic headed screws, translucent glazing panels; rainwater gutters, down pipes and drainage. External Walls : Single skin corrugated asbestos sheet, fixed to horizontal steel rails with plastic headed screws, translucent sheet glazing. Windows and Doors : Access doors goods/personnel. Internal Walls : None Internal Finishes : None Building Services : Electric light and power, water laid on, toilets, unheated. External Works : Drainage to the curtilage Accommodation : Single storey un-insulated workshop building | Location Adjustment Applicable (See Guidance Notes) - ERC = UK mean of 1.00 | (BEAMS Note 2) The ERC for this item should be added to all other rateable items on the hereditament (except land). Therefore the total of the ERC of the other Building Items and the P&M ERC (where applicable) to enable the correct contract size adjustment to be made. ERC of Building Component + ERC of P&M = Total ERC to which contract size adjustment should be applied. The appropriate % adjustment should be made in accordance with the scale for contract size adjustment specified under section 6 of the RCG 2023 Guidance notes. The currency ERC rates are set at £4m (Four Million Pounds) @ 1st April 2021 (AVD) for the RCG 2023 Publication. | Costs exclude external works. | - | - | - | The plant and machinery listed in the description has been included in this costing. | - | - | Factories - Workshops Light, Uninsulated | - | 10119 |  | - | - | NA | NA | NA | 242.1809 | Option 1 | 300.2568 | 23.98% | 0 | 0 | -100% | -100% | 0 | -100% | Redirected | NA | VOA_GPN_GOV_UK\7246041 | 2019-08-30 | Low | - | - | Redirected, low risk | NA | - | NA | SPONS A&B | NA | (BEAMS Note 2) The ERC for this item should be added to all other rateable items on the hereditament (except land). Therefore the total of the ERC of the other Building Items and the P&M ERC (where applicable) to enable the correct contract size adjustment to be made. ERC of Building Component + ERC of P&M = Total ERC to which contract size adjustment should be applied. The appropriate % adjustment should be made in accordance with the scale for contract size adjustment specified under section 6 of the RCG 2021 Guidance notes. The currency ERC rates are set at £4m (Four Million Pounds) @ 1st April 2019 (AVD) for the RCG 2021 Publication. | Factories - Workshops Light, Uninsulated | - | 2 | TRUE
2338 | 41Z07G | 4547 | 41Z07G | Factory buildings workshops | Asbestos cladding | Flat or corrugated | 501m² - 1000m² | Eaves ht - 9.5m | Building Construction : - Foundations : Concrete pad and strip foundations with 225mm mesh reinforced concrete floor. Frame : Steel frame Upper Floors : None Roof : Single skin corrugated asbestos sheet, fixed to steel purlins with plastic headed screws, translucent glazing panels; rainwater gutters, down pipes and drainage. External Walls : Single skin corrugated asbestos sheet, fixed to horizontal steel rails with plastic headed screws, translucent sheet glazing. Windows and Doors : Access doors goods/personnel. Internal Walls : None Internal Finishes : None Building Services : Electric light and power, water laid on, toilets, unheated. External Works : Drainage to the curtilage Accommodation : Single storey un-insulated workshop building | Location Adjustment Applicable (See Guidance Notes) - ERC = UK mean of 1.00 | (BEAMS Note 2) The ERC for this item should be added to all other rateable items on the hereditament (except land). Therefore the total of the ERC of the other Building Items and the P&M ERC (where applicable) to enable the correct contract size adjustment to be made. ERC of Building Component + ERC of P&M = Total ERC to which contract size adjustment should be applied. The appropriate % adjustment should be made in accordance with the scale for contract size adjustment specified under section 6 of the RCG 2023 Guidance notes. The currency ERC rates are set at £4m (Four Million Pounds) @ 1st April 2021 (AVD) for the RCG 2023 Publication. | Costs exclude external works. | - | - | - | The plant and machinery listed in the description has been included in this costing. | - | - | Factories - Workshops Light, Uninsulated | - | 10119 |  | - | - | NA | NA | NA | 245.2562 | Option 1 | 304.0696 | 23.98% | 0 | 0 | -100% | -100% | 0 | -100% | Redirected | NA | VOA_GPN_GOV_UK\7246041 | 2019-08-30 | Low | - | - | Redirected, low risk | NA | - | NA | SPONS A&B | NA | (BEAMS Note 2) The ERC for this item should be added to all other rateable items on the hereditament (except land). Therefore the total of the ERC of the other Building Items and the P&M ERC (where applicable) to enable the correct contract size adjustment to be made. ERC of Building Component + ERC of P&M = Total ERC to which contract size adjustment should be applied. The appropriate % adjustment should be made in accordance with the scale for contract size adjustment specified under section 6 of the RCG 2021 Guidance notes. The currency ERC rates are set at £4m (Four Million Pounds) @ 1st April 2019 (AVD) for the RCG 2021 Publication. | Factories - Workshops Light, Uninsulated | - | 2 | TRUE
2339 | 41Z07K | 4548 | 41Z07K | Factory buildings workshops | Asbestos cladding | Flat or corrugated | 501m² - 1000m² | Eaves ht - 10.0m | Building Construction : - Foundations : Concrete pad and strip foundations with 225mm mesh reinforced concrete floor. Frame : Steel frame Upper Floors : None Roof : Single skin corrugated asbestos sheet, fixed to steel purlins with plastic headed screws, translucent glazing panels; rainwater gutters, down pipes and drainage. External Walls : Single skin corrugated asbestos sheet, fixed to horizontal steel rails with plastic headed screws, translucent sheet glazing. Windows and Doors : Access doors goods/personnel. Internal Walls : None Internal Finishes : None Building Services : Electric light and power, water laid on, toilets, unheated. External Works : Drainage to the curtilage Accommodation : Single storey un-insulated workshop building | Location Adjustment Applicable (See Guidance Notes) - ERC = UK mean of 1.00 | (BEAMS Note 2) The ERC for this item should be added to all other rateable items on the hereditament (except land). Therefore the total of the ERC of the other Building Items and the P&M ERC (where applicable) to enable the correct contract size adjustment to be made. ERC of Building Component + ERC of P&M = Total ERC to which contract size adjustment should be applied. The appropriate % adjustment should be made in accordance with the scale for contract size adjustment specified under section 6 of the RCG 2023 Guidance notes. The currency ERC rates are set at £4m (Four Million Pounds) @ 1st April 2021 (AVD) for the RCG 2023 Publication. | Costs exclude external works. | - | - | - | The plant and machinery listed in the description has been included in this costing. | - | - | Factories - Workshops Light, Uninsulated | - | 10119 |  | - | - | NA | NA | NA | 248.3315 | Option 1 | 307.8824 | 23.98% | 0 | 0 | -100% | -100% | 0 | -100% | Redirected | NA | VOA_GPN_GOV_UK\7246041 | 2019-08-30 | Low | - | - | Redirected, low risk | NA | - | NA | SPONS A&B | NA | (BEAMS Note 2) The ERC for this item should be added to all other rateable items on the hereditament (except land). Therefore the total of the ERC of the other Building Items and the P&M ERC (where applicable) to enable the correct contract size adjustment to be made. ERC of Building Component + ERC of P&M = Total ERC to which contract size adjustment should be applied. The appropriate % adjustment should be made in accordance with the scale for contract size adjustment specified under section 6 of the RCG 2021 Guidance notes. The currency ERC rates are set at £4m (Four Million Pounds) @ 1st April 2019 (AVD) for the RCG 2021 Publication. | Factories - Workshops Light, Uninsulated | - | 2 | TRUE
2340 | 41Z07P | 4549 | 41Z07P | Factory buildings workshops | Asbestos cladding | Flat or corrugated | 501m² - 1000m² | Eaves ht - 11.0m | Building Construction : - Foundations : Concrete pad and strip foundations with 225mm mesh reinforced concrete floor. Frame : Steel frame Upper Floors : None Roof : Single skin corrugated asbestos sheet, fixed to steel purlins with plastic headed screws, translucent glazing panels; rainwater gutters, down pipes and drainage. External Walls : Single skin corrugated asbestos sheet, fixed to horizontal steel rails with plastic headed screws, translucent sheet glazing. Windows and Doors : Access doors goods/personnel. Internal Walls : None Internal Finishes : None Building Services : Electric light and power, water laid on, toilets, unheated. External Works : Drainage to the curtilage Accommodation : Single storey un-insulated workshop building | Location Adjustment Applicable (See Guidance Notes) - ERC = UK mean of 1.00 | (BEAMS Note 2) The ERC for this item should be added to all other rateable items on the hereditament (except land). Therefore the total of the ERC of the other Building Items and the P&M ERC (where applicable) to enable the correct contract size adjustment to be made. ERC of Building Component + ERC of P&M = Total ERC to which contract size adjustment should be applied. The appropriate % adjustment should be made in accordance with the scale for contract size adjustment specified under section 6 of the RCG 2023 Guidance notes. The currency ERC rates are set at £4m (Four Million Pounds) @ 1st April 2021 (AVD) for the RCG 2023 Publication. | Costs exclude external works. | - | - | - | The plant and machinery listed in the description has been included in this costing. | - | - | Factories - Workshops Light, Uninsulated | - | 10119 |  | - | - | NA | NA | NA | 254.4821 | Option 1 | 315.508 | 23.98% | 0 | 0 | -100% | -100% | 0 | -100% | Redirected | NA | VOA_GPN_GOV_UK\7246041 | 2019-08-30 | Low | - | - | Redirected, low risk | NA | - | NA | SPONS A&B | NA | (BEAMS Note 2) The ERC for this item should be added to all other rateable items on the hereditament (except land). Therefore the total of the ERC of the other Building Items and the P&M ERC (where applicable) to enable the correct contract size adjustment to be made. ERC of Building Component + ERC of P&M = Total ERC to which contract size adjustment should be applied. The appropriate % adjustment should be made in accordance with the scale for contract size adjustment specified under section 6 of the RCG 2021 Guidance notes. The currency ERC rates are set at £4m (Four Million Pounds) @ 1st April 2019 (AVD) for the RCG 2021 Publication. | Factories - Workshops Light, Uninsulated | - | 2 | TRUE
2341 | 41Z07T | 4550 | 41Z07T | Factory buildings workshops | Asbestos cladding | Flat or corrugated | 501m² - 1000m² | Eaves ht - 12.0m | Building Construction : - Foundations : Concrete pad and strip foundations with 225mm mesh reinforced concrete floor. Frame : Steel frame Upper Floors : None Roof : Single skin corrugated asbestos sheet, fixed to steel purlins with plastic headed screws, translucent glazing panels; rainwater gutters, down pipes and drainage. External Walls : Single skin corrugated asbestos sheet, fixed to horizontal steel rails with plastic headed screws, translucent sheet glazing. Windows and Doors : Access doors goods/personnel. Internal Walls : None Internal Finishes : None Building Services : Electric light and power, water laid on, toilets, unheated. External Works : Drainage to the curtilage Accommodation : Single storey un-insulated workshop building | Location Adjustment Applicable (See Guidance Notes) - ERC = UK mean of 1.00 | (BEAMS Note 2) The ERC for this item should be added to all other rateable items on the hereditament (except land). Therefore the total of the ERC of the other Building Items and the P&M ERC (where applicable) to enable the correct contract size adjustment to be made. ERC of Building Component + ERC of P&M = Total ERC to which contract size adjustment should be applied. The appropriate % adjustment should be made in accordance with the scale for contract size adjustment specified under section 6 of the RCG 2023 Guidance notes. The currency ERC rates are set at £4m (Four Million Pounds) @ 1st April 2021 (AVD) for the RCG 2023 Publication. | Costs exclude external works. | - | - | - | The plant and machinery listed in the description has been included in this costing. | - | - | Factories - Workshops Light, Uninsulated | - | 10119 |  | - | - | NA | NA | NA | 260.6327 | Option 1 | 323.1335 | 23.98% | 0 | 0 | -100% | -100% | 0 | -100% | Redirected | NA | VOA_GPN_GOV_UK\7246041 | 2019-08-30 | Low | - | - | Redirected, low risk | NA | - | NA | SPONS A&B | NA | (BEAMS Note 2) The ERC for this item should be added to all other rateable items on the hereditament (except land). Therefore the total of the ERC of the other Building Items and the P&M ERC (where applicable) to enable the correct contract size adjustment to be made. ERC of Building Component + ERC of P&M = Total ERC to which contract size adjustment should be applied. The appropriate % adjustment should be made in accordance with the scale for contract size adjustment specified under section 6 of the RCG 2021 Guidance notes. The currency ERC rates are set at £4m (Four Million Pounds) @ 1st April 2019 (AVD) for the RCG 2021 Publication. | Factories - Workshops Light, Uninsulated | - | 2 | TRUE
2342 | 41Z10A | 4551 | 41Z10A | Factory buildings workshops | Brick wall | Brick wall with asbestos insulated roof | <= 100m² | Eaves ht - 3.0m | Building Construction : - Foundations : Concrete pad and strip foundations with 225mm mesh reinforced concrete floor. Frame : Steel frame Upper Floors : None Roof : Double skin insulated corrugated asbestos sheet, fixed to steel purlins with plastic headed screws, translucent glazing panels; rainwater gutters, down pipes and drainage. External Walls : 225mm brick walls to eaves. Windows and Doors : Timber framed casement windows, access doors goods/personnel. Internal Walls : None Internal Finishes : None Building Services: Electric light and power, water laid on, toilets, heated. External Works : Drainage to the curtilage Accommodation : Single storey workshop building | Location Adjustment Applicable (See Guidance Notes) - ERC = UK mean of 1.00 | (BEAMS Note 2) The ERC for this item should be added to all other rateable items on the hereditament (except land). Therefore the total of the ERC of the other Building Items and the P&M ERC (where applicable) to enable the correct contract size adjustment to be made. ERC of Building Component + ERC of P&M = Total ERC to which contract size adjustment should be applied. The appropriate % adjustment should be made in accordance with the scale for contract size adjustment specified under section 6 of the RCG 2023 Guidance notes. The currency ERC rates are set at £4m (Four Million Pounds) @ 1st April 2021 (AVD) for the RCG 2023 Publication. | Costs exclude external works. | - | - | - | The plant and machinery listed in the description has been included in this costing. | - | - | - | - | 10120 |  | - | - | NA | NA | NA | 553.5563 | Option 1 | 686.3013 | 23.98% | 0 | 0 | -100% | -100% | 0 | -100% | Redirected | NA | VOA_GPN_GOV_UK\7246041 | 2019-08-30 | Low | - | - | Redirected, low risk | NA | - | NA | SPONS A&B | NA | (BEAMS Note 2) The ERC for this item should be added to all other rateable items on the hereditament (except land). Therefore the total of the ERC of the other Building Items and the P&M ERC (where applicable) to enable the correct contract size adjustment to be made. ERC of Building Component + ERC of P&M = Total ERC to which contract size adjustment should be applied. The appropriate % adjustment should be made in accordance with the scale for contract size adjustment specified under section 6 of the RCG 2021 Guidance notes. The currency ERC rates are set at £4m (Four Million Pounds) @ 1st April 2019 (AVD) for the RCG 2021 Publication. | - | - | 2 | TRUE
2343 | 41Z10C | 4555 | 41Z10C | Factory buildings workshops | Brick wall | Brick wall with asbestos insulated roof | <= 100m² | Eaves ht - 3.5m | Building Construction : - Foundations : Concrete pad and strip foundations with 225mm mesh reinforced concrete floor. Frame : Steel frame Upper Floors : None Roof : Double skin insulated corrugated asbestos sheet, fixed to steel purlins with plastic headed screws, translucent glazing panels; rainwater gutters, down pipes and drainage. External Walls : 225mm brick walls to eaves. Windows and Doors : Timber framed casement windows, access doors goods/personnel. Internal Walls : None Internal Finishes : None Building Services: Electric light and power, water laid on, toilets, heated. External Works : Drainage to the curtilage Accommodation : Single storey workshop building | Location Adjustment Applicable (See Guidance Notes) - ERC = UK mean of 1.00 | (BEAMS Note 2) The ERC for this item should be added to all other rateable items on the hereditament (except land). Therefore the total of the ERC of the other Building Items and the P&M ERC (where applicable) to enable the correct contract size adjustment to be made. ERC of Building Component + ERC of P&M = Total ERC to which contract size adjustment should be applied. The appropriate % adjustment should be made in accordance with the scale for contract size adjustment specified under section 6 of the RCG 2023 Guidance notes. The currency ERC rates are set at £4m (Four Million Pounds) @ 1st April 2021 (AVD) for the RCG 2023 Publication. | Costs exclude external works. | - | - | - | The plant and machinery listed in the description has been included in this costing. | - | - | - | - | 10120 |  | - | - | NA | NA | NA | 272.1652 | Option 1 | 337.4315 | 23.98% | 0 | 0 | -100% | -100% | 0 | -100% | Redirected | NA | VOA_GPN_GOV_UK\7246041 | 2019-08-30 | Low | - | - | Redirected, low risk | NA | - | NA | SPONS A&B | NA | (BEAMS Note 2) The ERC for this item should be added to all other rateable items on the hereditament (except land). Therefore the total of the ERC of the other Building Items and the P&M ERC (where applicable) to enable the correct contract size adjustment to be made. ERC of Building Component + ERC of P&M = Total ERC to which contract size adjustment should be applied. The appropriate % adjustment should be made in accordance with the scale for contract size adjustment specified under section 6 of the RCG 2021 Guidance notes. The currency ERC rates are set at £4m (Four Million Pounds) @ 1st April 2019 (AVD) for the RCG 2021 Publication. | - | - | 2 | TRUE
2344 | 41Z10E | 4556 | 41Z10E | Factory buildings workshops | Brick wall | Brick wall with asbestos insulated roof | <= 100m² | Eaves ht - 4.0m | Building Construction : - Foundations : Concrete pad and strip foundations with 225mm mesh reinforced concrete floor. Frame : Steel frame Upper Floors : None Roof : Double skin insulated corrugated asbestos sheet, fixed to steel purlins with plastic headed screws, translucent glazing panels; rainwater gutters, down pipes and drainage. External Walls : 225mm brick walls to eaves. Windows and Doors : Timber framed casement windows, access doors goods/personnel. Internal Walls : None Internal Finishes : None Building Services: Electric light and power, water laid on, toilets, heated. External Works : Drainage to the curtilage Accommodation : Single storey workshop building | Location Adjustment Applicable (See Guidance Notes) - ERC = UK mean of 1.00 | (BEAMS Note 2) The ERC for this item should be added to all other rateable items on the hereditament (except land). Therefore the total of the ERC of the other Building Items and the P&M ERC (where applicable) to enable the correct contract size adjustment to be made. ERC of Building Component + ERC of P&M = Total ERC to which contract size adjustment should be applied. The appropriate % adjustment should be made in accordance with the scale for contract size adjustment specified under section 6 of the RCG 2023 Guidance notes. The currency ERC rates are set at £4m (Four Million Pounds) @ 1st April 2021 (AVD) for the RCG 2023 Publication. | Costs exclude external works. | - | - | - | The plant and machinery listed in the description has been included in this costing. | - | - | - | - | 10120 |  | - | - | NA | NA | NA | 595.8418 | Option 1 | 738.7271 | 23.98% | 0 | 0 | -100% | -100% | 0 | -100% | Redirected | NA | VOA_GPN_GOV_UK\7246041 | 2019-08-30 | Low | - | - | Redirected, low risk | NA | - | NA | SPONS A&B | NA | (BEAMS Note 2) The ERC for this item should be added to all other rateable items on the hereditament (except land). Therefore the total of the ERC of the other Building Items and the P&M ERC (where applicable) to enable the correct contract size adjustment to be made. ERC of Building Component + ERC of P&M = Total ERC to which contract size adjustment should be applied. The appropriate % adjustment should be made in accordance with the scale for contract size adjustment specified under section 6 of the RCG 2021 Guidance notes. The currency ERC rates are set at £4m (Four Million Pounds) @ 1st April 2019 (AVD) for the RCG 2021 Publication. | - | - | 2 | TRUE
2345 | 41Z10G | 4557 | 41Z10G | Factory buildings workshops | Brick wall | Brick wall with asbestos insulated roof | <= 100m² | Eaves ht - 4.5m | Building Construction : - Foundations : Concrete pad and strip foundations with 225mm mesh reinforced concrete floor. Frame : Steel frame Upper Floors : None Roof : Double skin insulated corrugated asbestos sheet, fixed to steel purlins with plastic headed screws, translucent glazing panels; rainwater gutters, down pipes and drainage. External Walls : 225mm brick walls to eaves. Windows and Doors : Timber framed casement windows, access doors goods/personnel. Internal Walls : None Internal Finishes : None Building Services: Electric light and power, water laid on, toilets, heated. External Works : Drainage to the curtilage Accommodation : Single storey workshop building | Location Adjustment Applicable (See Guidance Notes) - ERC = UK mean of 1.00 | (BEAMS Note 2) The ERC for this item should be added to all other rateable items on the hereditament (except land). Therefore the total of the ERC of the other Building Items and the P&M ERC (where applicable) to enable the correct contract size adjustment to be made. ERC of Building Component + ERC of P&M = Total ERC to which contract size adjustment should be applied. The appropriate % adjustment should be made in accordance with the scale for contract size adjustment specified under section 6 of the RCG 2023 Guidance notes. The currency ERC rates are set at £4m (Four Million Pounds) @ 1st April 2021 (AVD) for the RCG 2023 Publication. | Costs exclude external works. | - | - | - | The plant and machinery listed in the description has been included in this costing. | - | - | - | - | 10120 |  | - | - | NA | NA | NA | 617.369 | Option 1 | 765.4166 | 23.98% | 0 | 0 | -100% | -100% | 0 | -100% | Redirected | NA | VOA_GPN_GOV_UK\7246041 | 2019-08-30 | Low | - | - | Redirected, low risk | NA | - | NA | SPONS A&B | NA | (BEAMS Note 2) The ERC for this item should be added to all other rateable items on the hereditament (except land). Therefore the total of the ERC of the other Building Items and the P&M ERC (where applicable) to enable the correct contract size adjustment to be made. ERC of Building Component + ERC of P&M = Total ERC to which contract size adjustment should be applied. The appropriate % adjustment should be made in accordance with the scale for contract size adjustment specified under section 6 of the RCG 2021 Guidance notes. The currency ERC rates are set at £4m (Four Million Pounds) @ 1st April 2019 (AVD) for the RCG 2021 Publication. | - | - | 2 | TRUE
2346 | 41Z10H | 4558 | 41Z10H | Factory buildings workshops | Brick wall | Brick wall with asbestos insulated roof | <= 100m² | Eaves ht - 5.0m | Building Construction : - Foundations : Concrete pad and strip foundations with 225mm mesh reinforced concrete floor. Frame : Steel frame Upper Floors : None Roof : Double skin insulated corrugated asbestos sheet, fixed to steel purlins with plastic headed screws, translucent glazing panels; rainwater gutters, down pipes and drainage. External Walls : 225mm brick walls to eaves. Windows and Doors : Timber framed casement windows, access doors goods/personnel. Internal Walls : None Internal Finishes : None Building Services: Electric light and power, water laid on, toilets, heated. External Works : Drainage to the curtilage Accommodation : Single storey workshop building | Location Adjustment Applicable (See Guidance Notes) - ERC = UK mean of 1.00 | (BEAMS Note 2) The ERC for this item should be added to all other rateable items on the hereditament (except land). Therefore the total of the ERC of the other Building Items and the P&M ERC (where applicable) to enable the correct contract size adjustment to be made. ERC of Building Component + ERC of P&M = Total ERC to which contract size adjustment should be applied. The appropriate % adjustment should be made in accordance with the scale for contract size adjustment specified under section 6 of the RCG 2023 Guidance notes. The currency ERC rates are set at £4m (Four Million Pounds) @ 1st April 2021 (AVD) for the RCG 2023 Publication. | Costs exclude external works. | - | - | - | The plant and machinery listed in the description has been included in this costing. | - | - | - | - | 10120 |  | - | - | NA | NA | NA | 645.0468 | Option 1 | 799.7317 | 23.98% | 0 | 0 | -100% | -100% | 0 | -100% | Redirected | NA | VOA_GPN_GOV_UK\7246041 | 2019-08-30 | Low | - | - | Redirected, low risk | NA | - | NA | SPONS A&B | NA | (BEAMS Note 2) The ERC for this item should be added to all other rateable items on the hereditament (except land). Therefore the total of the ERC of the other Building Items and the P&M ERC (where applicable) to enable the correct contract size adjustment to be made. ERC of Building Component + ERC of P&M = Total ERC to which contract size adjustment should be applied. The appropriate % adjustment should be made in accordance with the scale for contract size adjustment specified under section 6 of the RCG 2021 Guidance notes. The currency ERC rates are set at £4m (Four Million Pounds) @ 1st April 2019 (AVD) for the RCG 2021 Publication. | - | - | 2 | TRUE
2347 | 41Z10K | 4559 | 41Z10K | Factory buildings workshops | Brick wall | Brick wall with asbestos insulated roof | <= 100m² | Eaves ht - 5.5m | Building Construction : - Foundations : Concrete pad and strip foundations with 225mm mesh reinforced concrete floor. Frame : Steel frame Upper Floors : None Roof : Double skin insulated corrugated asbestos sheet, fixed to steel purlins with plastic headed screws, translucent glazing panels; rainwater gutters, down pipes and drainage. External Walls : 225mm brick walls to eaves. Windows and Doors : Timber framed casement windows, access doors goods/personnel. Internal Walls : None Internal Finishes : None Building Services: Electric light and power, water laid on, toilets, heated. External Works : Drainage to the curtilage Accommodation : Single storey workshop building | Location Adjustment Applicable (See Guidance Notes) - ERC = UK mean of 1.00 | (BEAMS Note 2) The ERC for this item should be added to all other rateable items on the hereditament (except land). Therefore the total of the ERC of the other Building Items and the P&M ERC (where applicable) to enable the correct contract size adjustment to be made. ERC of Building Component + ERC of P&M = Total ERC to which contract size adjustment should be applied. The appropriate % adjustment should be made in accordance with the scale for contract size adjustment specified under section 6 of the RCG 2023 Guidance notes. The currency ERC rates are set at £4m (Four Million Pounds) @ 1st April 2021 (AVD) for the RCG 2023 Publication. | Costs exclude external works. | - | - | - | The plant and machinery listed in the description has been included in this costing. | - | - | - | - | 10120 |  | - | - | NA | NA | NA | 672.7246 | Option 1 | 834.0467 | 23.98% | 0 | 0 | -100% | -100% | 0 | -100% | Redirected | NA | VOA_GPN_GOV_UK\7246041 | 2019-08-30 | Low | - | - | Redirected, low risk | NA | - | NA | SPONS A&B | NA | (BEAMS Note 2) The ERC for this item should be added to all other rateable items on the hereditament (except land). Therefore the total of the ERC of the other Building Items and the P&M ERC (where applicable) to enable the correct contract size adjustment to be made. ERC of Building Component + ERC of P&M = Total ERC to which contract size adjustment should be applied. The appropriate % adjustment should be made in accordance with the scale for contract size adjustment specified under section 6 of the RCG 2021 Guidance notes. The currency ERC rates are set at £4m (Four Million Pounds) @ 1st April 2019 (AVD) for the RCG 2021 Publication. | - | - | 2 | TRUE
2348 | 41Z10M | 4560 | 41Z10M | Factory buildings workshops | Brick wall | Brick wall with asbestos insulated roof | <= 100m² | Eaves ht - 6.0m | Building Construction : - Foundations : Concrete pad and strip foundations with 225mm mesh reinforced concrete floor. Frame : Steel frame Upper Floors : None Roof : Double skin insulated corrugated asbestos sheet, fixed to steel purlins with plastic headed screws, translucent glazing panels; rainwater gutters, down pipes and drainage. External Walls : 225mm brick walls to eaves. Windows and Doors : Timber framed casement windows, access doors goods/personnel. Internal Walls : None Internal Finishes : None Building Services: Electric light and power, water laid on, toilets, heated. External Works : Drainage to the curtilage Accommodation : Single storey workshop building | Location Adjustment Applicable (See Guidance Notes) - ERC = UK mean of 1.00 | (BEAMS Note 2) The ERC for this item should be added to all other rateable items on the hereditament (except land). Therefore the total of the ERC of the other Building Items and the P&M ERC (where applicable) to enable the correct contract size adjustment to be made. ERC of Building Component + ERC of P&M = Total ERC to which contract size adjustment should be applied. The appropriate % adjustment should be made in accordance with the scale for contract size adjustment specified under section 6 of the RCG 2023 Guidance notes. The currency ERC rates are set at £4m (Four Million Pounds) @ 1st April 2021 (AVD) for the RCG 2023 Publication. | Costs exclude external works. | - | - | - | The plant and machinery listed in the description has been included in this costing. | - | - | - | - | 10120 |  | - | - | NA | NA | NA | 696.5583 | Option 1 | 863.5958 | 23.98% | 0 | 0 | -100% | -100% | 0 | -100% | Redirected | NA | VOA_GPN_GOV_UK\7246041 | 2019-08-30 | Low | - | - | Redirected, low risk | NA | - | NA | SPONS A&B | NA | (BEAMS Note 2) The ERC for this item should be added to all other rateable items on the hereditament (except land). Therefore the total of the ERC of the other Building Items and the P&M ERC (where applicable) to enable the correct contract size adjustment to be made. ERC of Building Component + ERC of P&M = Total ERC to which contract size adjustment should be applied. The appropriate % adjustment should be made in accordance with the scale for contract size adjustment specified under section 6 of the RCG 2021 Guidance notes. The currency ERC rates are set at £4m (Four Million Pounds) @ 1st April 2019 (AVD) for the RCG 2021 Publication. | - | - | 2 | TRUE
2349 | 41Z10P | 4561 | 41Z10P | Factory buildings workshops | Brick wall | Brick wall with asbestos insulated roof | <= 100m² | Eaves ht - 6.5m | Building Construction : - Foundations : Concrete pad and strip foundations with 225mm mesh reinforced concrete floor. Frame : Steel frame Upper Floors : None Roof : Double skin insulated corrugated asbestos sheet, fixed to steel purlins with plastic headed screws, translucent glazing panels; rainwater gutters, down pipes and drainage. External Walls : 225mm brick walls to eaves. Windows and Doors : Timber framed casement windows, access doors goods/personnel. Internal Walls : None Internal Finishes : None Building Services: Electric light and power, water laid on, toilets, heated. External Works : Drainage to the curtilage Accommodation : Single storey workshop building | Location Adjustment Applicable (See Guidance Notes) - ERC = UK mean of 1.00 | (BEAMS Note 2) The ERC for this item should be added to all other rateable items on the hereditament (except land). Therefore the total of the ERC of the other Building Items and the P&M ERC (where applicable) to enable the correct contract size adjustment to be made. ERC of Building Component + ERC of P&M = Total ERC to which contract size adjustment should be applied. The appropriate % adjustment should be made in accordance with the scale for contract size adjustment specified under section 6 of the RCG 2023 Guidance notes. The currency ERC rates are set at £4m (Four Million Pounds) @ 1st April 2021 (AVD) for the RCG 2023 Publication. | Costs exclude external works. | - | - | - | The plant and machinery listed in the description has been included in this costing. | - | - | - | - | 10120 |  | - | - | NA | NA | NA | 719.6231 | Option 1 | 892.1917 | 23.98% | 0 | 0 | -100% | -100% | 0 | -100% | Redirected | NA | VOA_GPN_GOV_UK\7246041 | 2019-08-30 | Low | - | - | Redirected, low risk | NA | - | NA | SPONS A&B | NA | (BEAMS Note 2) The ERC for this item should be added to all other rateable items on the hereditament (except land). Therefore the total of the ERC of the other Building Items and the P&M ERC (where applicable) to enable the correct contract size adjustment to be made. ERC of Building Component + ERC of P&M = Total ERC to which contract size adjustment should be applied. The appropriate % adjustment should be made in accordance with the scale for contract size adjustment specified under section 6 of the RCG 2021 Guidance notes. The currency ERC rates are set at £4m (Four Million Pounds) @ 1st April 2019 (AVD) for the RCG 2021 Publication. | - | - | 2 | TRUE
2350 | 41Z10R | 4562 | 41Z10R | Factory buildings workshops | Brick wall | Brick wall with asbestos insulated roof | <= 100m² | Eaves ht - 7.0m | Building Construction : - Foundations : Concrete pad and strip foundations with 225mm mesh reinforced concrete floor. Frame : Steel frame Upper Floors : None Roof : Double skin insulated corrugated asbestos sheet, fixed to steel purlins with plastic headed screws, translucent glazing panels; rainwater gutters, down pipes and drainage. External Walls : 225mm brick walls to eaves. Windows and Doors : Timber framed casement windows, access doors goods/personnel. Internal Walls : None Internal Finishes : None Building Services: Electric light and power, water laid on, toilets, heated. External Works : Drainage to the curtilage Accommodation : Single storey workshop building | Location Adjustment Applicable (See Guidance Notes) - ERC = UK mean of 1.00 | (BEAMS Note 2) The ERC for this item should be added to all other rateable items on the hereditament (except land). Therefore the total of the ERC of the other Building Items and the P&M ERC (where applicable) to enable the correct contract size adjustment to be made. ERC of Building Component + ERC of P&M = Total ERC to which contract size adjustment should be applied. The appropriate % adjustment should be made in accordance with the scale for contract size adjustment specified under section 6 of the RCG 2023 Guidance notes. The currency ERC rates are set at £4m (Four Million Pounds) @ 1st April 2021 (AVD) for the RCG 2023 Publication. | Costs exclude external works. | - | - | - | The plant and machinery listed in the description has been included in this costing. | - | - | - | - | 10120 |  | - | - | NA | NA | NA | 743.4568 | Option 1 | 921.7408 | 23.98% | 0 | 0 | -100% | -100% | 0 | -100% | Redirected | NA | VOA_GPN_GOV_UK\7246041 | 2019-08-30 | Low | - | - | Redirected, low risk | NA | - | NA | SPONS A&B | NA | (BEAMS Note 2) The ERC for this item should be added to all other rateable items on the hereditament (except land). Therefore the total of the ERC of the other Building Items and the P&M ERC (where applicable) to enable the correct contract size adjustment to be made. ERC of Building Component + ERC of P&M = Total ERC to which contract size adjustment should be applied. The appropriate % adjustment should be made in accordance with the scale for contract size adjustment specified under section 6 of the RCG 2021 Guidance notes. The currency ERC rates are set at £4m (Four Million Pounds) @ 1st April 2019 (AVD) for the RCG 2021 Publication. | - | - | 2 | TRUE
2351 | 41Z10T | 4563 | 41Z10T | Factory buildings workshops | Brick wall | Brick wall with asbestos insulated roof | <= 100m² | Eaves ht - 7.5m | Building Construction : - Foundations : Concrete pad and strip foundations with 225mm mesh reinforced concrete floor. Frame : Steel frame Upper Floors : None Roof : Double skin insulated corrugated asbestos sheet, fixed to steel purlins with plastic headed screws, translucent glazing panels; rainwater gutters, down pipes and drainage. External Walls : 225mm brick walls to eaves. Windows and Doors : Timber framed casement windows, access doors goods/personnel. Internal Walls : None Internal Finishes : None Building Services: Electric light and power, water laid on, toilets, heated. External Works : Drainage to the curtilage Accommodation : Single storey workshop building | Location Adjustment Applicable (See Guidance Notes) - ERC = UK mean of 1.00 | (BEAMS Note 2) The ERC for this item should be added to all other rateable items on the hereditament (except land). Therefore the total of the ERC of the other Building Items and the P&M ERC (where applicable) to enable the correct contract size adjustment to be made. ERC of Building Component + ERC of P&M = Total ERC to which contract size adjustment should be applied. The appropriate % adjustment should be made in accordance with the scale for contract size adjustment specified under section 6 of the RCG 2023 Guidance notes. The currency ERC rates are set at £4m (Four Million Pounds) @ 1st April 2021 (AVD) for the RCG 2023 Publication. | Costs exclude external works. | - | - | - | The plant and machinery listed in the description has been included in this costing. | - | - | - | - | 10120 |  | - | - | NA | NA | NA | 766.5217 | Option 1 | 950.3367 | 23.98% | 0 | 0 | -100% | -100% | 0 | -100% | Redirected | NA | VOA_GPN_GOV_UK\7246041 | 2019-08-30 | Low | - | - | Redirected, low risk | NA | - | NA | SPONS A&B | NA | (BEAMS Note 2) The ERC for this item should be added to all other rateable items on the hereditament (except land). Therefore the total of the ERC of the other Building Items and the P&M ERC (where applicable) to enable the correct contract size adjustment to be made. ERC of Building Component + ERC of P&M = Total ERC to which contract size adjustment should be applied. The appropriate % adjustment should be made in accordance with the scale for contract size adjustment specified under section 6 of the RCG 2021 Guidance notes. The currency ERC rates are set at £4m (Four Million Pounds) @ 1st April 2019 (AVD) for the RCG 2021 Publication. | - | - | 2 | TRUE
2352 | 41Z11A | 4564 | 41Z11A | Factory buildings workshops | Brick wall | Brick wall with asbestos insulated roof | <= 100m² | Eaves ht - 8.0m | Building Construction : - Foundations : Concrete pad and strip foundations with 225mm mesh reinforced concrete floor. Frame : Steel frame Upper Floors : None Roof : Double skin insulated corrugated asbestos sheet, fixed to steel purlins with plastic headed screws, translucent glazing panels; rainwater gutters, down pipes and drainage. External Walls : 225mm brick walls to eaves. Windows and Doors : Timber framed casement windows, access doors goods/personnel. Internal Walls : None Internal Finishes : None Building Services: Electric light and power, water laid on, toilets, heated. External Works : Drainage to the curtilage Accommodation : Single storey workshop building | Location Adjustment Applicable (See Guidance Notes) - ERC = UK mean of 1.00 | (BEAMS Note 2) The ERC for this item should be added to all other rateable items on the hereditament (except land). Therefore the total of the ERC of the other Building Items and the P&M ERC (where applicable) to enable the correct contract size adjustment to be made. ERC of Building Component + ERC of P&M = Total ERC to which contract size adjustment should be applied. The appropriate % adjustment should be made in accordance with the scale for contract size adjustment specified under section 6 of the RCG 2023 Guidance notes. The currency ERC rates are set at £4m (Four Million Pounds) @ 1st April 2021 (AVD) for the RCG 2023 Publication. | Costs exclude external works. | - | - | - | The plant and machinery listed in the description has been included in this costing. | - | - | - | - | 10120 |  | - | - | NA | NA | NA | 840.3292 | Option 1 | 1041.8435 | 23.98% | 0 | 0 | -100% | -100% | 0 | -100% | Redirected | NA | VOA_GPN_GOV_UK\7246041 | 2019-08-30 | Low | - | - | Redirected, low risk | NA | - | NA | SPONS A&B | NA | (BEAMS Note 2) The ERC for this item should be added to all other rateable items on the hereditament (except land). Therefore the total of the ERC of the other Building Items and the P&M ERC (where applicable) to enable the correct contract size adjustment to be made. ERC of Building Component + ERC of P&M = Total ERC to which contract size adjustment should be applied. The appropriate % adjustment should be made in accordance with the scale for contract size adjustment specified under section 6 of the RCG 2021 Guidance notes. The currency ERC rates are set at £4m (Four Million Pounds) @ 1st April 2019 (AVD) for the RCG 2021 Publication. | - | - | 2 | TRUE
2353 | 41Z11C | 4565 | 41Z11C | Factory buildings workshops | Brick wall | Brick wall with asbestos insulated roof | <= 100m² | Eaves ht - 8.5m | Building Construction : - Foundations : Concrete pad and strip foundations with 225mm mesh reinforced concrete floor. Frame : Steel frame Upper Floors : None Roof : Double skin insulated corrugated asbestos sheet, fixed to steel purlins with plastic headed screws, translucent glazing panels; rainwater gutters, down pipes and drainage. External Walls : 225mm brick walls to eaves. Windows and Doors : Timber framed casement windows, access doors goods/personnel. Internal Walls : None Internal Finishes : None Building Services: Electric light and power, water laid on, toilets, heated. External Works : Drainage to the curtilage Accommodation : Single storey workshop building | Location Adjustment Applicable (See Guidance Notes) - ERC = UK mean of 1.00 | (BEAMS Note 2) The ERC for this item should be added to all other rateable items on the hereditament (except land). Therefore the total of the ERC of the other Building Items and the P&M ERC (where applicable) to enable the correct contract size adjustment to be made. ERC of Building Component + ERC of P&M = Total ERC to which contract size adjustment should be applied. The appropriate % adjustment should be made in accordance with the scale for contract size adjustment specified under section 6 of the RCG 2023 Guidance notes. The currency ERC rates are set at £4m (Four Million Pounds) @ 1st April 2021 (AVD) for the RCG 2023 Publication. | Costs exclude external works. | - | - | - | The plant and machinery listed in the description has been included in this costing. | - | - | - | - | 10120 |  | - | - | NA | NA | NA | 866.4693 | Option 1 | 1074.2522 | 23.98% | 0 | 0 | -100% | -100% | 0 | -100% | Redirected | NA | VOA_GPN_GOV_UK\7246041 | 2019-08-30 | Low | - | - | Redirected, low risk | NA | - | NA | SPONS A&B | NA | (BEAMS Note 2) The ERC for this item should be added to all other rateable items on the hereditament (except land). Therefore the total of the ERC of the other Building Items and the P&M ERC (where applicable) to enable the correct contract size adjustment to be made. ERC of Building Component + ERC of P&M = Total ERC to which contract size adjustment should be applied. The appropriate % adjustment should be made in accordance with the scale for contract size adjustment specified under section 6 of the RCG 2021 Guidance notes. The currency ERC rates are set at £4m (Four Million Pounds) @ 1st April 2019 (AVD) for the RCG 2021 Publication. | - | - | 2 | TRUE
2354 | 41Z11E | 4783 | 41Z11E | Factory buildings workshops | Brick wall | Brick wall with asbestos insulated roof | <= 100m² | Eaves ht - 9.0m | Building Construction : - Foundations : Concrete pad and strip foundations with 225mm mesh reinforced concrete floor. Frame : Steel frame Upper Floors : None Roof : Double skin insulated corrugated asbestos sheet, fixed to steel purlins with plastic headed screws, translucent glazing panels; rainwater gutters, down pipes and drainage. External Walls : 225mm brick walls to eaves. Windows and Doors : Timber framed casement windows, access doors goods/personnel. Internal Walls : None Internal Finishes : None Building Services: Electric light and power, water laid on, toilets, heated. External Works : Drainage to the curtilage Accommodation : Single storey workshop building | Location Adjustment Applicable (See Guidance Notes) - ERC = UK mean of 1.00 | (BEAMS Note 2) The ERC for this item should be added to all other rateable items on the hereditament (except land). Therefore the total of the ERC of the other Building Items and the P&M ERC (where applicable) to enable the correct contract size adjustment to be made. ERC of Building Component + ERC of P&M = Total ERC to which contract size adjustment should be applied. The appropriate % adjustment should be made in accordance with the scale for contract size adjustment specified under section 6 of the RCG 2023 Guidance notes. The currency ERC rates are set at £4m (Four Million Pounds) @ 1st April 2021 (AVD) for the RCG 2023 Publication. | Costs exclude external works. | - | - | - | The plant and machinery listed in the description has been included in this costing. | - | - | - | - | 10120 |  | - | - | NA | NA | NA | 892.6095 | Option 1 | 1106.6609 | 23.98% | 0 | 0 | -100% | -100% | 0 | -100% | Redirected | NA | VOA_GPN_GOV_UK\7246041 | 2019-08-30 | Low | - | - | Redirected, low risk | NA | - | NA | SPONS A&B | NA | (BEAMS Note 2) The ERC for this item should be added to all other rateable items on the hereditament (except land). Therefore the total of the ERC of the other Building Items and the P&M ERC (where applicable) to enable the correct contract size adjustment to be made. ERC of Building Component + ERC of P&M = Total ERC to which contract size adjustment should be applied. The appropriate % adjustment should be made in accordance with the scale for contract size adjustment specified under section 6 of the RCG 2021 Guidance notes. The currency ERC rates are set at £4m (Four Million Pounds) @ 1st April 2019 (AVD) for the RCG 2021 Publication. | - | - | 2 | TRUE
2355 | 41Z11G | 4566 | 41Z11G | Factory buildings workshops | Brick wall | Brick wall with asbestos insulated roof | <= 100m² | Eaves ht - 9.5m | Building Construction : - Foundations : Concrete pad and strip foundations with 225mm mesh reinforced concrete floor. Frame : Steel frame Upper Floors : None Roof : Double skin insulated corrugated asbestos sheet, fixed to steel purlins with plastic headed screws, translucent glazing panels; rainwater gutters, down pipes and drainage. External Walls : 225mm brick walls to eaves. Windows and Doors : Timber framed casement windows, access doors goods/personnel. Internal Walls : None Internal Finishes : None Building Services: Electric light and power, water laid on, toilets, heated. External Works : Drainage to the curtilage Accommodation : Single storey workshop building | Location Adjustment Applicable (See Guidance Notes) - ERC = UK mean of 1.00 | (BEAMS Note 2) The ERC for this item should be added to all other rateable items on the hereditament (except land). Therefore the total of the ERC of the other Building Items and the P&M ERC (where applicable) to enable the correct contract size adjustment to be made. ERC of Building Component + ERC of P&M = Total ERC to which contract size adjustment should be applied. The appropriate % adjustment should be made in accordance with the scale for contract size adjustment specified under section 6 of the RCG 2023 Guidance notes. The currency ERC rates are set at £4m (Four Million Pounds) @ 1st April 2021 (AVD) for the RCG 2023 Publication. | Costs exclude external works. | - | - | - | The plant and machinery listed in the description has been included in this costing. | - | - | - | - | 10120 |  | - | - | NA | NA | NA | 919.5185 | Option 1 | 1140.0228 | 23.98% | 0 | 0 | -100% | -100% | 0 | -100% | Redirected | NA | VOA_GPN_GOV_UK\7246041 | 2019-08-30 | Low | - | - | Redirected, low risk | NA | - | NA | SPONS A&B | NA | (BEAMS Note 2) The ERC for this item should be added to all other rateable items on the hereditament (except land). Therefore the total of the ERC of the other Building Items and the P&M ERC (where applicable) to enable the correct contract size adjustment to be made. ERC of Building Component + ERC of P&M = Total ERC to which contract size adjustment should be applied. The appropriate % adjustment should be made in accordance with the scale for contract size adjustment specified under section 6 of the RCG 2021 Guidance notes. The currency ERC rates are set at £4m (Four Million Pounds) @ 1st April 2019 (AVD) for the RCG 2021 Publication. | - | - | 2 | TRUE
2356 | 41Z11K | 4567 | 41Z11K | Factory buildings workshops | Brick wall | Brick wall with asbestos insulated roof | <= 100m² | Eaves ht - 10.0m | Building Construction : - Foundations : Concrete pad and strip foundations with 225mm mesh reinforced concrete floor. Frame : Steel frame Upper Floors : None Roof : Double skin insulated corrugated asbestos sheet, fixed to steel purlins with plastic headed screws, translucent glazing panels; rainwater gutters, down pipes and drainage. External Walls : 225mm brick walls to eaves. Windows and Doors : Timber framed casement windows, access doors goods/personnel. Internal Walls : None Internal Finishes : None Building Services: Electric light and power, water laid on, toilets, heated. External Works : Drainage to the curtilage Accommodation : Single storey workshop building | Location Adjustment Applicable (See Guidance Notes) - ERC = UK mean of 1.00 | (BEAMS Note 2) The ERC for this item should be added to all other rateable items on the hereditament (except land). Therefore the total of the ERC of the other Building Items and the P&M ERC (where applicable) to enable the correct contract size adjustment to be made. ERC of Building Component + ERC of P&M = Total ERC to which contract size adjustment should be applied. The appropriate % adjustment should be made in accordance with the scale for contract size adjustment specified under section 6 of the RCG 2023 Guidance notes. The currency ERC rates are set at £4m (Four Million Pounds) @ 1st April 2021 (AVD) for the RCG 2023 Publication. | Costs exclude external works. | - | - | - | The plant and machinery listed in the description has been included in this costing. | - | - | - | - | 10120 |  | - | - | NA | NA | NA | 945.6586 | Option 1 | 1172.4314 | 23.98% | 0 | 0 | -100% | -100% | 0 | -100% | Redirected | NA | VOA_GPN_GOV_UK\7246041 | 2019-08-30 | Low | - | - | Redirected, low risk | NA | - | NA | SPONS A&B | NA | (BEAMS Note 2) The ERC for this item should be added to all other rateable items on the hereditament (except land). Therefore the total of the ERC of the other Building Items and the P&M ERC (where applicable) to enable the correct contract size adjustment to be made. ERC of Building Component + ERC of P&M = Total ERC to which contract size adjustment should be applied. The appropriate % adjustment should be made in accordance with the scale for contract size adjustment specified under section 6 of the RCG 2021 Guidance notes. The currency ERC rates are set at £4m (Four Million Pounds) @ 1st April 2019 (AVD) for the RCG 2021 Publication. | - | - | 2 | TRUE
2357 | 41Z11P | 4568 | 41Z11P | Factory buildings workshops | Brick wall | Brick wall with asbestos insulated roof | <= 100m² | Eaves ht - 11.0m | Building Construction : - Foundations : Concrete pad and strip foundations with 225mm mesh reinforced concrete floor. Frame : Steel frame Upper Floors : None Roof : Double skin insulated corrugated asbestos sheet, fixed to steel purlins with plastic headed screws, translucent glazing panels; rainwater gutters, down pipes and drainage. External Walls : 225mm brick walls to eaves. Windows and Doors : Timber framed casement windows, access doors goods/personnel. Internal Walls : None Internal Finishes : None Building Services: Electric light and power, water laid on, toilets, heated. External Works : Drainage to the curtilage Accommodation : Single storey workshop building | Location Adjustment Applicable (See Guidance Notes) - ERC = UK mean of 1.00 | (BEAMS Note 2) The ERC for this item should be added to all other rateable items on the hereditament (except land). Therefore the total of the ERC of the other Building Items and the P&M ERC (where applicable) to enable the correct contract size adjustment to be made. ERC of Building Component + ERC of P&M = Total ERC to which contract size adjustment should be applied. The appropriate % adjustment should be made in accordance with the scale for contract size adjustment specified under section 6 of the RCG 2023 Guidance notes. The currency ERC rates are set at £4m (Four Million Pounds) @ 1st April 2021 (AVD) for the RCG 2023 Publication. | Costs exclude external works. | - | - | - | The plant and machinery listed in the description has been included in this costing. | - | - | - | - | 10120 |  | - | - | NA | NA | NA | 998.7078 | Option 1 | 1238.202 | 23.98% | 0 | 0 | -100% | -100% | 0 | -100% | Redirected | NA | VOA_GPN_GOV_UK\7246041 | 2019-08-30 | Low | - | - | Redirected, low risk | NA | - | NA | SPONS A&B | NA | (BEAMS Note 2) The ERC for this item should be added to all other rateable items on the hereditament (except land). Therefore the total of the ERC of the other Building Items and the P&M ERC (where applicable) to enable the correct contract size adjustment to be made. ERC of Building Component + ERC of P&M = Total ERC to which contract size adjustment should be applied. The appropriate % adjustment should be made in accordance with the scale for contract size adjustment specified under section 6 of the RCG 2021 Guidance notes. The currency ERC rates are set at £4m (Four Million Pounds) @ 1st April 2019 (AVD) for the RCG 2021 Publication. | - | - | 2 | TRUE
2358 | 41Z11T | 4569 | 41Z11T | Factory buildings workshops | Brick wall | Brick wall with asbestos insulated roof | <= 100m² | Eaves ht - 12.0m | Building Construction : - Foundations : Concrete pad and strip foundations with 225mm mesh reinforced concrete floor. Frame : Steel frame Upper Floors : None Roof : Double skin insulated corrugated asbestos sheet, fixed to steel purlins with plastic headed screws, translucent glazing panels; rainwater gutters, down pipes and drainage. External Walls : 225mm brick walls to eaves. Windows and Doors : Timber framed casement windows, access doors goods/personnel. Internal Walls : None Internal Finishes : None Building Services: Electric light and power, water laid on, toilets, heated. External Works : Drainage to the curtilage Accommodation : Single storey workshop building | Location Adjustment Applicable (See Guidance Notes) - ERC = UK mean of 1.00 | (BEAMS Note 2) The ERC for this item should be added to all other rateable items on the hereditament (except land). Therefore the total of the ERC of the other Building Items and the P&M ERC (where applicable) to enable the correct contract size adjustment to be made. ERC of Building Component + ERC of P&M = Total ERC to which contract size adjustment should be applied. The appropriate % adjustment should be made in accordance with the scale for contract size adjustment specified under section 6 of the RCG 2023 Guidance notes. The currency ERC rates are set at £4m (Four Million Pounds) @ 1st April 2021 (AVD) for the RCG 2023 Publication. | Costs exclude external works. | - | - | - | The plant and machinery listed in the description has been included in this costing. | - | - | - | - | 10120 |  | - | - | NA | NA | NA | 1050.2192 | Option 1 | 1302.0661 | 23.98% | 0 | 0 | -100% | -100% | 0 | -100% | Redirected | NA | VOA_GPN_GOV_UK\7246041 | 2019-08-30 | Low | - | - | Redirected, low risk | NA | - | NA | SPONS A&B | NA | (BEAMS Note 2) The ERC for this item should be added to all other rateable items on the hereditament (except land). Therefore the total of the ERC of the other Building Items and the P&M ERC (where applicable) to enable the correct contract size adjustment to be made. ERC of Building Component + ERC of P&M = Total ERC to which contract size adjustment should be applied. The appropriate % adjustment should be made in accordance with the scale for contract size adjustment specified under section 6 of the RCG 2021 Guidance notes. The currency ERC rates are set at £4m (Four Million Pounds) @ 1st April 2019 (AVD) for the RCG 2021 Publication. | - | - | 2 | TRUE
2359 | 41Z12A | 4570 | 41Z12A | Factory buildings workshops | Brick wall | Brick wall with asbestos insulated roof | 101m² - 250m² | Eaves ht - 3.0m | Building Construction : - Foundations : Concrete pad and strip foundations with 225mm mesh reinforced concrete floor. Frame : Steel frame Upper Floors : None Roof : Double skin insulated corrugated asbestos sheet, fixed to steel purlins with plastic headed screws, translucent glazing panels; rainwater gutters, down pipes and drainage. External Walls : 225mm brick walls to eaves. Windows and Doors : Timber framed casement windows, access doors goods/personnel. Internal Walls : None Internal Finishes : None Building Services : Electric light and power, water laid on, toilets, heated. External Works : Drainage to the curtilage Accommodation : Single storey workshop building | Location Adjustment Applicable (See Guidance Notes) - ERC = UK mean of 1.00 | (BEAMS Note 2) The ERC for this item should be added to all other rateable items on the hereditament (except land). Therefore the total of the ERC of the other Building Items and the P&M ERC (where applicable) to enable the correct contract size adjustment to be made. ERC of Building Component + ERC of P&M = Total ERC to which contract size adjustment should be applied. The appropriate % adjustment should be made in accordance with the scale for contract size adjustment specified under section 6 of the RCG 2023 Guidance notes. The currency ERC rates are set at £4m (Four Million Pounds) @ 1st April 2021 (AVD) for the RCG 2023 Publication. | Costs exclude external works. | - | - | - | The plant and machinery listed in the description has been included in this costing. | - | - | Factories - Workshops Medium, Insulated Brick Walls | - | 10121 |  | - | - | NA | NA | NA | 439.7697 | Option 1 | 545.2283 | 23.98% | 0 | 0 | -100% | -100% | 0 | -100% | Redirected | NA | VOA_GPN_GOV_UK\7246041 | 2019-08-30 | Low | - | - | Redirected, low risk | NA | - | NA | SPONS A&B | NA | (BEAMS Note 2) The ERC for this item should be added to all other rateable items on the hereditament (except land). Therefore the total of the ERC of the other Building Items and the P&M ERC (where applicable) to enable the correct contract size adjustment to be made. ERC of Building Component + ERC of P&M = Total ERC to which contract size adjustment should be applied. The appropriate % adjustment should be made in accordance with the scale for contract size adjustment specified under section 6 of the RCG 2021 Guidance notes. The currency ERC rates are set at £4m (Four Million Pounds) @ 1st April 2019 (AVD) for the RCG 2021 Publication. | Factories - Workshops Medium, Insulated Brick Walls | - | 2 | TRUE
2360 | 41Z12C | 4571 | 41Z12C | Factory buildings workshops | Brick wall | Brick wall with asbestos insulated roof | 101m² - 250m² | Eaves ht - 3.5m | Building Construction : - Foundations : Concrete pad and strip foundations with 225mm mesh reinforced concrete floor. Frame : Steel frame Upper Floors : None Roof : Double skin insulated corrugated asbestos sheet, fixed to steel purlins with plastic headed screws, translucent glazing panels; rainwater gutters, down pipes and drainage. External Walls : 225mm brick walls to eaves. Windows and Doors : Timber framed casement windows, access doors goods/personnel. Internal Walls : None Internal Finishes : None Building Services : Electric light and power, water laid on, toilets, heated. External Works : Drainage to the curtilage Accommodation : Single storey workshop building | Location Adjustment Applicable (See Guidance Notes) - ERC = UK mean of 1.00 | (BEAMS Note 2) The ERC for this item should be added to all other rateable items on the hereditament (except land). Therefore the total of the ERC of the other Building Items and the P&M ERC (where applicable) to enable the correct contract size adjustment to be made. ERC of Building Component + ERC of P&M = Total ERC to which contract size adjustment should be applied. The appropriate % adjustment should be made in accordance with the scale for contract size adjustment specified under section 6 of the RCG 2023 Guidance notes. The currency ERC rates are set at £4m (Four Million Pounds) @ 1st April 2021 (AVD) for the RCG 2023 Publication. | Costs exclude external works. | - | - | - | The plant and machinery listed in the description has been included in this costing. | - | - | Factories - Workshops Medium, Insulated Brick Walls | - | 10121 |  | - | - | NA | NA | NA | 455.1463 | Option 1 | 564.2922 | 23.98% | 0 | 0 | -100% | -100% | 0 | -100% | Redirected | NA | VOA_GPN_GOV_UK\7246041 | 2019-08-30 | Low | - | - | Redirected, low risk | NA | - | NA | SPONS A&B | NA | (BEAMS Note 2) The ERC for this item should be added to all other rateable items on the hereditament (except land). Therefore the total of the ERC of the other Building Items and the P&M ERC (where applicable) to enable the correct contract size adjustment to be made. ERC of Building Component + ERC of P&M = Total ERC to which contract size adjustment should be applied. The appropriate % adjustment should be made in accordance with the scale for contract size adjustment specified under section 6 of the RCG 2021 Guidance notes. The currency ERC rates are set at £4m (Four Million Pounds) @ 1st April 2019 (AVD) for the RCG 2021 Publication. | Factories - Workshops Medium, Insulated Brick Walls | - | 2 | TRUE
2361 | 41Z12E | 4572 | 41Z12E | Factory buildings workshops | Brick wall | Brick wall with asbestos insulated roof | 101m² - 250m² | Eaves ht - 4.0m | Building Construction : - Foundations : Concrete pad and strip foundations with 225mm mesh reinforced concrete floor. Frame : Steel frame Upper Floors : None Roof : Double skin insulated corrugated asbestos sheet, fixed to steel purlins with plastic headed screws, translucent glazing panels; rainwater gutters, down pipes and drainage. External Walls : 225mm brick walls to eaves. Windows and Doors : Timber framed casement windows, access doors goods/personnel. Internal Walls : None Internal Finishes : None Building Services : Electric light and power, water laid on, toilets, heated. External Works : Drainage to the curtilage Accommodation : Single storey workshop building | Location Adjustment Applicable (See Guidance Notes) - ERC = UK mean of 1.00 | (BEAMS Note 2) The ERC for this item should be added to all other rateable items on the hereditament (except land). Therefore the total of the ERC of the other Building Items and the P&M ERC (where applicable) to enable the correct contract size adjustment to be made. ERC of Building Component + ERC of P&M = Total ERC to which contract size adjustment should be applied. The appropriate % adjustment should be made in accordance with the scale for contract size adjustment specified under section 6 of the RCG 2023 Guidance notes. The currency ERC rates are set at £4m (Four Million Pounds) @ 1st April 2021 (AVD) for the RCG 2023 Publication. | Costs exclude external works. | - | - | - | The plant and machinery listed in the description has been included in this costing. | - | - | Factories - Workshops Medium, Insulated Brick Walls | - | 10121 |  | - | - | NA | NA | NA | 469.754 | Option 1 | 582.4029 | 23.98% | 0 | 0 | -100% | -100% | 0 | -100% | Redirected | NA | VOA_GPN_GOV_UK\7246041 | 2019-08-30 | Low | - | - | Redirected, low risk | NA | - | NA | SPONS A&B | NA | (BEAMS Note 2) The ERC for this item should be added to all other rateable items on the hereditament (except land). Therefore the total of the ERC of the other Building Items and the P&M ERC (where applicable) to enable the correct contract size adjustment to be made. ERC of Building Component + ERC of P&M = Total ERC to which contract size adjustment should be applied. The appropriate % adjustment should be made in accordance with the scale for contract size adjustment specified under section 6 of the RCG 2021 Guidance notes. The currency ERC rates are set at £4m (Four Million Pounds) @ 1st April 2019 (AVD) for the RCG 2021 Publication. | Factories - Workshops Medium, Insulated Brick Walls | - | 2 | TRUE
2362 | 41Z12G | 4573 | 41Z12G | Factory buildings workshops | Brick wall | Brick wall with asbestos insulated roof | 101m² - 250m² | Eaves ht - 4.5m | Building Construction : - Foundations : Concrete pad and strip foundations with 225mm mesh reinforced concrete floor. Frame : Steel frame Upper Floors : None Roof : Double skin insulated corrugated asbestos sheet, fixed to steel purlins with plastic headed screws, translucent glazing panels; rainwater gutters, down pipes and drainage. External Walls : 225mm brick walls to eaves. Windows and Doors : Timber framed casement windows, access doors goods/personnel. Internal Walls : None Internal Finishes : None Building Services : Electric light and power, water laid on, toilets, heated. External Works : Drainage to the curtilage Accommodation : Single storey workshop building | Location Adjustment Applicable (See Guidance Notes) - ERC = UK mean of 1.00 | (BEAMS Note 2) The ERC for this item should be added to all other rateable items on the hereditament (except land). Therefore the total of the ERC of the other Building Items and the P&M ERC (where applicable) to enable the correct contract size adjustment to be made. ERC of Building Component + ERC of P&M = Total ERC to which contract size adjustment should be applied. The appropriate % adjustment should be made in accordance with the scale for contract size adjustment specified under section 6 of the RCG 2023 Guidance notes. The currency ERC rates are set at £4m (Four Million Pounds) @ 1st April 2021 (AVD) for the RCG 2023 Publication. | Costs exclude external works. | - | - | - | The plant and machinery listed in the description has been included in this costing. | - | - | Factories - Workshops Medium, Insulated Brick Walls | - | 10121 |  | - | - | NA | NA | NA | 485.1306 | Option 1 | 601.4669 | 23.98% | 0 | 0 | -100% | -100% | 0 | -100% | Redirected | NA | VOA_GPN_GOV_UK\7246041 | 2019-08-30 | Low | - | - | Redirected, low risk | NA | - | NA | SPONS A&B | NA | (BEAMS Note 2) The ERC for this item should be added to all other rateable items on the hereditament (except land). Therefore the total of the ERC of the other Building Items and the P&M ERC (where applicable) to enable the correct contract size adjustment to be made. ERC of Building Component + ERC of P&M = Total ERC to which contract size adjustment should be applied. The appropriate % adjustment should be made in accordance with the scale for contract size adjustment specified under section 6 of the RCG 2021 Guidance notes. The currency ERC rates are set at £4m (Four Million Pounds) @ 1st April 2019 (AVD) for the RCG 2021 Publication. | Factories - Workshops Medium, Insulated Brick Walls | - | 2 | TRUE
2363 | 41Z12H | 4574 | 41Z12H | Factory buildings workshops | Brick wall | Brick wall with asbestos insulated roof | 101m² - 250m² | Eaves ht - 5.0m | Building Construction : - Foundations : Concrete pad and strip foundations with 225mm mesh reinforced concrete floor. Frame : Steel frame Upper Floors : None Roof : Double skin insulated corrugated asbestos sheet, fixed to steel purlins with plastic headed screws, translucent glazing panels; rainwater gutters, down pipes and drainage. External Walls : 225mm brick walls to eaves. Windows and Doors : Timber framed casement windows, access doors goods/personnel. Internal Walls : None Internal Finishes : None Building Services : Electric light and power, water laid on, toilets, heated. External Works : Drainage to the curtilage Accommodation : Single storey workshop building | Location Adjustment Applicable (See Guidance Notes) - ERC = UK mean of 1.00 | (BEAMS Note 2) The ERC for this item should be added to all other rateable items on the hereditament (except land). Therefore the total of the ERC of the other Building Items and the P&M ERC (where applicable) to enable the correct contract size adjustment to be made. ERC of Building Component + ERC of P&M = Total ERC to which contract size adjustment should be applied. The appropriate % adjustment should be made in accordance with the scale for contract size adjustment specified under section 6 of the RCG 2023 Guidance notes. The currency ERC rates are set at £4m (Four Million Pounds) @ 1st April 2021 (AVD) for the RCG 2023 Publication. | Costs exclude external works. | - | - | - | The plant and machinery listed in the description has been included in this costing. | - | - | Factories - Workshops Medium, Insulated Brick Walls | - | 10121 |  | - | - | NA | NA | NA | 503.5824 | Option 1 | 624.3436 | 23.98% | 0 | 0 | -100% | -100% | 0 | -100% | Redirected | NA | VOA_GPN_GOV_UK\7246041 | 2019-08-30 | Low | - | - | Redirected, low risk | NA | - | NA | SPONS A&B | NA | (BEAMS Note 2) The ERC for this item should be added to all other rateable items on the hereditament (except land). Therefore the total of the ERC of the other Building Items and the P&M ERC (where applicable) to enable the correct contract size adjustment to be made. ERC of Building Component + ERC of P&M = Total ERC to which contract size adjustment should be applied. The appropriate % adjustment should be made in accordance with the scale for contract size adjustment specified under section 6 of the RCG 2021 Guidance notes. The currency ERC rates are set at £4m (Four Million Pounds) @ 1st April 2019 (AVD) for the RCG 2021 Publication. | Factories - Workshops Medium, Insulated Brick Walls | - | 2 | TRUE
2364 | 41Z12K | 4575 | 41Z12K | Factory buildings workshops | Brick wall | Brick wall with asbestos insulated roof | 101m² - 250m² | Eaves ht - 5.5m | Building Construction : - Foundations : Concrete pad and strip foundations with 225mm mesh reinforced concrete floor. Frame : Steel frame Upper Floors : None Roof : Double skin insulated corrugated asbestos sheet, fixed to steel purlins with plastic headed screws, translucent glazing panels; rainwater gutters, down pipes and drainage. External Walls : 225mm brick walls to eaves. Windows and Doors : Timber framed casement windows, access doors goods/personnel. Internal Walls : None Internal Finishes : None Building Services : Electric light and power, water laid on, toilets, heated. External Works : Drainage to the curtilage Accommodation : Single storey workshop building | Location Adjustment Applicable (See Guidance Notes) - ERC = UK mean of 1.00 | (BEAMS Note 2) The ERC for this item should be added to all other rateable items on the hereditament (except land). Therefore the total of the ERC of the other Building Items and the P&M ERC (where applicable) to enable the correct contract size adjustment to be made. ERC of Building Component + ERC of P&M = Total ERC to which contract size adjustment should be applied. The appropriate % adjustment should be made in accordance with the scale for contract size adjustment specified under section 6 of the RCG 2023 Guidance notes. The currency ERC rates are set at £4m (Four Million Pounds) @ 1st April 2021 (AVD) for the RCG 2023 Publication. | Costs exclude external works. | - | - | - | The plant and machinery listed in the description has been included in this costing. | - | - | Factories - Workshops Medium, Insulated Brick Walls | - | 10121 |  | - | - | NA | NA | NA | 522.0343 | Option 1 | 647.2203 | 23.98% | 0 | 0 | -100% | -100% | 0 | -100% | Redirected | NA | VOA_GPN_GOV_UK\7246041 | 2019-08-30 | Low | - | - | Redirected, low risk | NA | - | NA | SPONS A&B | NA | (BEAMS Note 2) The ERC for this item should be added to all other rateable items on the hereditament (except land). Therefore the total of the ERC of the other Building Items and the P&M ERC (where applicable) to enable the correct contract size adjustment to be made. ERC of Building Component + ERC of P&M = Total ERC to which contract size adjustment should be applied. The appropriate % adjustment should be made in accordance with the scale for contract size adjustment specified under section 6 of the RCG 2021 Guidance notes. The currency ERC rates are set at £4m (Four Million Pounds) @ 1st April 2019 (AVD) for the RCG 2021 Publication. | Factories - Workshops Medium, Insulated Brick Walls | - | 2 | TRUE
2365 | 41Z12M | 4576 | 41Z12M | Factory buildings workshops | Brick wall | Brick wall with asbestos insulated roof | 101m² - 250m² | Eaves ht - 6.0m | Building Construction : - Foundations : Concrete pad and strip foundations with 225mm mesh reinforced concrete floor. Frame : Steel frame Upper Floors : None Roof : Double skin insulated corrugated asbestos sheet, fixed to steel purlins with plastic headed screws, translucent glazing panels; rainwater gutters, down pipes and drainage. External Walls : 225mm brick walls to eaves. Windows and Doors : Timber framed casement windows, access doors goods/personnel. Internal Walls : None Internal Finishes : None Building Services : Electric light and power, water laid on, toilets, heated. External Works : Drainage to the curtilage Accommodation : Single storey workshop building | Location Adjustment Applicable (See Guidance Notes) - ERC = UK mean of 1.00 | (BEAMS Note 2) The ERC for this item should be added to all other rateable items on the hereditament (except land). Therefore the total of the ERC of the other Building Items and the P&M ERC (where applicable) to enable the correct contract size adjustment to be made. ERC of Building Component + ERC of P&M = Total ERC to which contract size adjustment should be applied. The appropriate % adjustment should be made in accordance with the scale for contract size adjustment specified under section 6 of the RCG 2023 Guidance notes. The currency ERC rates are set at £4m (Four Million Pounds) @ 1st April 2021 (AVD) for the RCG 2023 Publication. | Costs exclude external works. | - | - | - | The plant and machinery listed in the description has been included in this costing. | - | - | Factories - Workshops Medium, Insulated Brick Walls | - | 10121 |  | - | - | NA | NA | NA | 538.9485 | Option 1 | 668.1906 | 23.98% | 0 | 0 | -100% | -100% | 0 | -100% | Redirected | NA | VOA_GPN_GOV_UK\7246041 | 2019-08-30 | Low | - | - | Redirected, low risk | NA | - | NA | SPONS A&B | NA | (BEAMS Note 2) The ERC for this item should be added to all other rateable items on the hereditament (except land). Therefore the total of the ERC of the other Building Items and the P&M ERC (where applicable) to enable the correct contract size adjustment to be made. ERC of Building Component + ERC of P&M = Total ERC to which contract size adjustment should be applied. The appropriate % adjustment should be made in accordance with the scale for contract size adjustment specified under section 6 of the RCG 2021 Guidance notes. The currency ERC rates are set at £4m (Four Million Pounds) @ 1st April 2019 (AVD) for the RCG 2021 Publication. | Factories - Workshops Medium, Insulated Brick Walls | - | 2 | TRUE
2366 | 41Z12P | 4577 | 41Z12P | Factory buildings workshops | Brick wall | Brick wall with asbestos insulated roof | 101m² - 250m² | Eaves ht - 6.5m | Building Construction : - Foundations : Concrete pad and strip foundations with 225mm mesh reinforced concrete floor. Frame : Steel frame Upper Floors : None Roof : Double skin insulated corrugated asbestos sheet, fixed to steel purlins with plastic headed screws, translucent glazing panels; rainwater gutters, down pipes and drainage. External Walls : 225mm brick walls to eaves. Windows and Doors : Timber framed casement windows, access doors goods/personnel. Internal Walls : None Internal Finishes : None Building Services : Electric light and power, water laid on, toilets, heated. External Works : Drainage to the curtilage Accommodation : Single storey workshop building | Location Adjustment Applicable (See Guidance Notes) - ERC = UK mean of 1.00 | (BEAMS Note 2) The ERC for this item should be added to all other rateable items on the hereditament (except land). Therefore the total of the ERC of the other Building Items and the P&M ERC (where applicable) to enable the correct contract size adjustment to be made. ERC of Building Component + ERC of P&M = Total ERC to which contract size adjustment should be applied. The appropriate % adjustment should be made in accordance with the scale for contract size adjustment specified under section 6 of the RCG 2023 Guidance notes. The currency ERC rates are set at £4m (Four Million Pounds) @ 1st April 2021 (AVD) for the RCG 2023 Publication. | Costs exclude external works. | - | - | - | The plant and machinery listed in the description has been included in this costing. | - | - | Factories - Workshops Medium, Insulated Brick Walls | - | 10121 |  | - | - | NA | NA | NA | 555.0939 | Option 1 | 688.2077 | 23.98% | 0 | 0 | -100% | -100% | 0 | -100% | Redirected | NA | VOA_GPN_GOV_UK\7246041 | 2019-08-30 | Low | - | - | Redirected, low risk | NA | - | NA | SPONS A&B | NA | (BEAMS Note 2) The ERC for this item should be added to all other rateable items on the hereditament (except land). Therefore the total of the ERC of the other Building Items and the P&M ERC (where applicable) to enable the correct contract size adjustment to be made. ERC of Building Component + ERC of P&M = Total ERC to which contract size adjustment should be applied. The appropriate % adjustment should be made in accordance with the scale for contract size adjustment specified under section 6 of the RCG 2021 Guidance notes. The currency ERC rates are set at £4m (Four Million Pounds) @ 1st April 2019 (AVD) for the RCG 2021 Publication. | Factories - Workshops Medium, Insulated Brick Walls | - | 2 | TRUE
2367 | 41Z12R | 4578 | 41Z12R | Factory buildings workshops | Brick wall | Brick wall with asbestos insulated roof | 101m² - 250m² | Eaves ht - 7.0m | Building Construction : - Foundations : Concrete pad and strip foundations with 225mm mesh reinforced concrete floor. Frame : Steel frame Upper Floors : None Roof : Double skin insulated corrugated asbestos sheet, fixed to steel purlins with plastic headed screws, translucent glazing panels; rainwater gutters, down pipes and drainage. External Walls : 225mm brick walls to eaves. Windows and Doors : Timber framed casement windows, access doors goods/personnel. Internal Walls : None Internal Finishes : None Building Services : Electric light and power, water laid on, toilets, heated. External Works : Drainage to the curtilage Accommodation : Single storey workshop building | Location Adjustment Applicable (See Guidance Notes) - ERC = UK mean of 1.00 | (BEAMS Note 2) The ERC for this item should be added to all other rateable items on the hereditament (except land). Therefore the total of the ERC of the other Building Items and the P&M ERC (where applicable) to enable the correct contract size adjustment to be made. ERC of Building Component + ERC of P&M = Total ERC to which contract size adjustment should be applied. The appropriate % adjustment should be made in accordance with the scale for contract size adjustment specified under section 6 of the RCG 2023 Guidance notes. The currency ERC rates are set at £4m (Four Million Pounds) @ 1st April 2021 (AVD) for the RCG 2023 Publication. | Costs exclude external works. | - | - | - | The plant and machinery listed in the description has been included in this costing. | - | - | Factories - Workshops Medium, Insulated Brick Walls | - | 10121 |  | - | - | NA | NA | NA | 572.0081 | Option 1 | 709.178 | 23.98% | 0 | 0 | -100% | -100% | 0 | -100% | Redirected | NA | VOA_GPN_GOV_UK\7246041 | 2019-08-30 | Low | - | - | Redirected, low risk | NA | - | NA | SPONS A&B | NA | (BEAMS Note 2) The ERC for this item should be added to all other rateable items on the hereditament (except land). Therefore the total of the ERC of the other Building Items and the P&M ERC (where applicable) to enable the correct contract size adjustment to be made. ERC of Building Component + ERC of P&M = Total ERC to which contract size adjustment should be applied. The appropriate % adjustment should be made in accordance with the scale for contract size adjustment specified under section 6 of the RCG 2021 Guidance notes. The currency ERC rates are set at £4m (Four Million Pounds) @ 1st April 2019 (AVD) for the RCG 2021 Publication. | Factories - Workshops Medium, Insulated Brick Walls | - | 2 | TRUE
2368 | 41Z12T | 4579 | 41Z12T | Factory buildings workshops | Brick wall | Brick wall with asbestos insulated roof | 101m² - 250m² | Eaves ht - 7.5m | Building Construction : - Foundations : Concrete pad and strip foundations with 225mm mesh reinforced concrete floor. Frame : Steel frame Upper Floors : None Roof : Double skin insulated corrugated asbestos sheet, fixed to steel purlins with plastic headed screws, translucent glazing panels; rainwater gutters, down pipes and drainage. External Walls : 225mm brick walls to eaves. Windows and Doors : Timber framed casement windows, access doors goods/personnel. Internal Walls : None Internal Finishes : None Building Services : Electric light and power, water laid on, toilets, heated. External Works : Drainage to the curtilage Accommodation : Single storey workshop building | Location Adjustment Applicable (See Guidance Notes) - ERC = UK mean of 1.00 | (BEAMS Note 2) The ERC for this item should be added to all other rateable items on the hereditament (except land). Therefore the total of the ERC of the other Building Items and the P&M ERC (where applicable) to enable the correct contract size adjustment to be made. ERC of Building Component + ERC of P&M = Total ERC to which contract size adjustment should be applied. The appropriate % adjustment should be made in accordance with the scale for contract size adjustment specified under section 6 of the RCG 2023 Guidance notes. The currency ERC rates are set at £4m (Four Million Pounds) @ 1st April 2021 (AVD) for the RCG 2023 Publication. | Costs exclude external works. | - | - | - | The plant and machinery listed in the description has been included in this costing. | - | - | Factories - Workshops Medium, Insulated Brick Walls | - | 10121 |  | - | - | NA | NA | NA | 587.3847 | Option 1 | 728.242 | 23.98% | 0 | 0 | -100% | -100% | 0 | -100% | Redirected | NA | VOA_GPN_GOV_UK\7246041 | 2019-08-30 | Low | - | - | Redirected, low risk | NA | - | NA | SPONS A&B | NA | (BEAMS Note 2) The ERC for this item should be added to all other rateable items on the hereditament (except land). Therefore the total of the ERC of the other Building Items and the P&M ERC (where applicable) to enable the correct contract size adjustment to be made. ERC of Building Component + ERC of P&M = Total ERC to which contract size adjustment should be applied. The appropriate % adjustment should be made in accordance with the scale for contract size adjustment specified under section 6 of the RCG 2021 Guidance notes. The currency ERC rates are set at £4m (Four Million Pounds) @ 1st April 2019 (AVD) for the RCG 2021 Publication. | Factories - Workshops Medium, Insulated Brick Walls | - | 2 | TRUE
2369 | 41Z13A | 6180 | 41Z13A | Factory buildings workshops | Brick wall | Brick wall with asbestos insulated roof | 101m² - 250m² | Eaves ht - 8.0m | Building Construction : - Foundations : Concrete pad and strip foundations with 225mm mesh reinforced concrete floor. Frame : Steel frame Upper Floors : None Roof : Double skin insulated corrugated asbestos sheet, fixed to steel purlins with plastic headed screws, translucent glazing panels; rainwater gutters, down pipes and drainage. External Walls : 225mm brick walls to eaves. Windows and Doors : Timber framed casement windows, access doors goods/personnel. Internal Walls : None Internal Finishes : None Building Services : Electric light and power, water laid on, toilets, heated. External Works : Drainage to the curtilage Accommodation : Single storey workshop building | Location Adjustment Applicable (See Guidance Notes) - ERC = UK mean of 1.00 | (BEAMS Note 2) The ERC for this item should be added to all other rateable items on the hereditament (except land). Therefore the total of the ERC of the other Building Items and the P&M ERC (where applicable) to enable the correct contract size adjustment to be made. ERC of Building Component + ERC of P&M = Total ERC to which contract size adjustment should be applied. The appropriate % adjustment should be made in accordance with the scale for contract size adjustment specified under section 6 of the RCG 2023 Guidance notes. The currency ERC rates are set at £4m (Four Million Pounds) @ 1st April 2021 (AVD) for the RCG 2023 Publication. | Costs exclude external works. | - | - | - | The plant and machinery listed in the description has been included in this costing. | - | - | Factories - Workshops Medium, Insulated Brick Walls | - | 10121 |  | - | - | NA | NA | NA | 639.665 | Option 1 | 793.0593 | 23.98% | 0 | 0 | -100% | -100% | 0 | -100% | Redirected | NA | VOA_GPN_GOV_UK\7246041 | 2019-08-30 | Low | - | - | Redirected, low risk | NA | - | NA | SPONS A&B | NA | (BEAMS Note 2) The ERC for this item should be added to all other rateable items on the hereditament (except land). Therefore the total of the ERC of the other Building Items and the P&M ERC (where applicable) to enable the correct contract size adjustment to be made. ERC of Building Component + ERC of P&M = Total ERC to which contract size adjustment should be applied. The appropriate % adjustment should be made in accordance with the scale for contract size adjustment specified under section 6 of the RCG 2021 Guidance notes. The currency ERC rates are set at £4m (Four Million Pounds) @ 1st April 2019 (AVD) for the RCG 2021 Publication. | Factories - Workshops Medium, Insulated Brick Walls | - | 2 | TRUE
2370 | 41Z13C | 6181 | 41Z13C | Factory buildings workshops | Brick wall | Brick wall with asbestos insulated roof | 101m² - 250m² | Eaves ht - 8.5m | Building Construction : - Foundations : Concrete pad and strip foundations with 225mm mesh reinforced concrete floor. Frame : Steel frame Upper Floors : None Roof : Double skin insulated corrugated asbestos sheet, fixed to steel purlins with plastic headed screws, translucent glazing panels; rainwater gutters, down pipes and drainage. External Walls : 225mm brick walls to eaves. Windows and Doors : Timber framed casement windows, access doors goods/personnel. Internal Walls : None Internal Finishes : None Building Services : Electric light and power, water laid on, toilets, heated. External Works : Drainage to the curtilage Accommodation : Single storey workshop building | Location Adjustment Applicable (See Guidance Notes) - ERC = UK mean of 1.00 | (BEAMS Note 2) The ERC for this item should be added to all other rateable items on the hereditament (except land). Therefore the total of the ERC of the other Building Items and the P&M ERC (where applicable) to enable the correct contract size adjustment to be made. ERC of Building Component + ERC of P&M = Total ERC to which contract size adjustment should be applied. The appropriate % adjustment should be made in accordance with the scale for contract size adjustment specified under section 6 of the RCG 2023 Guidance notes. The currency ERC rates are set at £4m (Four Million Pounds) @ 1st April 2021 (AVD) for the RCG 2023 Publication. | Costs exclude external works. | - | - | - | The plant and machinery listed in the description has been included in this costing. | - | - | Factories - Workshops Medium, Insulated Brick Walls | - | 10121 |  | - | - | NA | NA | NA | 657.3481 | Option 1 | 814.9828 | 23.98% | 0 | 0 | -100% | -100% | 0 | -100% | Redirected | NA | VOA_GPN_GOV_UK\7246041 | 2019-08-30 | Low | - | - | Redirected, low risk | NA | - | NA | SPONS A&B | NA | (BEAMS Note 2) The ERC for this item should be added to all other rateable items on the hereditament (except land). Therefore the total of the ERC of the other Building Items and the P&M ERC (where applicable) to enable the correct contract size adjustment to be made. ERC of Building Component + ERC of P&M = Total ERC to which contract size adjustment should be applied. The appropriate % adjustment should be made in accordance with the scale for contract size adjustment specified under section 6 of the RCG 2021 Guidance notes. The currency ERC rates are set at £4m (Four Million Pounds) @ 1st April 2019 (AVD) for the RCG 2021 Publication. | Factories - Workshops Medium, Insulated Brick Walls | - | 2 | TRUE
2371 | 41Z13E | 6182 | 41Z13E | Factory buildings workshops | Brick wall | Brick wall with asbestos insulated roof | 101m² - 250m² | Eaves ht - 9.0m | Building Construction : - Foundations : Concrete pad and strip foundations with 225mm mesh reinforced concrete floor. Frame : Steel frame Upper Floors : None Roof : Double skin insulated corrugated asbestos sheet, fixed to steel purlins with plastic headed screws, translucent glazing panels; rainwater gutters, down pipes and drainage. External Walls : 225mm brick walls to eaves. Windows and Doors : Timber framed casement windows, access doors goods/personnel. Internal Walls : None Internal Finishes : None Building Services : Electric light and power, water laid on, toilets, heated. External Works : Drainage to the curtilage Accommodation : Single storey workshop building | Location Adjustment Applicable (See Guidance Notes) - ERC = UK mean of 1.00 | (BEAMS Note 2) The ERC for this item should be added to all other rateable items on the hereditament (except land). Therefore the total of the ERC of the other Building Items and the P&M ERC (where applicable) to enable the correct contract size adjustment to be made. ERC of Building Component + ERC of P&M = Total ERC to which contract size adjustment should be applied. The appropriate % adjustment should be made in accordance with the scale for contract size adjustment specified under section 6 of the RCG 2023 Guidance notes. The currency ERC rates are set at £4m (Four Million Pounds) @ 1st April 2021 (AVD) for the RCG 2023 Publication. | Costs exclude external works. | - | - | - | The plant and machinery listed in the description has been included in this costing. | - | - | Factories - Workshops Medium, Insulated Brick Walls | - | 10121 |  | - | - | NA | NA | NA | 675.7999 | Option 1 | 837.8595 | 23.98% | 0 | 0 | -100% | -100% | 0 | -100% | Redirected | NA | VOA_GPN_GOV_UK\7246041 | 2019-08-30 | Low | - | - | Redirected, low risk | NA | - | NA | SPONS A&B | NA | (BEAMS Note 2) The ERC for this item should be added to all other rateable items on the hereditament (except land). Therefore the total of the ERC of the other Building Items and the P&M ERC (where applicable) to enable the correct contract size adjustment to be made. ERC of Building Component + ERC of P&M = Total ERC to which contract size adjustment should be applied. The appropriate % adjustment should be made in accordance with the scale for contract size adjustment specified under section 6 of the RCG 2021 Guidance notes. The currency ERC rates are set at £4m (Four Million Pounds) @ 1st April 2019 (AVD) for the RCG 2021 Publication. | Factories - Workshops Medium, Insulated Brick Walls | - | 2 | TRUE
2372 | 41Z13G | 6183 | 41Z13G | Factory buildings workshops | Brick wall | Brick wall with asbestos insulated roof | 101m² - 250m² | Eaves ht - 9.5m | Building Construction : - Foundations : Concrete pad and strip foundations with 225mm mesh reinforced concrete floor. Frame : Steel frame Upper Floors : None Roof : Double skin insulated corrugated asbestos sheet, fixed to steel purlins with plastic headed screws, translucent glazing panels; rainwater gutters, down pipes and drainage. External Walls : 225mm brick walls to eaves. Windows and Doors : Timber framed casement windows, access doors goods/personnel. Internal Walls : None Internal Finishes : None Building Services : Electric light and power, water laid on, toilets, heated. External Works : Drainage to the curtilage Accommodation : Single storey workshop building | Location Adjustment Applicable (See Guidance Notes) - ERC = UK mean of 1.00 | (BEAMS Note 2) The ERC for this item should be added to all other rateable items on the hereditament (except land). Therefore the total of the ERC of the other Building Items and the P&M ERC (where applicable) to enable the correct contract size adjustment to be made. ERC of Building Component + ERC of P&M = Total ERC to which contract size adjustment should be applied. The appropriate % adjustment should be made in accordance with the scale for contract size adjustment specified under section 6 of the RCG 2023 Guidance notes. The currency ERC rates are set at £4m (Four Million Pounds) @ 1st April 2021 (AVD) for the RCG 2023 Publication. | Costs exclude external works. | - | - | - | The plant and machinery listed in the description has been included in this costing. | - | - | Factories - Workshops Medium, Insulated Brick Walls | - | 10121 |  | - | - | NA | NA | NA | 695.0206 | Option 1 | 861.6894 | 23.98% | 0 | 0 | -100% | -100% | 0 | -100% | Redirected | NA | VOA_GPN_GOV_UK\7246041 | 2019-08-30 | Low | - | - | Redirected, low risk | NA | - | NA | SPONS A&B | NA | (BEAMS Note 2) The ERC for this item should be added to all other rateable items on the hereditament (except land). Therefore the total of the ERC of the other Building Items and the P&M ERC (where applicable) to enable the correct contract size adjustment to be made. ERC of Building Component + ERC of P&M = Total ERC to which contract size adjustment should be applied. The appropriate % adjustment should be made in accordance with the scale for contract size adjustment specified under section 6 of the RCG 2021 Guidance notes. The currency ERC rates are set at £4m (Four Million Pounds) @ 1st April 2019 (AVD) for the RCG 2021 Publication. | Factories - Workshops Medium, Insulated Brick Walls | - | 2 | TRUE
2373 | 41Z13K | 6184 | 41Z13K | Factory buildings workshops | Brick wall | Brick wall with asbestos insulated roof | 101m² - 250m² | Eaves ht - 10.0m | Building Construction : - Foundations : Concrete pad and strip foundations with 225mm mesh reinforced concrete floor. Frame : Steel frame Upper Floors : None Roof : Double skin insulated corrugated asbestos sheet, fixed to steel purlins with plastic headed screws, translucent glazing panels; rainwater gutters, down pipes and drainage. External Walls : 225mm brick walls to eaves. Windows and Doors : Timber framed casement windows, access doors goods/personnel. Internal Walls : None Internal Finishes : None Building Services : Electric light and power, water laid on, toilets, heated. External Works : Drainage to the curtilage Accommodation : Single storey workshop building | Location Adjustment Applicable (See Guidance Notes) - ERC = UK mean of 1.00 | (BEAMS Note 2) The ERC for this item should be added to all other rateable items on the hereditament (except land). Therefore the total of the ERC of the other Building Items and the P&M ERC (where applicable) to enable the correct contract size adjustment to be made. ERC of Building Component + ERC of P&M = Total ERC to which contract size adjustment should be applied. The appropriate % adjustment should be made in accordance with the scale for contract size adjustment specified under section 6 of the RCG 2023 Guidance notes. The currency ERC rates are set at £4m (Four Million Pounds) @ 1st April 2021 (AVD) for the RCG 2023 Publication. | Costs exclude external works. | - | - | - | The plant and machinery listed in the description has been included in this costing. | - | - | Factories - Workshops Medium, Insulated Brick Walls | - | 10121 |  | - | - | NA | NA | NA | 712.7037 | Option 1 | 883.613 | 23.98% | 0 | 0 | -100% | -100% | 0 | -100% | Redirected | NA | VOA_GPN_GOV_UK\7246041 | 2019-08-30 | Low | - | - | Redirected, low risk | NA | - | NA | SPONS A&B | NA | (BEAMS Note 2) The ERC for this item should be added to all other rateable items on the hereditament (except land). Therefore the total of the ERC of the other Building Items and the P&M ERC (where applicable) to enable the correct contract size adjustment to be made. ERC of Building Component + ERC of P&M = Total ERC to which contract size adjustment should be applied. The appropriate % adjustment should be made in accordance with the scale for contract size adjustment specified under section 6 of the RCG 2021 Guidance notes. The currency ERC rates are set at £4m (Four Million Pounds) @ 1st April 2019 (AVD) for the RCG 2021 Publication. | Factories - Workshops Medium, Insulated Brick Walls | - | 2 | TRUE
2374 | 41Z13P | 6185 | 41Z13P | Factory buildings workshops | Brick wall | Brick wall with asbestos insulated roof | 101m² - 250m² | Eaves ht - 11.0m | Building Construction : - Foundations : Concrete pad and strip foundations with 225mm mesh reinforced concrete floor. Frame : Steel frame Upper Floors : None Roof : Double skin insulated corrugated asbestos sheet, fixed to steel purlins with plastic headed screws, translucent glazing panels; rainwater gutters, down pipes and drainage. External Walls : 225mm brick walls to eaves. Windows and Doors : Timber framed casement windows, access doors goods/personnel. Internal Walls : None Internal Finishes : None Building Services : Electric light and power, water laid on, toilets, heated. External Works : Drainage to the curtilage Accommodation : Single storey workshop building | Location Adjustment Applicable (See Guidance Notes) - ERC = UK mean of 1.00 | (BEAMS Note 2) The ERC for this item should be added to all other rateable items on the hereditament (except land). Therefore the total of the ERC of the other Building Items and the P&M ERC (where applicable) to enable the correct contract size adjustment to be made. ERC of Building Component + ERC of P&M = Total ERC to which contract size adjustment should be applied. The appropriate % adjustment should be made in accordance with the scale for contract size adjustment specified under section 6 of the RCG 2023 Guidance notes. The currency ERC rates are set at £4m (Four Million Pounds) @ 1st April 2021 (AVD) for the RCG 2023 Publication. | Costs exclude external works. | - | - | - | The plant and machinery listed in the description has been included in this costing. | - | - | Factories - Workshops Medium, Insulated Brick Walls | - | 10121 |  | - | - | NA | NA | NA | 749.6074 | Option 1 | 929.3664 | 23.98% | 0 | 0 | -100% | -100% | 0 | -100% | Redirected | NA | VOA_GPN_GOV_UK\7246041 | 2019-08-30 | Low | - | - | Redirected, low risk | NA | - | NA | SPONS A&B | NA | (BEAMS Note 2) The ERC for this item should be added to all other rateable items on the hereditament (except land). Therefore the total of the ERC of the other Building Items and the P&M ERC (where applicable) to enable the correct contract size adjustment to be made. ERC of Building Component + ERC of P&M = Total ERC to which contract size adjustment should be applied. The appropriate % adjustment should be made in accordance with the scale for contract size adjustment specified under section 6 of the RCG 2021 Guidance notes. The currency ERC rates are set at £4m (Four Million Pounds) @ 1st April 2019 (AVD) for the RCG 2021 Publication. | Factories - Workshops Medium, Insulated Brick Walls | - | 2 | TRUE
2375 | 41Z13T | 6186 | 41Z13T | Factory buildings workshops | Brick wall | Brick wall with asbestos insulated roof | 101m² - 250m² | Eaves ht - 12.0m | Building Construction : - Foundations : Concrete pad and strip foundations with 225mm mesh reinforced concrete floor. Frame : Steel frame Upper Floors : None Roof : Double skin insulated corrugated asbestos sheet, fixed to steel purlins with plastic headed screws, translucent glazing panels; rainwater gutters, down pipes and drainage. External Walls : 225mm brick walls to eaves. Windows and Doors : Timber framed casement windows, access doors goods/personnel. Internal Walls : None Internal Finishes : None Building Services : Electric light and power, water laid on, toilets, heated. External Works : Drainage to the curtilage Accommodation : Single storey workshop building | Location Adjustment Applicable (See Guidance Notes) - ERC = UK mean of 1.00 | (BEAMS Note 2) The ERC for this item should be added to all other rateable items on the hereditament (except land). Therefore the total of the ERC of the other Building Items and the P&M ERC (where applicable) to enable the correct contract size adjustment to be made. ERC of Building Component + ERC of P&M = Total ERC to which contract size adjustment should be applied. The appropriate % adjustment should be made in accordance with the scale for contract size adjustment specified under section 6 of the RCG 2023 Guidance notes. The currency ERC rates are set at £4m (Four Million Pounds) @ 1st April 2021 (AVD) for the RCG 2023 Publication. | Costs exclude external works. | - | - | - | The plant and machinery listed in the description has been included in this costing. | - | - | Factories - Workshops Medium, Insulated Brick Walls | - | 10121 |  | - | - | NA | NA | NA | 786.5112 | Option 1 | 975.1198 | 23.98% | 0 | 0 | -100% | -100% | 0 | -100% | Redirected | NA | VOA_GPN_GOV_UK\7246041 | 2019-08-30 | Low | - | - | Redirected, low risk | NA | - | NA | SPONS A&B | NA | (BEAMS Note 2) The ERC for this item should be added to all other rateable items on the hereditament (except land). Therefore the total of the ERC of the other Building Items and the P&M ERC (where applicable) to enable the correct contract size adjustment to be made. ERC of Building Component + ERC of P&M = Total ERC to which contract size adjustment should be applied. The appropriate % adjustment should be made in accordance with the scale for contract size adjustment specified under section 6 of the RCG 2021 Guidance notes. The currency ERC rates are set at £4m (Four Million Pounds) @ 1st April 2019 (AVD) for the RCG 2021 Publication. | Factories - Workshops Medium, Insulated Brick Walls | - | 2 | TRUE
2376 | 41Z14A | 6187 | 41Z14A | Factory buildings workshops | Brick wall | Brick wall with asbestos insulated roof | 251m² - 500m² | Eaves ht - 3.0m | Building Construction: - Foundations: Concrete pad and strip foundations with 225mm mesh reinforced concrete floor. Frame: Steel frame Upper Floors: None Roof: Double skin insulated corrugated asbestos sheet, fixed to steel purlins with plastic headed screws, translucent glazing panels; rainwater gutters, down pipes and drainage. External Walls: 225mm brick walls to eaves. Windows and Doors: Timber framed casement windows, access doors goods/personnel. Internal Walls: None Internal Finishes: None Building Services: Electric light and power, water laid on, toilets, heated. External Works: Drainage to the curtilage Accommodation: Single storey workshop building | Location Adjustment Applicable (See Guidance Notes) - ERC = UK mean of 1.00 | (BEAMS Note 2) The ERC for this item should be added to all other rateable items on the hereditament (except land). Therefore the total of the ERC of the other Building Items and the P&M ERC (where applicable) to enable the correct contract size adjustment to be made. ERC of Building Component + ERC of P&M = Total ERC to which contract size adjustment should be applied. The appropriate % adjustment should be made in accordance with the scale for contract size adjustment specified under section 6 of the RCG 2023 Guidance notes. The currency ERC rates are set at £4m (Four Million Pounds) @ 1st April 2021 (AVD) for the RCG 2023 Publication. | Costs exclude external works. | - | - | - | The plant and machinery listed in the description has been included in this costing. | - | - | - | - | 10122 |  | - | - | NA | NA | NA | 383.6452 | Option 1 | 475.6449 | 23.98% | 0 | 0 | -100% | -100% | 0 | -100% | Redirected | NA | VOA_GPN_GOV_UK\7246041 | 2019-08-30 | Low | - | - | Redirected, low risk | NA | - | NA | SPONS A&B | NA | (BEAMS Note 2) The ERC for this item should be added to all other rateable items on the hereditament (except land). Therefore the total of the ERC of the other Building Items and the P&M ERC (where applicable) to enable the correct contract size adjustment to be made. ERC of Building Component + ERC of P&M = Total ERC to which contract size adjustment should be applied. The appropriate % adjustment should be made in accordance with the scale for contract size adjustment specified under section 6 of the RCG 2021 Guidance notes. The currency ERC rates are set at £4m (Four Million Pounds) @ 1st April 2019 (AVD) for the RCG 2021 Publication. | - | - | 2 | TRUE
2377 | 41Z14C | 6188 | 41Z14C | Factory buildings workshops | Brick wall | Brick wall with asbestos insulated roof | 251m² - 500m² | Eaves ht - 3.5m | Building Construction: - Foundations: Concrete pad and strip foundations with 225mm mesh reinforced concrete floor. Frame: Steel frame Upper Floors: None Roof: Double skin insulated corrugated asbestos sheet, fixed to steel purlins with plastic headed screws, translucent glazing panels; rainwater gutters, down pipes and drainage. External Walls: 225mm brick walls to eaves. Windows and Doors: Timber framed casement windows, access doors goods/personnel. Internal Walls: None Internal Finishes: None Building Services: Electric light and power, water laid on, toilets, heated. External Works: Drainage to the curtilage Accommodation: Single storey workshop building | Location Adjustment Applicable (See Guidance Notes) - ERC = UK mean of 1.00 | (BEAMS Note 2) The ERC for this item should be added to all other rateable items on the hereditament (except land). Therefore the total of the ERC of the other Building Items and the P&M ERC (where applicable) to enable the correct contract size adjustment to be made. ERC of Building Component + ERC of P&M = Total ERC to which contract size adjustment should be applied. The appropriate % adjustment should be made in accordance with the scale for contract size adjustment specified under section 6 of the RCG 2023 Guidance notes. The currency ERC rates are set at £4m (Four Million Pounds) @ 1st April 2021 (AVD) for the RCG 2023 Publication. | Costs exclude external works. | - | - | - | The plant and machinery listed in the description has been included in this costing. | - | - | - | - | 10122 |  | - | - | NA | NA | NA | 392.8712 | Option 1 | 487.0833 | 23.98% | 0 | 0 | -100% | -100% | 0 | -100% | Redirected | NA | VOA_GPN_GOV_UK\7246041 | 2019-08-30 | Low | - | - | Redirected, low risk | NA | - | NA | SPONS A&B | NA | (BEAMS Note 2) The ERC for this item should be added to all other rateable items on the hereditament (except land). Therefore the total of the ERC of the other Building Items and the P&M ERC (where applicable) to enable the correct contract size adjustment to be made. ERC of Building Component + ERC of P&M = Total ERC to which contract size adjustment should be applied. The appropriate % adjustment should be made in accordance with the scale for contract size adjustment specified under section 6 of the RCG 2021 Guidance notes. The currency ERC rates are set at £4m (Four Million Pounds) @ 1st April 2019 (AVD) for the RCG 2021 Publication. | - | - | 2 | TRUE
2378 | 41Z14E | 4580 | 41Z14E | Factory buildings workshops | Brick wall | Brick wall with asbestos insulated roof | 251m² - 500m² | Eaves ht - 4.0m | Building Construction: - Foundations: Concrete pad and strip foundations with 225mm mesh reinforced concrete floor. Frame: Steel frame Upper Floors: None Roof: Double skin insulated corrugated asbestos sheet, fixed to steel purlins with plastic headed screws, translucent glazing panels; rainwater gutters, down pipes and drainage. External Walls: 225mm brick walls to eaves. Windows and Doors: Timber framed casement windows, access doors goods/personnel. Internal Walls: None Internal Finishes: None Building Services: Electric light and power, water laid on, toilets, heated. External Works: Drainage to the curtilage Accommodation: Single storey workshop building | Location Adjustment Applicable (See Guidance Notes) - ERC = UK mean of 1.00 | (BEAMS Note 2) The ERC for this item should be added to all other rateable items on the hereditament (except land). Therefore the total of the ERC of the other Building Items and the P&M ERC (where applicable) to enable the correct contract size adjustment to be made. ERC of Building Component + ERC of P&M = Total ERC to which contract size adjustment should be applied. The appropriate % adjustment should be made in accordance with the scale for contract size adjustment specified under section 6 of the RCG 2023 Guidance notes. The currency ERC rates are set at £4m (Four Million Pounds) @ 1st April 2021 (AVD) for the RCG 2023 Publication. | Costs exclude external works. | - | - | - | The plant and machinery listed in the description has been included in this costing. | - | - | - | - | 10122 |  | - | - | NA | NA | NA | 402.8659 | Option 1 | 499.4749 | 23.98% | 0 | 0 | -100% | -100% | 0 | -100% | Redirected | NA | VOA_GPN_GOV_UK\7246041 | 2019-08-30 | Low | - | - | Redirected, low risk | NA | - | NA | SPONS A&B | NA | (BEAMS Note 2) The ERC for this item should be added to all other rateable items on the hereditament (except land). Therefore the total of the ERC of the other Building Items and the P&M ERC (where applicable) to enable the correct contract size adjustment to be made. ERC of Building Component + ERC of P&M = Total ERC to which contract size adjustment should be applied. The appropriate % adjustment should be made in accordance with the scale for contract size adjustment specified under section 6 of the RCG 2021 Guidance notes. The currency ERC rates are set at £4m (Four Million Pounds) @ 1st April 2019 (AVD) for the RCG 2021 Publication. | - | - | 2 | TRUE
2379 | 41Z14G | 4581 | 41Z14G | Factory buildings workshops | Brick wall | Brick wall with asbestos insulated roof | 251m² - 500m² | Eaves ht - 4.5m | Building Construction: - Foundations: Concrete pad and strip foundations with 225mm mesh reinforced concrete floor. Frame: Steel frame Upper Floors: None Roof: Double skin insulated corrugated asbestos sheet, fixed to steel purlins with plastic headed screws, translucent glazing panels; rainwater gutters, down pipes and drainage. External Walls: 225mm brick walls to eaves. Windows and Doors: Timber framed casement windows, access doors goods/personnel. Internal Walls: None Internal Finishes: None Building Services: Electric light and power, water laid on, toilets, heated. External Works: Drainage to the curtilage Accommodation: Single storey workshop building | Location Adjustment Applicable (See Guidance Notes) - ERC = UK mean of 1.00 | (BEAMS Note 2) The ERC for this item should be added to all other rateable items on the hereditament (except land). Therefore the total of the ERC of the other Building Items and the P&M ERC (where applicable) to enable the correct contract size adjustment to be made. ERC of Building Component + ERC of P&M = Total ERC to which contract size adjustment should be applied. The appropriate % adjustment should be made in accordance with the scale for contract size adjustment specified under section 6 of the RCG 2023 Guidance notes. The currency ERC rates are set at £4m (Four Million Pounds) @ 1st April 2021 (AVD) for the RCG 2023 Publication. | Costs exclude external works. | - | - | - | The plant and machinery listed in the description has been included in this costing. | - | - | - | - | 10122 |  | - | - | NA | NA | NA | 412.0919 | Option 1 | 510.9132 | 23.98% | 0 | 0 | -100% | -100% | 0 | -100% | Redirected | NA | VOA_GPN_GOV_UK\7246041 | 2019-08-30 | Low | - | - | Redirected, low risk | NA | - | NA | SPONS A&B | NA | (BEAMS Note 2) The ERC for this item should be added to all other rateable items on the hereditament (except land). Therefore the total of the ERC of the other Building Items and the P&M ERC (where applicable) to enable the correct contract size adjustment to be made. ERC of Building Component + ERC of P&M = Total ERC to which contract size adjustment should be applied. The appropriate % adjustment should be made in accordance with the scale for contract size adjustment specified under section 6 of the RCG 2021 Guidance notes. The currency ERC rates are set at £4m (Four Million Pounds) @ 1st April 2019 (AVD) for the RCG 2021 Publication. | - | - | 2 | TRUE
2380 | 41Z14H | 4582 | 41Z14H | Factory buildings workshops | Brick wall | Brick wall with asbestos insulated roof | 251m² - 500m² | Eaves ht - 5.0m | Building Construction: - Foundations: Concrete pad and strip foundations with 225mm mesh reinforced concrete floor. Frame: Steel frame Upper Floors: None Roof: Double skin insulated corrugated asbestos sheet, fixed to steel purlins with plastic headed screws, translucent glazing panels; rainwater gutters, down pipes and drainage. External Walls: 225mm brick walls to eaves. Windows and Doors: Timber framed casement windows, access doors goods/personnel. Internal Walls: None Internal Finishes: None Building Services: Electric light and power, water laid on, toilets, heated. External Works: Drainage to the curtilage Accommodation: Single storey workshop building | Location Adjustment Applicable (See Guidance Notes) - ERC = UK mean of 1.00 | (BEAMS Note 2) The ERC for this item should be added to all other rateable items on the hereditament (except land). Therefore the total of the ERC of the other Building Items and the P&M ERC (where applicable) to enable the correct contract size adjustment to be made. ERC of Building Component + ERC of P&M = Total ERC to which contract size adjustment should be applied. The appropriate % adjustment should be made in accordance with the scale for contract size adjustment specified under section 6 of the RCG 2023 Guidance notes. The currency ERC rates are set at £4m (Four Million Pounds) @ 1st April 2021 (AVD) for the RCG 2023 Publication. | Costs exclude external works. | - | - | - | The plant and machinery listed in the description has been included in this costing. | - | - | - | - | 10122 |  | - | - | NA | NA | NA | 427.4684 | Option 1 | 529.9771 | 23.98% | 0 | 0 | -100% | -100% | 0 | -100% | Redirected | NA | VOA_GPN_GOV_UK\7246041 | 2019-08-30 | Low | - | - | Redirected, low risk | NA | - | NA | SPONS A&B | NA | (BEAMS Note 2) The ERC for this item should be added to all other rateable items on the hereditament (except land). Therefore the total of the ERC of the other Building Items and the P&M ERC (where applicable) to enable the correct contract size adjustment to be made. ERC of Building Component + ERC of P&M = Total ERC to which contract size adjustment should be applied. The appropriate % adjustment should be made in accordance with the scale for contract size adjustment specified under section 6 of the RCG 2021 Guidance notes. The currency ERC rates are set at £4m (Four Million Pounds) @ 1st April 2019 (AVD) for the RCG 2021 Publication. | - | - | 2 | TRUE
2381 | 41Z14K | 4583 | 41Z14K | Factory buildings workshops | Brick wall | Brick wall with asbestos insulated roof | 251m² - 500m² | Eaves ht - 5.5m | Building Construction: - Foundations: Concrete pad and strip foundations with 225mm mesh reinforced concrete floor. Frame: Steel frame Upper Floors: None Roof: Double skin insulated corrugated asbestos sheet, fixed to steel purlins with plastic headed screws, translucent glazing panels; rainwater gutters, down pipes and drainage. External Walls: 225mm brick walls to eaves. Windows and Doors: Timber framed casement windows, access doors goods/personnel. Internal Walls: None Internal Finishes: None Building Services: Electric light and power, water laid on, toilets, heated. External Works: Drainage to the curtilage Accommodation: Single storey workshop building | Location Adjustment Applicable (See Guidance Notes) - ERC = UK mean of 1.00 | (BEAMS Note 2) The ERC for this item should be added to all other rateable items on the hereditament (except land). Therefore the total of the ERC of the other Building Items and the P&M ERC (where applicable) to enable the correct contract size adjustment to be made. ERC of Building Component + ERC of P&M = Total ERC to which contract size adjustment should be applied. The appropriate % adjustment should be made in accordance with the scale for contract size adjustment specified under section 6 of the RCG 2023 Guidance notes. The currency ERC rates are set at £4m (Four Million Pounds) @ 1st April 2021 (AVD) for the RCG 2023 Publication. | Costs exclude external works. | - | - | - | The plant and machinery listed in the description has been included in this costing. | - | - | - | - | 10122 |  | - | - | NA | NA | NA | 445.9203 | Option 1 | 552.8538 | 23.98% | 0 | 0 | -100% | -100% | 0 | -100% | Redirected | NA | VOA_GPN_GOV_UK\7246041 | 2019-08-30 | Low | - | - | Redirected, low risk | NA | - | NA | SPONS A&B | NA | (BEAMS Note 2) The ERC for this item should be added to all other rateable items on the hereditament (except land). Therefore the total of the ERC of the other Building Items and the P&M ERC (where applicable) to enable the correct contract size adjustment to be made. ERC of Building Component + ERC of P&M = Total ERC to which contract size adjustment should be applied. The appropriate % adjustment should be made in accordance with the scale for contract size adjustment specified under section 6 of the RCG 2021 Guidance notes. The currency ERC rates are set at £4m (Four Million Pounds) @ 1st April 2019 (AVD) for the RCG 2021 Publication. | - | - | 2 | TRUE
2382 | 41Z14M | 4584 | 41Z14M | Factory buildings workshops | Brick wall | Brick wall with asbestos insulated roof | 251m² - 500m² | Eaves ht - 6.0m | Building Construction: - Foundations: Concrete pad and strip foundations with 225mm mesh reinforced concrete floor. Frame: Steel frame Upper Floors: None Roof: Double skin insulated corrugated asbestos sheet, fixed to steel purlins with plastic headed screws, translucent glazing panels; rainwater gutters, down pipes and drainage. External Walls: 225mm brick walls to eaves. Windows and Doors: Timber framed casement windows, access doors goods/personnel. Internal Walls: None Internal Finishes: None Building Services: Electric light and power, water laid on, toilets, heated. External Works: Drainage to the curtilage Accommodation: Single storey workshop building | Location Adjustment Applicable (See Guidance Notes) - ERC = UK mean of 1.00 | (BEAMS Note 2) The ERC for this item should be added to all other rateable items on the hereditament (except land). Therefore the total of the ERC of the other Building Items and the P&M ERC (where applicable) to enable the correct contract size adjustment to be made. ERC of Building Component + ERC of P&M = Total ERC to which contract size adjustment should be applied. The appropriate % adjustment should be made in accordance with the scale for contract size adjustment specified under section 6 of the RCG 2023 Guidance notes. The currency ERC rates are set at £4m (Four Million Pounds) @ 1st April 2021 (AVD) for the RCG 2023 Publication. | Costs exclude external works. | - | - | - | The plant and machinery listed in the description has been included in this costing. | - | - | - | - | 10122 |  | - | - | NA | NA | NA | 455.9151 | Option 1 | 565.2454 | 23.98% | 0 | 0 | -100% | -100% | 0 | -100% | Redirected | NA | VOA_GPN_GOV_UK\7246041 | 2019-08-30 | Low | - | - | Redirected, low risk | NA | - | NA | SPONS A&B | NA | (BEAMS Note 2) The ERC for this item should be added to all other rateable items on the hereditament (except land). Therefore the total of the ERC of the other Building Items and the P&M ERC (where applicable) to enable the correct contract size adjustment to be made. ERC of Building Component + ERC of P&M = Total ERC to which contract size adjustment should be applied. The appropriate % adjustment should be made in accordance with the scale for contract size adjustment specified under section 6 of the RCG 2021 Guidance notes. The currency ERC rates are set at £4m (Four Million Pounds) @ 1st April 2019 (AVD) for the RCG 2021 Publication. | - | - | 2 | TRUE
2383 | 41Z14P | 4585 | 41Z14P | Factory buildings workshops | Brick wall | Brick wall with asbestos insulated roof | 251m² - 500m² | Eaves ht - 6.5m | Building Construction: - Foundations: Concrete pad and strip foundations with 225mm mesh reinforced concrete floor. Frame: Steel frame Upper Floors: None Roof: Double skin insulated corrugated asbestos sheet, fixed to steel purlins with plastic headed screws, translucent glazing panels; rainwater gutters, down pipes and drainage. External Walls: 225mm brick walls to eaves. Windows and Doors: Timber framed casement windows, access doors goods/personnel. Internal Walls: None Internal Finishes: None Building Services: Electric light and power, water laid on, toilets, heated. External Works: Drainage to the curtilage Accommodation: Single storey workshop building | Location Adjustment Applicable (See Guidance Notes) - ERC = UK mean of 1.00 | (BEAMS Note 2) The ERC for this item should be added to all other rateable items on the hereditament (except land). Therefore the total of the ERC of the other Building Items and the P&M ERC (where applicable) to enable the correct contract size adjustment to be made. ERC of Building Component + ERC of P&M = Total ERC to which contract size adjustment should be applied. The appropriate % adjustment should be made in accordance with the scale for contract size adjustment specified under section 6 of the RCG 2023 Guidance notes. The currency ERC rates are set at £4m (Four Million Pounds) @ 1st April 2021 (AVD) for the RCG 2023 Publication. | Costs exclude external works. | - | - | - | The plant and machinery listed in the description has been included in this costing. | - | - | - | - | 10122 |  | - | - | NA | NA | NA | 466.6787 | Option 1 | 578.5901 | 23.98% | 0 | 0 | -100% | -100% | 0 | -100% | Redirected | NA | VOA_GPN_GOV_UK\7246041 | 2019-08-30 | Low | - | - | Redirected, low risk | NA | - | NA | SPONS A&B | NA | (BEAMS Note 2) The ERC for this item should be added to all other rateable items on the hereditament (except land). Therefore the total of the ERC of the other Building Items and the P&M ERC (where applicable) to enable the correct contract size adjustment to be made. ERC of Building Component + ERC of P&M = Total ERC to which contract size adjustment should be applied. The appropriate % adjustment should be made in accordance with the scale for contract size adjustment specified under section 6 of the RCG 2021 Guidance notes. The currency ERC rates are set at £4m (Four Million Pounds) @ 1st April 2019 (AVD) for the RCG 2021 Publication. | - | - | 2 | TRUE
2384 | 41Z14R | 4586 | 41Z14R | Factory buildings workshops | Brick wall | Brick wall with asbestos insulated roof | 251m² - 500m² | Eaves ht - 7.0m | Building Construction: - Foundations: Concrete pad and strip foundations with 225mm mesh reinforced concrete floor. Frame: Steel frame Upper Floors: None Roof: Double skin insulated corrugated asbestos sheet, fixed to steel purlins with plastic headed screws, translucent glazing panels; rainwater gutters, down pipes and drainage. External Walls: 225mm brick walls to eaves. Windows and Doors: Timber framed casement windows, access doors goods/personnel. Internal Walls: None Internal Finishes: None Building Services: Electric light and power, water laid on, toilets, heated. External Works: Drainage to the curtilage Accommodation: Single storey workshop building | Location Adjustment Applicable (See Guidance Notes) - ERC = UK mean of 1.00 | (BEAMS Note 2) The ERC for this item should be added to all other rateable items on the hereditament (except land). Therefore the total of the ERC of the other Building Items and the P&M ERC (where applicable) to enable the correct contract size adjustment to be made. ERC of Building Component + ERC of P&M = Total ERC to which contract size adjustment should be applied. The appropriate % adjustment should be made in accordance with the scale for contract size adjustment specified under section 6 of the RCG 2023 Guidance notes. The currency ERC rates are set at £4m (Four Million Pounds) @ 1st April 2021 (AVD) for the RCG 2023 Publication. | Costs exclude external works. | - | - | - | The plant and machinery listed in the description has been included in this costing. | - | - | - | - | 10122 |  | - | - | NA | NA | NA | 477.4423 | Option 1 | 591.9349 | 23.98% | 0 | 0 | -100% | -100% | 0 | -100% | Redirected | NA | VOA_GPN_GOV_UK\7246041 | 2019-08-30 | Low | - | - | Redirected, low risk | NA | - | NA | SPONS A&B | NA | (BEAMS Note 2) The ERC for this item should be added to all other rateable items on the hereditament (except land). Therefore the total of the ERC of the other Building Items and the P&M ERC (where applicable) to enable the correct contract size adjustment to be made. ERC of Building Component + ERC of P&M = Total ERC to which contract size adjustment should be applied. The appropriate % adjustment should be made in accordance with the scale for contract size adjustment specified under section 6 of the RCG 2021 Guidance notes. The currency ERC rates are set at £4m (Four Million Pounds) @ 1st April 2019 (AVD) for the RCG 2021 Publication. | - | - | 2 | TRUE
2385 | 41Z14T | 4588 | 41Z14T | Factory buildings workshops | Brick wall | Brick wall with asbestos insulated roof | 251m² - 500m² | Eaves ht - 7.5m | Building Construction: - Foundations: Concrete pad and strip foundations with 225mm mesh reinforced concrete floor. Frame: Steel frame Upper Floors: None Roof: Double skin insulated corrugated asbestos sheet, fixed to steel purlins with plastic headed screws, translucent glazing panels; rainwater gutters, down pipes and drainage. External Walls: 225mm brick walls to eaves. Windows and Doors: Timber framed casement windows, access doors goods/personnel. Internal Walls: None Internal Finishes: None Building Services: Electric light and power, water laid on, toilets, heated. External Works: Drainage to the curtilage Accommodation: Single storey workshop building | Location Adjustment Applicable (See Guidance Notes) - ERC = UK mean of 1.00 | (BEAMS Note 2) The ERC for this item should be added to all other rateable items on the hereditament (except land). Therefore the total of the ERC of the other Building Items and the P&M ERC (where applicable) to enable the correct contract size adjustment to be made. ERC of Building Component + ERC of P&M = Total ERC to which contract size adjustment should be applied. The appropriate % adjustment should be made in accordance with the scale for contract size adjustment specified under section 6 of the RCG 2023 Guidance notes. The currency ERC rates are set at £4m (Four Million Pounds) @ 1st April 2021 (AVD) for the RCG 2023 Publication. | Costs exclude external works. | - | - | - | The plant and machinery listed in the description has been included in this costing. | - | - | - | - | 10122 |  | - | - | NA | NA | NA | 487.437 | Option 1 | 604.3264 | 23.98% | 0 | 0 | -100% | -100% | 0 | -100% | Redirected | NA | VOA_GPN_GOV_UK\7246041 | 2019-08-30 | Low | - | - | Redirected, low risk | NA | - | NA | SPONS A&B | NA | (BEAMS Note 2) The ERC for this item should be added to all other rateable items on the hereditament (except land). Therefore the total of the ERC of the other Building Items and the P&M ERC (where applicable) to enable the correct contract size adjustment to be made. ERC of Building Component + ERC of P&M = Total ERC to which contract size adjustment should be applied. The appropriate % adjustment should be made in accordance with the scale for contract size adjustment specified under section 6 of the RCG 2021 Guidance notes. The currency ERC rates are set at £4m (Four Million Pounds) @ 1st April 2019 (AVD) for the RCG 2021 Publication. | - | - | 2 | TRUE
2386 | 41Z15A | 4589 | 41Z15A | Factory buildings workshops | Brick wall | Brick wall with asbestos insulated roof | 251m² - 500m² | Eaves ht - 8.0m | Building Construction: - Foundations: Concrete pad and strip foundations with 225mm mesh reinforced concrete floor. Frame: Steel frame Upper Floors: None Roof: Double skin insulated corrugated asbestos sheet, fixed to steel purlins with plastic headed screws, translucent glazing panels; rainwater gutters, down pipes and drainage. External Walls: 225mm brick walls to eaves. Windows and Doors: Timber framed casement windows, access doors goods/personnel. Internal Walls: None Internal Finishes: None Building Services: Electric light and power, water laid on, toilets, heated. External Works: Drainage to the curtilage Accommodation: Single storey workshop building | Location Adjustment Applicable (See Guidance Notes) - ERC = UK mean of 1.00 | (BEAMS Note 2) The ERC for this item should be added to all other rateable items on the hereditament (except land). Therefore the total of the ERC of the other Building Items and the P&M ERC (where applicable) to enable the correct contract size adjustment to be made. ERC of Building Component + ERC of P&M = Total ERC to which contract size adjustment should be applied. The appropriate % adjustment should be made in accordance with the scale for contract size adjustment specified under section 6 of the RCG 2023 Guidance notes. The currency ERC rates are set at £4m (Four Million Pounds) @ 1st April 2021 (AVD) for the RCG 2023 Publication. | Costs exclude external works. | - | - | - | The plant and machinery listed in the description has been included in this costing. | - | - | - | - | 10122 |  | - | - | NA | NA | NA | 525.1096 | Option 1 | 651.0331 | 23.98% | 0 | 0 | -100% | -100% | 0 | -100% | Redirected | NA | VOA_GPN_GOV_UK\7246041 | 2019-08-30 | Low | - | - | Redirected, low risk | NA | - | NA | SPONS A&B | NA | (BEAMS Note 2) The ERC for this item should be added to all other rateable items on the hereditament (except land). Therefore the total of the ERC of the other Building Items and the P&M ERC (where applicable) to enable the correct contract size adjustment to be made. ERC of Building Component + ERC of P&M = Total ERC to which contract size adjustment should be applied. The appropriate % adjustment should be made in accordance with the scale for contract size adjustment specified under section 6 of the RCG 2021 Guidance notes. The currency ERC rates are set at £4m (Four Million Pounds) @ 1st April 2019 (AVD) for the RCG 2021 Publication. | - | - | 2 | TRUE
2387 | 41Z15C | 4590 | 41Z15C | Factory buildings workshops | Brick wall | Brick wall with asbestos insulated roof | 251m² - 500m² | Eaves ht - 8.5m | Building Construction: - Foundations: Concrete pad and strip foundations with 225mm mesh reinforced concrete floor. Frame: Steel frame Upper Floors: None Roof: Double skin insulated corrugated asbestos sheet, fixed to steel purlins with plastic headed screws, translucent glazing panels; rainwater gutters, down pipes and drainage. External Walls: 225mm brick walls to eaves. Windows and Doors: Timber framed casement windows, access doors goods/personnel. Internal Walls: None Internal Finishes: None Building Services: Electric light and power, water laid on, toilets, heated. External Works: Drainage to the curtilage Accommodation: Single storey workshop building | Location Adjustment Applicable (See Guidance Notes) - ERC = UK mean of 1.00 | (BEAMS Note 2) The ERC for this item should be added to all other rateable items on the hereditament (except land). Therefore the total of the ERC of the other Building Items and the P&M ERC (where applicable) to enable the correct contract size adjustment to be made. ERC of Building Component + ERC of P&M = Total ERC to which contract size adjustment should be applied. The appropriate % adjustment should be made in accordance with the scale for contract size adjustment specified under section 6 of the RCG 2023 Guidance notes. The currency ERC rates are set at £4m (Four Million Pounds) @ 1st April 2021 (AVD) for the RCG 2023 Publication. | Costs exclude external works. | - | - | - | The plant and machinery listed in the description has been included in this costing. | - | - | - | - | 10122 |  | - | - | NA | NA | NA | 536.642 | Option 1 | 665.331 | 23.98% | 0 | 0 | -100% | -100% | 0 | -100% | Redirected | NA | VOA_GPN_GOV_UK\7246041 | 2019-08-30 | Low | - | - | Redirected, low risk | NA | - | NA | SPONS A&B | NA | (BEAMS Note 2) The ERC for this item should be added to all other rateable items on the hereditament (except land). Therefore the total of the ERC of the other Building Items and the P&M ERC (where applicable) to enable the correct contract size adjustment to be made. ERC of Building Component + ERC of P&M = Total ERC to which contract size adjustment should be applied. The appropriate % adjustment should be made in accordance with the scale for contract size adjustment specified under section 6 of the RCG 2021 Guidance notes. The currency ERC rates are set at £4m (Four Million Pounds) @ 1st April 2019 (AVD) for the RCG 2021 Publication. | - | - | 2 | TRUE
2388 | 41Z15E | 4591 | 41Z15E | Factory buildings workshops | Brick wall | Brick wall with asbestos insulated roof | 251m² - 500m² | Eaves ht - 9.0m | Building Construction: - Foundations: Concrete pad and strip foundations with 225mm mesh reinforced concrete floor. Frame: Steel frame Upper Floors: None Roof: Double skin insulated corrugated asbestos sheet, fixed to steel purlins with plastic headed screws, translucent glazing panels; rainwater gutters, down pipes and drainage. External Walls: 225mm brick walls to eaves. Windows and Doors: Timber framed casement windows, access doors goods/personnel. Internal Walls: None Internal Finishes: None Building Services: Electric light and power, water laid on, toilets, heated. External Works: Drainage to the curtilage Accommodation: Single storey workshop building | Location Adjustment Applicable (See Guidance Notes) - ERC = UK mean of 1.00 | (BEAMS Note 2) The ERC for this item should be added to all other rateable items on the hereditament (except land). Therefore the total of the ERC of the other Building Items and the P&M ERC (where applicable) to enable the correct contract size adjustment to be made. ERC of Building Component + ERC of P&M = Total ERC to which contract size adjustment should be applied. The appropriate % adjustment should be made in accordance with the scale for contract size adjustment specified under section 6 of the RCG 2023 Guidance notes. The currency ERC rates are set at £4m (Four Million Pounds) @ 1st April 2021 (AVD) for the RCG 2023 Publication. | Costs exclude external works. | - | - | - | The plant and machinery listed in the description has been included in this costing. | - | - | - | - | 10122 |  | - | - | NA | NA | NA | 547.4056 | Option 1 | 678.6758 | 23.98% | 0 | 0 | -100% | -100% | 0 | -100% | Redirected | NA | VOA_GPN_GOV_UK\7246041 | 2019-08-30 | Low | - | - | Redirected, low risk | NA | - | NA | SPONS A&B | NA | (BEAMS Note 2) The ERC for this item should be added to all other rateable items on the hereditament (except land). Therefore the total of the ERC of the other Building Items and the P&M ERC (where applicable) to enable the correct contract size adjustment to be made. ERC of Building Component + ERC of P&M = Total ERC to which contract size adjustment should be applied. The appropriate % adjustment should be made in accordance with the scale for contract size adjustment specified under section 6 of the RCG 2021 Guidance notes. The currency ERC rates are set at £4m (Four Million Pounds) @ 1st April 2019 (AVD) for the RCG 2021 Publication. | - | - | 2 | TRUE
2389 | 41Z15G | 4592 | 41Z15G | Factory buildings workshops | Brick wall | Brick wall with asbestos insulated roof | 251m² - 500m² | Eaves ht - 9.5m | Building Construction: - Foundations: Concrete pad and strip foundations with 225mm mesh reinforced concrete floor. Frame: Steel frame Upper Floors: None Roof: Double skin insulated corrugated asbestos sheet, fixed to steel purlins with plastic headed screws, translucent glazing panels; rainwater gutters, down pipes and drainage. External Walls: 225mm brick walls to eaves. Windows and Doors: Timber framed casement windows, access doors goods/personnel. Internal Walls: None Internal Finishes: None Building Services: Electric light and power, water laid on, toilets, heated. External Works: Drainage to the curtilage Accommodation: Single storey workshop building | Location Adjustment Applicable (See Guidance Notes) - ERC = UK mean of 1.00 | (BEAMS Note 2) The ERC for this item should be added to all other rateable items on the hereditament (except land). Therefore the total of the ERC of the other Building Items and the P&M ERC (where applicable) to enable the correct contract size adjustment to be made. ERC of Building Component + ERC of P&M = Total ERC to which contract size adjustment should be applied. The appropriate % adjustment should be made in accordance with the scale for contract size adjustment specified under section 6 of the RCG 2023 Guidance notes. The currency ERC rates are set at £4m (Four Million Pounds) @ 1st April 2021 (AVD) for the RCG 2023 Publication. | Costs exclude external works. | - | - | - | The plant and machinery listed in the description has been included in this costing. | - | - | - | - | 10122 |  | - | - | NA | NA | NA | 559.7069 | Option 1 | 693.9269 | 23.98% | 0 | 0 | -100% | -100% | 0 | -100% | Redirected | NA | VOA_GPN_GOV_UK\7246041 | 2019-08-30 | Low | - | - | Redirected, low risk | NA | - | NA | SPONS A&B | NA | (BEAMS Note 2) The ERC for this item should be added to all other rateable items on the hereditament (except land). Therefore the total of the ERC of the other Building Items and the P&M ERC (where applicable) to enable the correct contract size adjustment to be made. ERC of Building Component + ERC of P&M = Total ERC to which contract size adjustment should be applied. The appropriate % adjustment should be made in accordance with the scale for contract size adjustment specified under section 6 of the RCG 2021 Guidance notes. The currency ERC rates are set at £4m (Four Million Pounds) @ 1st April 2019 (AVD) for the RCG 2021 Publication. | - | - | 2 | TRUE
2390 | 41Z15K | 4593 | 41Z15K | Factory buildings workshops | Brick wall | Brick wall with asbestos insulated roof | 251m² - 500m² | Eaves ht - 10.0m | Building Construction: - Foundations: Concrete pad and strip foundations with 225mm mesh reinforced concrete floor. Frame: Steel frame Upper Floors: None Roof: Double skin insulated corrugated asbestos sheet, fixed to steel purlins with plastic headed screws, translucent glazing panels; rainwater gutters, down pipes and drainage. External Walls: 225mm brick walls to eaves. Windows and Doors: Timber framed casement windows, access doors goods/personnel. Internal Walls: None Internal Finishes: None Building Services: Electric light and power, water laid on, toilets, heated. External Works: Drainage to the curtilage Accommodation: Single storey workshop building | Location Adjustment Applicable (See Guidance Notes) - ERC = UK mean of 1.00 | (BEAMS Note 2) The ERC for this item should be added to all other rateable items on the hereditament (except land). Therefore the total of the ERC of the other Building Items and the P&M ERC (where applicable) to enable the correct contract size adjustment to be made. ERC of Building Component + ERC of P&M = Total ERC to which contract size adjustment should be applied. The appropriate % adjustment should be made in accordance with the scale for contract size adjustment specified under section 6 of the RCG 2023 Guidance notes. The currency ERC rates are set at £4m (Four Million Pounds) @ 1st April 2021 (AVD) for the RCG 2023 Publication. | Costs exclude external works. | - | - | - | The plant and machinery listed in the description has been included in this costing. | - | - | - | - | 10122 |  | - | - | NA | NA | NA | 572.0081 | Option 1 | 709.178 | 23.98% | 0 | 0 | -100% | -100% | 0 | -100% | Redirected | NA | VOA_GPN_GOV_UK\7246041 | 2019-08-30 | Low | - | - | Redirected, low risk | NA | - | NA | SPONS A&B | NA | (BEAMS Note 2) The ERC for this item should be added to all other rateable items on the hereditament (except land). Therefore the total of the ERC of the other Building Items and the P&M ERC (where applicable) to enable the correct contract size adjustment to be made. ERC of Building Component + ERC of P&M = Total ERC to which contract size adjustment should be applied. The appropriate % adjustment should be made in accordance with the scale for contract size adjustment specified under section 6 of the RCG 2021 Guidance notes. The currency ERC rates are set at £4m (Four Million Pounds) @ 1st April 2019 (AVD) for the RCG 2021 Publication. | - | - | 2 | TRUE
2391 | 41Z15P | 4594 | 41Z15P | Factory buildings workshops | Brick wall | Brick wall with asbestos insulated roof | 251m² - 500m² | Eaves ht - 11.0m | Building Construction: - Foundations: Concrete pad and strip foundations with 225mm mesh reinforced concrete floor. Frame: Steel frame Upper Floors: None Roof: Double skin insulated corrugated asbestos sheet, fixed to steel purlins with plastic headed screws, translucent glazing panels; rainwater gutters, down pipes and drainage. External Walls: 225mm brick walls to eaves. Windows and Doors: Timber framed casement windows, access doors goods/personnel. Internal Walls: None Internal Finishes: None Building Services: Electric light and power, water laid on, toilets, heated. External Works: Drainage to the curtilage Accommodation: Single storey workshop building | Location Adjustment Applicable (See Guidance Notes) - ERC = UK mean of 1.00 | (BEAMS Note 2) The ERC for this item should be added to all other rateable items on the hereditament (except land). Therefore the total of the ERC of the other Building Items and the P&M ERC (where applicable) to enable the correct contract size adjustment to be made. ERC of Building Component + ERC of P&M = Total ERC to which contract size adjustment should be applied. The appropriate % adjustment should be made in accordance with the scale for contract size adjustment specified under section 6 of the RCG 2023 Guidance notes. The currency ERC rates are set at £4m (Four Million Pounds) @ 1st April 2021 (AVD) for the RCG 2023 Publication. | Costs exclude external works. | - | - | - | The plant and machinery listed in the description has been included in this costing. | - | - | - | - | 10122 |  | - | - | NA | NA | NA | 595.8418 | Option 1 | 738.7271 | 23.98% | 0 | 0 | -100% | -100% | 0 | -100% | Redirected | NA | VOA_GPN_GOV_UK\7246041 | 2019-08-30 | Low | - | - | Redirected, low risk | NA | - | NA | SPONS A&B | NA | (BEAMS Note 2) The ERC for this item should be added to all other rateable items on the hereditament (except land). Therefore the total of the ERC of the other Building Items and the P&M ERC (where applicable) to enable the correct contract size adjustment to be made. ERC of Building Component + ERC of P&M = Total ERC to which contract size adjustment should be applied. The appropriate % adjustment should be made in accordance with the scale for contract size adjustment specified under section 6 of the RCG 2021 Guidance notes. The currency ERC rates are set at £4m (Four Million Pounds) @ 1st April 2019 (AVD) for the RCG 2021 Publication. | - | - | 2 | TRUE
2392 | 41Z15T | 4595 | 41Z15T | Factory buildings workshops | Brick wall | Brick wall with asbestos insulated roof | 251m² - 500m² | Eaves ht - 12.0m | Building Construction: - Foundations: Concrete pad and strip foundations with 225mm mesh reinforced concrete floor. Frame: Steel frame Upper Floors: None Roof: Double skin insulated corrugated asbestos sheet, fixed to steel purlins with plastic headed screws, translucent glazing panels; rainwater gutters, down pipes and drainage. External Walls: 225mm brick walls to eaves. Windows and Doors: Timber framed casement windows, access doors goods/personnel. Internal Walls: None Internal Finishes: None Building Services: Electric light and power, water laid on, toilets, heated. External Works: Drainage to the curtilage Accommodation: Single storey workshop building | Location Adjustment Applicable (See Guidance Notes) - ERC = UK mean of 1.00 | (BEAMS Note 2) The ERC for this item should be added to all other rateable items on the hereditament (except land). Therefore the total of the ERC of the other Building Items and the P&M ERC (where applicable) to enable the correct contract size adjustment to be made. ERC of Building Component + ERC of P&M = Total ERC to which contract size adjustment should be applied. The appropriate % adjustment should be made in accordance with the scale for contract size adjustment specified under section 6 of the RCG 2023 Guidance notes. The currency ERC rates are set at £4m (Four Million Pounds) @ 1st April 2021 (AVD) for the RCG 2023 Publication. | Costs exclude external works. | - | - | - | The plant and machinery listed in the description has been included in this costing. | - | - | - | - | 10122 |  | - | - | NA | NA | NA | 618.9067 | Option 1 | 767.323 | 23.98% | 0 | 0 | -100% | -100% | 0 | -100% | Redirected | NA | VOA_GPN_GOV_UK\7246041 | 2019-08-30 | Low | - | - | Redirected, low risk | NA | - | NA | SPONS A&B | NA | (BEAMS Note 2) The ERC for this item should be added to all other rateable items on the hereditament (except land). Therefore the total of the ERC of the other Building Items and the P&M ERC (where applicable) to enable the correct contract size adjustment to be made. ERC of Building Component + ERC of P&M = Total ERC to which contract size adjustment should be applied. The appropriate % adjustment should be made in accordance with the scale for contract size adjustment specified under section 6 of the RCG 2021 Guidance notes. The currency ERC rates are set at £4m (Four Million Pounds) @ 1st April 2019 (AVD) for the RCG 2021 Publication. | - | - | 2 | TRUE
2393 | 41Z16A | 4596 | 41Z16A | Factory buildings workshops | Brick wall | Brick wall with asbestos insulated roof | 501m² - 1000m² | Eaves ht - 3.0m | Building Construction : - Foundations : Concrete pad and strip foundations with 225mm mesh reinforced concrete floor. Frame : Steel frame Upper Floors : None Roof : Double skin insulated corrugated asbestos sheet, fixed to steel purlins with plastic headed screws, translucent glazing panels; rainwater gutters, down pipes and drainage. External Walls : 225mm brick walls to eaves. Windows and Doors : Timber framed casement windows, access doors goods/personnel. Internal Walls : None Internal Finishes : None Building Services : Electric light and power, water laid on, toilets, heated. External Works : Drainage to the curtilage Accommodation : Single storey workshop building | Location Adjustment Applicable (See Guidance Notes) - ERC = UK mean of 1.00 | (BEAMS Note 2) The ERC for this item should be added to all other rateable items on the hereditament (except land). Therefore the total of the ERC of the other Building Items and the P&M ERC (where applicable) to enable the correct contract size adjustment to be made. ERC of Building Component + ERC of P&M = Total ERC to which contract size adjustment should be applied. The appropriate % adjustment should be made in accordance with the scale for contract size adjustment specified under section 6 of the RCG 2023 Guidance notes. The currency ERC rates are set at £4m (Four Million Pounds) @ 1st April 2021 (AVD) for the RCG 2023 Publication. | Costs exclude external works. | - | - | - | The plant and machinery listed in the description has been included in this costing. | - | - | - | - | 10123 |  | - | - | NA | NA | NA | 342.8973 | Option 1 | 425.1255 | 23.98% | 0 | 0 | -100% | -100% | 0 | -100% | Redirected | NA | VOA_GPN_GOV_UK\7246041 | 2019-08-30 | Low | - | - | Redirected, low risk | NA | - | NA | SPONS A&B | NA | (BEAMS Note 2) The ERC for this item should be added to all other rateable items on the hereditament (except land). Therefore the total of the ERC of the other Building Items and the P&M ERC (where applicable) to enable the correct contract size adjustment to be made. ERC of Building Component + ERC of P&M = Total ERC to which contract size adjustment should be applied. The appropriate % adjustment should be made in accordance with the scale for contract size adjustment specified under section 6 of the RCG 2021 Guidance notes. The currency ERC rates are set at £4m (Four Million Pounds) @ 1st April 2019 (AVD) for the RCG 2021 Publication. | - | - | 2 | TRUE
2394 | 41Z16C | 4597 | 41Z16C | Factory buildings workshops | Brick wall | Brick wall with asbestos insulated roof | 501m² - 1000m² | Eaves ht - 3.5m | Building Construction : - Foundations : Concrete pad and strip foundations with 225mm mesh reinforced concrete floor. Frame : Steel frame Upper Floors : None Roof : Double skin insulated corrugated asbestos sheet, fixed to steel purlins with plastic headed screws, translucent glazing panels; rainwater gutters, down pipes and drainage. External Walls : 225mm brick walls to eaves. Windows and Doors : Timber framed casement windows, access doors goods/personnel. Internal Walls : None Internal Finishes : None Building Services : Electric light and power, water laid on, toilets, heated. External Works : Drainage to the curtilage Accommodation : Single storey workshop building | Location Adjustment Applicable (See Guidance Notes) - ERC = UK mean of 1.00 | (BEAMS Note 2) The ERC for this item should be added to all other rateable items on the hereditament (except land). Therefore the total of the ERC of the other Building Items and the P&M ERC (where applicable) to enable the correct contract size adjustment to be made. ERC of Building Component + ERC of P&M = Total ERC to which contract size adjustment should be applied. The appropriate % adjustment should be made in accordance with the scale for contract size adjustment specified under section 6 of the RCG 2023 Guidance notes. The currency ERC rates are set at £4m (Four Million Pounds) @ 1st April 2021 (AVD) for the RCG 2023 Publication. | Costs exclude external works. | - | - | - | The plant and machinery listed in the description has been included in this costing. | - | - | - | - | 10123 |  | - | - | NA | NA | NA | 349.8168 | Option 1 | 433.7043 | 23.98% | 0 | 0 | -100% | -100% | 0 | -100% | Redirected | NA | VOA_GPN_GOV_UK\7246041 | 2019-08-30 | Low | - | - | Redirected, low risk | NA | - | NA | SPONS A&B | NA | (BEAMS Note 2) The ERC for this item should be added to all other rateable items on the hereditament (except land). Therefore the total of the ERC of the other Building Items and the P&M ERC (where applicable) to enable the correct contract size adjustment to be made. ERC of Building Component + ERC of P&M = Total ERC to which contract size adjustment should be applied. The appropriate % adjustment should be made in accordance with the scale for contract size adjustment specified under section 6 of the RCG 2021 Guidance notes. The currency ERC rates are set at £4m (Four Million Pounds) @ 1st April 2019 (AVD) for the RCG 2021 Publication. | - | - | 2 | TRUE
2395 | 41Z16E | 4598 | 41Z16E | Factory buildings workshops | Brick wall | Brick wall with asbestos insulated roof | 501m² - 1000m² | Eaves ht - 4.0m | Building Construction : - Foundations : Concrete pad and strip foundations with 225mm mesh reinforced concrete floor. Frame : Steel frame Upper Floors : None Roof : Double skin insulated corrugated asbestos sheet, fixed to steel purlins with plastic headed screws, translucent glazing panels; rainwater gutters, down pipes and drainage. External Walls : 225mm brick walls to eaves. Windows and Doors : Timber framed casement windows, access doors goods/personnel. Internal Walls : None Internal Finishes : None Building Services : Electric light and power, water laid on, toilets, heated. External Works : Drainage to the curtilage Accommodation : Single storey workshop building | Location Adjustment Applicable (See Guidance Notes) - ERC = UK mean of 1.00 | (BEAMS Note 2) The ERC for this item should be added to all other rateable items on the hereditament (except land). Therefore the total of the ERC of the other Building Items and the P&M ERC (where applicable) to enable the correct contract size adjustment to be made. ERC of Building Component + ERC of P&M = Total ERC to which contract size adjustment should be applied. The appropriate % adjustment should be made in accordance with the scale for contract size adjustment specified under section 6 of the RCG 2023 Guidance notes. The currency ERC rates are set at £4m (Four Million Pounds) @ 1st April 2021 (AVD) for the RCG 2023 Publication. | Costs exclude external works. | - | - | - | The plant and machinery listed in the description has been included in this costing. | - | - | - | - | 10123 |  | - | - | NA | NA | NA | 355.9674 | Option 1 | 441.3299 | 23.98% | 0 | 0 | -100% | -100% | 0 | -100% | Redirected | NA | VOA_GPN_GOV_UK\7246041 | 2019-08-30 | Low | - | - | Redirected, low risk | NA | - | NA | SPONS A&B | NA | (BEAMS Note 2) The ERC for this item should be added to all other rateable items on the hereditament (except land). Therefore the total of the ERC of the other Building Items and the P&M ERC (where applicable) to enable the correct contract size adjustment to be made. ERC of Building Component + ERC of P&M = Total ERC to which contract size adjustment should be applied. The appropriate % adjustment should be made in accordance with the scale for contract size adjustment specified under section 6 of the RCG 2021 Guidance notes. The currency ERC rates are set at £4m (Four Million Pounds) @ 1st April 2019 (AVD) for the RCG 2021 Publication. | - | - | 2 | TRUE
2396 | 41Z16G | 4599 | 41Z16G | Factory buildings workshops | Brick wall | Brick wall with asbestos insulated roof | 501m² - 1000m² | Eaves ht - 4.5m | Building Construction : - Foundations : Concrete pad and strip foundations with 225mm mesh reinforced concrete floor. Frame : Steel frame Upper Floors : None Roof : Double skin insulated corrugated asbestos sheet, fixed to steel purlins with plastic headed screws, translucent glazing panels; rainwater gutters, down pipes and drainage. External Walls : 225mm brick walls to eaves. Windows and Doors : Timber framed casement windows, access doors goods/personnel. Internal Walls : None Internal Finishes : None Building Services : Electric light and power, water laid on, toilets, heated. External Works : Drainage to the curtilage Accommodation : Single storey workshop building | Location Adjustment Applicable (See Guidance Notes) - ERC = UK mean of 1.00 | (BEAMS Note 2) The ERC for this item should be added to all other rateable items on the hereditament (except land). Therefore the total of the ERC of the other Building Items and the P&M ERC (where applicable) to enable the correct contract size adjustment to be made. ERC of Building Component + ERC of P&M = Total ERC to which contract size adjustment should be applied. The appropriate % adjustment should be made in accordance with the scale for contract size adjustment specified under section 6 of the RCG 2023 Guidance notes. The currency ERC rates are set at £4m (Four Million Pounds) @ 1st April 2021 (AVD) for the RCG 2023 Publication. | Costs exclude external works. | - | - | - | The plant and machinery listed in the description has been included in this costing. | - | - | - | - | 10123 |  | - | - | NA | NA | NA | 362.8869 | Option 1 | 449.9086 | 23.98% | 0 | 0 | -100% | -100% | 0 | -100% | Redirected | NA | VOA_GPN_GOV_UK\7246041 | 2019-08-30 | Low | - | - | Redirected, low risk | NA | - | NA | SPONS A&B | NA | (BEAMS Note 2) The ERC for this item should be added to all other rateable items on the hereditament (except land). Therefore the total of the ERC of the other Building Items and the P&M ERC (where applicable) to enable the correct contract size adjustment to be made. ERC of Building Component + ERC of P&M = Total ERC to which contract size adjustment should be applied. The appropriate % adjustment should be made in accordance with the scale for contract size adjustment specified under section 6 of the RCG 2021 Guidance notes. The currency ERC rates are set at £4m (Four Million Pounds) @ 1st April 2019 (AVD) for the RCG 2021 Publication. | - | - | 2 | TRUE
2397 | 41Z16H | 4600 | 41Z16H | Factory buildings workshops | Brick wall | Brick wall with asbestos insulated roof | 501m² - 1000m² | Eaves ht - 5.0m | Building Construction : - Foundations : Concrete pad and strip foundations with 225mm mesh reinforced concrete floor. Frame : Steel frame Upper Floors : None Roof : Double skin insulated corrugated asbestos sheet, fixed to steel purlins with plastic headed screws, translucent glazing panels; rainwater gutters, down pipes and drainage. External Walls : 225mm brick walls to eaves. Windows and Doors : Timber framed casement windows, access doors goods/personnel. Internal Walls : None Internal Finishes : None Building Services : Electric light and power, water laid on, toilets, heated. External Works : Drainage to the curtilage Accommodation : Single storey workshop building | Location Adjustment Applicable (See Guidance Notes) - ERC = UK mean of 1.00 | (BEAMS Note 2) The ERC for this item should be added to all other rateable items on the hereditament (except land). Therefore the total of the ERC of the other Building Items and the P&M ERC (where applicable) to enable the correct contract size adjustment to be made. ERC of Building Component + ERC of P&M = Total ERC to which contract size adjustment should be applied. The appropriate % adjustment should be made in accordance with the scale for contract size adjustment specified under section 6 of the RCG 2023 Guidance notes. The currency ERC rates are set at £4m (Four Million Pounds) @ 1st April 2021 (AVD) for the RCG 2023 Publication. | Costs exclude external works. | - | - | - | The plant and machinery listed in the description has been included in this costing. | - | - | - | - | 10123 |  | - | - | NA | NA | NA | 372.1128 | Option 1 | 461.347 | 23.98% | 0 | 0 | -100% | -100% | 0 | -100% | Redirected | NA | VOA_GPN_GOV_UK\7246041 | 2019-08-30 | Low | - | - | Redirected, low risk | NA | - | NA | SPONS A&B | NA | (BEAMS Note 2) The ERC for this item should be added to all other rateable items on the hereditament (except land). Therefore the total of the ERC of the other Building Items and the P&M ERC (where applicable) to enable the correct contract size adjustment to be made. ERC of Building Component + ERC of P&M = Total ERC to which contract size adjustment should be applied. The appropriate % adjustment should be made in accordance with the scale for contract size adjustment specified under section 6 of the RCG 2021 Guidance notes. The currency ERC rates are set at £4m (Four Million Pounds) @ 1st April 2019 (AVD) for the RCG 2021 Publication. | - | - | 2 | TRUE
2398 | 41Z16K | 4601 | 41Z16K | Factory buildings workshops | Brick wall | Brick wall with asbestos insulated roof | 501m² - 1000m² | Eaves ht - 5.5m | Building Construction : - Foundations : Concrete pad and strip foundations with 225mm mesh reinforced concrete floor. Frame : Steel frame Upper Floors : None Roof : Double skin insulated corrugated asbestos sheet, fixed to steel purlins with plastic headed screws, translucent glazing panels; rainwater gutters, down pipes and drainage. External Walls : 225mm brick walls to eaves. Windows and Doors : Timber framed casement windows, access doors goods/personnel. Internal Walls : None Internal Finishes : None Building Services : Electric light and power, water laid on, toilets, heated. External Works : Drainage to the curtilage Accommodation : Single storey workshop building | Location Adjustment Applicable (See Guidance Notes) - ERC = UK mean of 1.00 | (BEAMS Note 2) The ERC for this item should be added to all other rateable items on the hereditament (except land). Therefore the total of the ERC of the other Building Items and the P&M ERC (where applicable) to enable the correct contract size adjustment to be made. ERC of Building Component + ERC of P&M = Total ERC to which contract size adjustment should be applied. The appropriate % adjustment should be made in accordance with the scale for contract size adjustment specified under section 6 of the RCG 2023 Guidance notes. The currency ERC rates are set at £4m (Four Million Pounds) @ 1st April 2021 (AVD) for the RCG 2023 Publication. | Costs exclude external works. | - | - | - | The plant and machinery listed in the description has been included in this costing. | - | - | - | - | 10123 |  | - | - | NA | NA | NA | 385.9517 | Option 1 | 478.5045 | 23.98% | 0 | 0 | -100% | -100% | 0 | -100% | Redirected | NA | VOA_GPN_GOV_UK\7246041 | 2019-08-30 | Low | - | - | Redirected, low risk | NA | - | NA | SPONS A&B | NA | (BEAMS Note 2) The ERC for this item should be added to all other rateable items on the hereditament (except land). Therefore the total of the ERC of the other Building Items and the P&M ERC (where applicable) to enable the correct contract size adjustment to be made. ERC of Building Component + ERC of P&M = Total ERC to which contract size adjustment should be applied. The appropriate % adjustment should be made in accordance with the scale for contract size adjustment specified under section 6 of the RCG 2021 Guidance notes. The currency ERC rates are set at £4m (Four Million Pounds) @ 1st April 2019 (AVD) for the RCG 2021 Publication. | - | - | 2 | TRUE
2399 | 41Z16M | 4602 | 41Z16M | Factory buildings workshops | Brick wall | Brick wall with asbestos insulated roof | 501m² - 1000m² | Eaves ht - 6.0m | Building Construction : - Foundations : Concrete pad and strip foundations with 225mm mesh reinforced concrete floor. Frame : Steel frame Upper Floors : None Roof : Double skin insulated corrugated asbestos sheet, fixed to steel purlins with plastic headed screws, translucent glazing panels; rainwater gutters, down pipes and drainage. External Walls : 225mm brick walls to eaves. Windows and Doors : Timber framed casement windows, access doors goods/personnel. Internal Walls : None Internal Finishes : None Building Services : Electric light and power, water laid on, toilets, heated. External Works : Drainage to the curtilage Accommodation : Single storey workshop building | Location Adjustment Applicable (See Guidance Notes) - ERC = UK mean of 1.00 | (BEAMS Note 2) The ERC for this item should be added to all other rateable items on the hereditament (except land). Therefore the total of the ERC of the other Building Items and the P&M ERC (where applicable) to enable the correct contract size adjustment to be made. ERC of Building Component + ERC of P&M = Total ERC to which contract size adjustment should be applied. The appropriate % adjustment should be made in accordance with the scale for contract size adjustment specified under section 6 of the RCG 2023 Guidance notes. The currency ERC rates are set at £4m (Four Million Pounds) @ 1st April 2021 (AVD) for the RCG 2023 Publication. | Costs exclude external works. | - | - | - | The plant and machinery listed in the description has been included in this costing. | - | - | - | - | 10123 |  | - | - | NA | NA | NA | 393.64 | Option 1 | 488.0365 | 23.98% | 0 | 0 | -100% | -100% | 0 | -100% | Redirected | NA | VOA_GPN_GOV_UK\7246041 | 2019-08-30 | Low | - | - | Redirected, low risk | NA | - | NA | SPONS A&B | NA | (BEAMS Note 2) The ERC for this item should be added to all other rateable items on the hereditament (except land). Therefore the total of the ERC of the other Building Items and the P&M ERC (where applicable) to enable the correct contract size adjustment to be made. ERC of Building Component + ERC of P&M = Total ERC to which contract size adjustment should be applied. The appropriate % adjustment should be made in accordance with the scale for contract size adjustment specified under section 6 of the RCG 2021 Guidance notes. The currency ERC rates are set at £4m (Four Million Pounds) @ 1st April 2019 (AVD) for the RCG 2021 Publication. | - | - | 2 | TRUE
2400 | 41Z16P | 4603 | 41Z16P | Factory buildings workshops | Brick wall | Brick wall with asbestos insulated roof | 501m² - 1000m² | Eaves ht - 6.5m | Building Construction : - Foundations : Concrete pad and strip foundations with 225mm mesh reinforced concrete floor. Frame : Steel frame Upper Floors : None Roof : Double skin insulated corrugated asbestos sheet, fixed to steel purlins with plastic headed screws, translucent glazing panels; rainwater gutters, down pipes and drainage. External Walls : 225mm brick walls to eaves. Windows and Doors : Timber framed casement windows, access doors goods/personnel. Internal Walls : None Internal Finishes : None Building Services : Electric light and power, water laid on, toilets, heated. External Works : Drainage to the curtilage Accommodation : Single storey workshop building | Location Adjustment Applicable (See Guidance Notes) - ERC = UK mean of 1.00 | (BEAMS Note 2) The ERC for this item should be added to all other rateable items on the hereditament (except land). Therefore the total of the ERC of the other Building Items and the P&M ERC (where applicable) to enable the correct contract size adjustment to be made. ERC of Building Component + ERC of P&M = Total ERC to which contract size adjustment should be applied. The appropriate % adjustment should be made in accordance with the scale for contract size adjustment specified under section 6 of the RCG 2023 Guidance notes. The currency ERC rates are set at £4m (Four Million Pounds) @ 1st April 2021 (AVD) for the RCG 2023 Publication. | Costs exclude external works. | - | - | - | The plant and machinery listed in the description has been included in this costing. | - | - | - | - | 10123 |  | - | - | NA | NA | NA | 400.5595 | Option 1 | 496.6153 | 23.98% | 0 | 0 | -100% | -100% | 0 | -100% | Redirected | NA | VOA_GPN_GOV_UK\7246041 | 2019-08-30 | Low | - | - | Redirected, low risk | NA | - | NA | SPONS A&B | NA | (BEAMS Note 2) The ERC for this item should be added to all other rateable items on the hereditament (except land). Therefore the total of the ERC of the other Building Items and the P&M ERC (where applicable) to enable the correct contract size adjustment to be made. ERC of Building Component + ERC of P&M = Total ERC to which contract size adjustment should be applied. The appropriate % adjustment should be made in accordance with the scale for contract size adjustment specified under section 6 of the RCG 2021 Guidance notes. The currency ERC rates are set at £4m (Four Million Pounds) @ 1st April 2019 (AVD) for the RCG 2021 Publication. | - | - | 2 | TRUE
2401 | 41Z16R | 4605 | 41Z16R | Factory buildings workshops | Brick wall | Brick wall with asbestos insulated roof | 501m² - 1000m² | Eaves ht - 7.0m | Building Construction : - Foundations : Concrete pad and strip foundations with 225mm mesh reinforced concrete floor. Frame : Steel frame Upper Floors : None Roof : Double skin insulated corrugated asbestos sheet, fixed to steel purlins with plastic headed screws, translucent glazing panels; rainwater gutters, down pipes and drainage. External Walls : 225mm brick walls to eaves. Windows and Doors : Timber framed casement windows, access doors goods/personnel. Internal Walls : None Internal Finishes : None Building Services : Electric light and power, water laid on, toilets, heated. External Works : Drainage to the curtilage Accommodation : Single storey workshop building | Location Adjustment Applicable (See Guidance Notes) - ERC = UK mean of 1.00 | (BEAMS Note 2) The ERC for this item should be added to all other rateable items on the hereditament (except land). Therefore the total of the ERC of the other Building Items and the P&M ERC (where applicable) to enable the correct contract size adjustment to be made. ERC of Building Component + ERC of P&M = Total ERC to which contract size adjustment should be applied. The appropriate % adjustment should be made in accordance with the scale for contract size adjustment specified under section 6 of the RCG 2023 Guidance notes. The currency ERC rates are set at £4m (Four Million Pounds) @ 1st April 2021 (AVD) for the RCG 2023 Publication. | Costs exclude external works. | - | - | - | The plant and machinery listed in the description has been included in this costing. | - | - | - | - | 10123 |  | - | - | NA | NA | NA | 409.0166 | Option 1 | 507.1004 | 23.98% | 0 | 0 | -100% | -100% | 0 | -100% | Redirected | NA | VOA_GPN_GOV_UK\7246041 | 2019-08-30 | Low | - | - | Redirected, low risk | NA | - | NA | SPONS A&B | NA | (BEAMS Note 2) The ERC for this item should be added to all other rateable items on the hereditament (except land). Therefore the total of the ERC of the other Building Items and the P&M ERC (where applicable) to enable the correct contract size adjustment to be made. ERC of Building Component + ERC of P&M = Total ERC to which contract size adjustment should be applied. The appropriate % adjustment should be made in accordance with the scale for contract size adjustment specified under section 6 of the RCG 2021 Guidance notes. The currency ERC rates are set at £4m (Four Million Pounds) @ 1st April 2019 (AVD) for the RCG 2021 Publication. | - | - | 2 | TRUE
2402 | 41Z16T | 4606 | 41Z16T | Factory buildings workshops | Brick wall | Brick wall with asbestos insulated roof | 501m² - 1000m² | Eaves ht - 7.5m | Building Construction : - Foundations : Concrete pad and strip foundations with 225mm mesh reinforced concrete floor. Frame : Steel frame Upper Floors : None Roof : Double skin insulated corrugated asbestos sheet, fixed to steel purlins with plastic headed screws, translucent glazing panels; rainwater gutters, down pipes and drainage. External Walls : 225mm brick walls to eaves. Windows and Doors : Timber framed casement windows, access doors goods/personnel. Internal Walls : None Internal Finishes : None Building Services : Electric light and power, water laid on, toilets, heated. External Works : Drainage to the curtilage Accommodation : Single storey workshop building | Location Adjustment Applicable (See Guidance Notes) - ERC = UK mean of 1.00 | (BEAMS Note 2) The ERC for this item should be added to all other rateable items on the hereditament (except land). Therefore the total of the ERC of the other Building Items and the P&M ERC (where applicable) to enable the correct contract size adjustment to be made. ERC of Building Component + ERC of P&M = Total ERC to which contract size adjustment should be applied. The appropriate % adjustment should be made in accordance with the scale for contract size adjustment specified under section 6 of the RCG 2023 Guidance notes. The currency ERC rates are set at £4m (Four Million Pounds) @ 1st April 2021 (AVD) for the RCG 2023 Publication. | Costs exclude external works. | - | - | - | The plant and machinery listed in the description has been included in this costing. | - | - | - | - | 10123 |  | - | - | NA | NA | NA | 415.936 | Option 1 | 515.6792 | 23.98% | 0 | 0 | -100% | -100% | 0 | -100% | Redirected | NA | VOA_GPN_GOV_UK\7246041 | 2019-08-30 | Low | - | - | Redirected, low risk | NA | - | NA | SPONS A&B | NA | (BEAMS Note 2) The ERC for this item should be added to all other rateable items on the hereditament (except land). Therefore the total of the ERC of the other Building Items and the P&M ERC (where applicable) to enable the correct contract size adjustment to be made. ERC of Building Component + ERC of P&M = Total ERC to which contract size adjustment should be applied. The appropriate % adjustment should be made in accordance with the scale for contract size adjustment specified under section 6 of the RCG 2021 Guidance notes. The currency ERC rates are set at £4m (Four Million Pounds) @ 1st April 2019 (AVD) for the RCG 2021 Publication. | - | - | 2 | TRUE
2403 | 41Z17A | 4607 | 41Z17A | Factory buildings workshops | Brick wall | Brick wall with asbestos insulated roof | 501m² - 1000m² | Eaves ht - 8.0m | Building Construction : - Foundations : Concrete pad and strip foundations with 225mm mesh reinforced concrete floor. Frame : Steel frame Upper Floors : None Roof : Double skin insulated corrugated asbestos sheet, fixed to steel purlins with plastic headed screws, translucent glazing panels; rainwater gutters, down pipes and drainage. External Walls : 225mm brick walls to eaves. Windows and Doors : Timber framed casement windows, access doors goods/personnel. Internal Walls : None Internal Finishes : None Building Services : Electric light and power, water laid on, toilets, heated. External Works : Drainage to the curtilage Accommodation : Single storey workshop building | Location Adjustment Applicable (See Guidance Notes) - ERC = UK mean of 1.00 | (BEAMS Note 2) The ERC for this item should be added to all other rateable items on the hereditament (except land). Therefore the total of the ERC of the other Building Items and the P&M ERC (where applicable) to enable the correct contract size adjustment to be made. ERC of Building Component + ERC of P&M = Total ERC to which contract size adjustment should be applied. The appropriate % adjustment should be made in accordance with the scale for contract size adjustment specified under section 6 of the RCG 2023 Guidance notes. The currency ERC rates are set at £4m (Four Million Pounds) @ 1st April 2021 (AVD) for the RCG 2023 Publication. | Costs exclude external works. | - | - | - | The plant and machinery listed in the description has been included in this costing. | - | - | - | - | 10123 |  | - | - | NA | NA | NA | 440.5385 | Option 1 | 546.1815 | 23.98% | 0 | 0 | -100% | -100% | 0 | -100% | Redirected | NA | VOA_GPN_GOV_UK\7246041 | 2019-08-30 | Low | - | - | Redirected, low risk | NA | - | NA | SPONS A&B | NA | (BEAMS Note 2) The ERC for this item should be added to all other rateable items on the hereditament (except land). Therefore the total of the ERC of the other Building Items and the P&M ERC (where applicable) to enable the correct contract size adjustment to be made. ERC of Building Component + ERC of P&M = Total ERC to which contract size adjustment should be applied. The appropriate % adjustment should be made in accordance with the scale for contract size adjustment specified under section 6 of the RCG 2021 Guidance notes. The currency ERC rates are set at £4m (Four Million Pounds) @ 1st April 2019 (AVD) for the RCG 2021 Publication. | - | - | 2 | TRUE
2404 | 41Z17C | 4608 | 41Z17C | Factory buildings workshops | Brick wall | Brick wall with asbestos insulated roof | 501m² - 1000m² | Eaves ht - 8.5m | Building Construction : - Foundations : Concrete pad and strip foundations with 225mm mesh reinforced concrete floor. Frame : Steel frame Upper Floors : None Roof : Double skin insulated corrugated asbestos sheet, fixed to steel purlins with plastic headed screws, translucent glazing panels; rainwater gutters, down pipes and drainage. External Walls : 225mm brick walls to eaves. Windows and Doors : Timber framed casement windows, access doors goods/personnel. Internal Walls : None Internal Finishes : None Building Services : Electric light and power, water laid on, toilets, heated. External Works : Drainage to the curtilage Accommodation : Single storey workshop building | Location Adjustment Applicable (See Guidance Notes) - ERC = UK mean of 1.00 | (BEAMS Note 2) The ERC for this item should be added to all other rateable items on the hereditament (except land). Therefore the total of the ERC of the other Building Items and the P&M ERC (where applicable) to enable the correct contract size adjustment to be made. ERC of Building Component + ERC of P&M = Total ERC to which contract size adjustment should be applied. The appropriate % adjustment should be made in accordance with the scale for contract size adjustment specified under section 6 of the RCG 2023 Guidance notes. The currency ERC rates are set at £4m (Four Million Pounds) @ 1st April 2021 (AVD) for the RCG 2023 Publication. | Costs exclude external works. | - | - | - | The plant and machinery listed in the description has been included in this costing. | - | - | - | - | 10123 |  | - | - | NA | NA | NA | 448.9956 | Option 1 | 556.6666 | 23.98% | 0 | 0 | -100% | -100% | 0 | -100% | Redirected | NA | VOA_GPN_GOV_UK\7246041 | 2019-08-30 | Low | - | - | Redirected, low risk | NA | - | NA | SPONS A&B | NA | (BEAMS Note 2) The ERC for this item should be added to all other rateable items on the hereditament (except land). Therefore the total of the ERC of the other Building Items and the P&M ERC (where applicable) to enable the correct contract size adjustment to be made. ERC of Building Component + ERC of P&M = Total ERC to which contract size adjustment should be applied. The appropriate % adjustment should be made in accordance with the scale for contract size adjustment specified under section 6 of the RCG 2021 Guidance notes. The currency ERC rates are set at £4m (Four Million Pounds) @ 1st April 2019 (AVD) for the RCG 2021 Publication. | - | - | 2 | TRUE
2405 | 41Z17E | 4609 | 41Z17E | Factory buildings workshops | Brick wall | Brick wall with asbestos insulated roof | 501m² - 1000m² | Eaves ht - 9.0m | Building Construction : - Foundations : Concrete pad and strip foundations with 225mm mesh reinforced concrete floor. Frame : Steel frame Upper Floors : None Roof : Double skin insulated corrugated asbestos sheet, fixed to steel purlins with plastic headed screws, translucent glazing panels; rainwater gutters, down pipes and drainage. External Walls : 225mm brick walls to eaves. Windows and Doors : Timber framed casement windows, access doors goods/personnel. Internal Walls : None Internal Finishes : None Building Services : Electric light and power, water laid on, toilets, heated. External Works : Drainage to the curtilage Accommodation : Single storey workshop building | Location Adjustment Applicable (See Guidance Notes) - ERC = UK mean of 1.00 | (BEAMS Note 2) The ERC for this item should be added to all other rateable items on the hereditament (except land). Therefore the total of the ERC of the other Building Items and the P&M ERC (where applicable) to enable the correct contract size adjustment to be made. ERC of Building Component + ERC of P&M = Total ERC to which contract size adjustment should be applied. The appropriate % adjustment should be made in accordance with the scale for contract size adjustment specified under section 6 of the RCG 2023 Guidance notes. The currency ERC rates are set at £4m (Four Million Pounds) @ 1st April 2021 (AVD) for the RCG 2023 Publication. | Costs exclude external works. | - | - | - | The plant and machinery listed in the description has been included in this costing. | - | - | - | - | 10123 |  | - | - | NA | NA | NA | 456.6839 | Option 1 | 566.1986 | 23.98% | 0 | 0 | -100% | -100% | 0 | -100% | Redirected | NA | VOA_GPN_GOV_UK\7246041 | 2019-08-30 | Low | - | - | Redirected, low risk | NA | - | NA | SPONS A&B | NA | (BEAMS Note 2) The ERC for this item should be added to all other rateable items on the hereditament (except land). Therefore the total of the ERC of the other Building Items and the P&M ERC (where applicable) to enable the correct contract size adjustment to be made. ERC of Building Component + ERC of P&M = Total ERC to which contract size adjustment should be applied. The appropriate % adjustment should be made in accordance with the scale for contract size adjustment specified under section 6 of the RCG 2021 Guidance notes. The currency ERC rates are set at £4m (Four Million Pounds) @ 1st April 2019 (AVD) for the RCG 2021 Publication. | - | - | 2 | TRUE
2406 | 41Z17G | 4610 | 41Z17G | Factory buildings workshops | Brick wall | Brick wall with asbestos insulated roof | 501m² - 1000m² | Eaves ht - 9.5m | Building Construction : - Foundations : Concrete pad and strip foundations with 225mm mesh reinforced concrete floor. Frame : Steel frame Upper Floors : None Roof : Double skin insulated corrugated asbestos sheet, fixed to steel purlins with plastic headed screws, translucent glazing panels; rainwater gutters, down pipes and drainage. External Walls : 225mm brick walls to eaves. Windows and Doors : Timber framed casement windows, access doors goods/personnel. Internal Walls : None Internal Finishes : None Building Services : Electric light and power, water laid on, toilets, heated. External Works : Drainage to the curtilage Accommodation : Single storey workshop building | Location Adjustment Applicable (See Guidance Notes) - ERC = UK mean of 1.00 | (BEAMS Note 2) The ERC for this item should be added to all other rateable items on the hereditament (except land). Therefore the total of the ERC of the other Building Items and the P&M ERC (where applicable) to enable the correct contract size adjustment to be made. ERC of Building Component + ERC of P&M = Total ERC to which contract size adjustment should be applied. The appropriate % adjustment should be made in accordance with the scale for contract size adjustment specified under section 6 of the RCG 2023 Guidance notes. The currency ERC rates are set at £4m (Four Million Pounds) @ 1st April 2021 (AVD) for the RCG 2023 Publication. | Costs exclude external works. | - | - | - | The plant and machinery listed in the description has been included in this costing. | - | - | - | - | 10123 |  | - | - | NA | NA | NA | 465.9099 | Option 1 | 577.6369 | 23.98% | 0 | 0 | -100% | -100% | 0 | -100% | Redirected | NA | VOA_GPN_GOV_UK\7246041 | 2019-08-30 | Low | - | - | Redirected, low risk | NA | - | NA | SPONS A&B | NA | (BEAMS Note 2) The ERC for this item should be added to all other rateable items on the hereditament (except land). Therefore the total of the ERC of the other Building Items and the P&M ERC (where applicable) to enable the correct contract size adjustment to be made. ERC of Building Component + ERC of P&M = Total ERC to which contract size adjustment should be applied. The appropriate % adjustment should be made in accordance with the scale for contract size adjustment specified under section 6 of the RCG 2021 Guidance notes. The currency ERC rates are set at £4m (Four Million Pounds) @ 1st April 2019 (AVD) for the RCG 2021 Publication. | - | - | 2 | TRUE
2407 | 41Z17K | 4784 | 41Z17K | Factory buildings workshops | Brick wall | Brick wall with asbestos insulated roof | 501m² - 1000m² | Eaves ht - 10.0m | Building Construction : - Foundations : Concrete pad and strip foundations with 225mm mesh reinforced concrete floor. Frame : Steel frame Upper Floors : None Roof : Double skin insulated corrugated asbestos sheet, fixed to steel purlins with plastic headed screws, translucent glazing panels; rainwater gutters, down pipes and drainage. External Walls : 225mm brick walls to eaves. Windows and Doors : Timber framed casement windows, access doors goods/personnel. Internal Walls : None Internal Finishes : None Building Services : Electric light and power, water laid on, toilets, heated. External Works : Drainage to the curtilage Accommodation : Single storey workshop building | Location Adjustment Applicable (See Guidance Notes) - ERC = UK mean of 1.00 | (BEAMS Note 2) The ERC for this item should be added to all other rateable items on the hereditament (except land). Therefore the total of the ERC of the other Building Items and the P&M ERC (where applicable) to enable the correct contract size adjustment to be made. ERC of Building Component + ERC of P&M = Total ERC to which contract size adjustment should be applied. The appropriate % adjustment should be made in accordance with the scale for contract size adjustment specified under section 6 of the RCG 2023 Guidance notes. The currency ERC rates are set at £4m (Four Million Pounds) @ 1st April 2021 (AVD) for the RCG 2023 Publication. | Costs exclude external works. | - | - | - | The plant and machinery listed in the description has been included in this costing. | - | - | - | - | 10123 |  | - | - | NA | NA | NA | 473.5981 | Option 1 | 587.1689 | 23.98% | 0 | 0 | -100% | -100% | 0 | -100% | Redirected | NA | VOA_GPN_GOV_UK\7246041 | 2019-08-30 | Low | - | - | Redirected, low risk | NA | - | NA | SPONS A&B | NA | (BEAMS Note 2) The ERC for this item should be added to all other rateable items on the hereditament (except land). Therefore the total of the ERC of the other Building Items and the P&M ERC (where applicable) to enable the correct contract size adjustment to be made. ERC of Building Component + ERC of P&M = Total ERC to which contract size adjustment should be applied. The appropriate % adjustment should be made in accordance with the scale for contract size adjustment specified under section 6 of the RCG 2021 Guidance notes. The currency ERC rates are set at £4m (Four Million Pounds) @ 1st April 2019 (AVD) for the RCG 2021 Publication. | - | - | 2 | TRUE
2408 | 41Z17P | 4611 | 41Z17P | Factory buildings workshops | Brick wall | Brick wall with asbestos insulated roof | 501m² - 1000m² | Eaves ht - 11.0m | Building Construction : - Foundations : Concrete pad and strip foundations with 225mm mesh reinforced concrete floor. Frame : Steel frame Upper Floors : None Roof : Double skin insulated corrugated asbestos sheet, fixed to steel purlins with plastic headed screws, translucent glazing panels; rainwater gutters, down pipes and drainage. External Walls : 225mm brick walls to eaves. Windows and Doors : Timber framed casement windows, access doors goods/personnel. Internal Walls : None Internal Finishes : None Building Services : Electric light and power, water laid on, toilets, heated. External Works : Drainage to the curtilage Accommodation : Single storey workshop building | Location Adjustment Applicable (See Guidance Notes) - ERC = UK mean of 1.00 | (BEAMS Note 2) The ERC for this item should be added to all other rateable items on the hereditament (except land). Therefore the total of the ERC of the other Building Items and the P&M ERC (where applicable) to enable the correct contract size adjustment to be made. ERC of Building Component + ERC of P&M = Total ERC to which contract size adjustment should be applied. The appropriate % adjustment should be made in accordance with the scale for contract size adjustment specified under section 6 of the RCG 2023 Guidance notes. The currency ERC rates are set at £4m (Four Million Pounds) @ 1st April 2021 (AVD) for the RCG 2023 Publication. | Costs exclude external works. | - | - | - | The plant and machinery listed in the description has been included in this costing. | - | - | - | - | 10123 |  | - | - | NA | NA | NA | 490.5124 | Option 1 | 608.1392 | 23.98% | 0 | 0 | -100% | -100% | 0 | -100% | Redirected | NA | VOA_GPN_GOV_UK\7246041 | 2019-08-30 | Low | - | - | Redirected, low risk | NA | - | NA | SPONS A&B | NA | (BEAMS Note 2) The ERC for this item should be added to all other rateable items on the hereditament (except land). Therefore the total of the ERC of the other Building Items and the P&M ERC (where applicable) to enable the correct contract size adjustment to be made. ERC of Building Component + ERC of P&M = Total ERC to which contract size adjustment should be applied. The appropriate % adjustment should be made in accordance with the scale for contract size adjustment specified under section 6 of the RCG 2021 Guidance notes. The currency ERC rates are set at £4m (Four Million Pounds) @ 1st April 2019 (AVD) for the RCG 2021 Publication. | - | - | 2 | TRUE
2409 | 41Z17T | 4612 | 41Z17T | Factory buildings workshops | Brick wall | Brick wall with asbestos insulated roof | 501m² - 1000m² | Eaves ht - 12.0m | Building Construction : - Foundations : Concrete pad and strip foundations with 225mm mesh reinforced concrete floor. Frame : Steel frame Upper Floors : None Roof : Double skin insulated corrugated asbestos sheet, fixed to steel purlins with plastic headed screws, translucent glazing panels; rainwater gutters, down pipes and drainage. External Walls : 225mm brick walls to eaves. Windows and Doors : Timber framed casement windows, access doors goods/personnel. Internal Walls : None Internal Finishes : None Building Services : Electric light and power, water laid on, toilets, heated. External Works : Drainage to the curtilage Accommodation : Single storey workshop building | Location Adjustment Applicable (See Guidance Notes) - ERC = UK mean of 1.00 | (BEAMS Note 2) The ERC for this item should be added to all other rateable items on the hereditament (except land). Therefore the total of the ERC of the other Building Items and the P&M ERC (where applicable) to enable the correct contract size adjustment to be made. ERC of Building Component + ERC of P&M = Total ERC to which contract size adjustment should be applied. The appropriate % adjustment should be made in accordance with the scale for contract size adjustment specified under section 6 of the RCG 2023 Guidance notes. The currency ERC rates are set at £4m (Four Million Pounds) @ 1st April 2021 (AVD) for the RCG 2023 Publication. | Costs exclude external works. | - | - | - | The plant and machinery listed in the description has been included in this costing. | - | - | - | - | 10123 |  | - | - | NA | NA | NA | 507.4266 | Option 1 | 629.1095 | 23.98% | 0 | 0 | -100% | -100% | 0 | -100% | Redirected | NA | VOA_GPN_GOV_UK\7246041 | 2019-08-30 | Low | - | - | Redirected, low risk | NA | - | NA | SPONS A&B | NA | (BEAMS Note 2) The ERC for this item should be added to all other rateable items on the hereditament (except land). Therefore the total of the ERC of the other Building Items and the P&M ERC (where applicable) to enable the correct contract size adjustment to be made. ERC of Building Component + ERC of P&M = Total ERC to which contract size adjustment should be applied. The appropriate % adjustment should be made in accordance with the scale for contract size adjustment specified under section 6 of the RCG 2021 Guidance notes. The currency ERC rates are set at £4m (Four Million Pounds) @ 1st April 2019 (AVD) for the RCG 2021 Publication. | - | - | 2 | TRUE
2416 | 33U2CA | 6588 | 33U2CA | Fencing | Chain link | Galvanised | Conc posts at 3m Centres | 900mm high | Galvanised mild steel wire in 50mm mesh. Three lines galvanised mild steel plain wire threaded through concrete posts at 3m centres and strained with eyebolts and winding brackets. Note the prices for all the fencing include for setting posts in position, to a depth of 0.60m for fences not exceeding 1.40m high and of 0.76m for fences over1.40m high. The prices allow for excavating post holes, filling to within 150mm of ground level with concrete and all necessary backfilling | Location Adjustment Applicable (See Guidance Notes) - ERC = UK mean of 1.00 | (BEAMS Note 2) The ERC for this item should be added to all other rateable items on the hereditament (except land). Therefore the total of the ERC of the other Building Items and the P&M ERC (where applicable) to enable the correct contract size adjustment to be made. ERC of Building Component + ERC of P&M = Total ERC to which contract size adjustment should be applied. The appropriate % adjustment should be made in accordance with the scale for contract size adjustment specified under section 6 of the RCG 2023 Guidance notes. The currency ERC rates are set at £4m (Four Million Pounds) @ 1st April 2021 (AVD) for the RCG 2023 Publication. | Extra over for end straining posts and struts. Rate inclusive of Prelims at 12% | - | Measure length of fencing and height | - | - | - | - | - | - | - |  | m | m | 5 - UTILITIES, TRANSPORT & TELECOMS | Steve Webb | - | 11.5324 | Option 2 | 14.2979 | 23.98% | 21.7722 | 16.4547 | 42.68% | 15.08% | 16.4547 | 42.68% | Price Book Data | Harry Jassel | VOA_GPN_GOV_UK\7211014 | 2021-08-06 | Low | - | Low | - | - | Updated indices following QA. 17/03/21 - Minor tweaks to descriptions for readability / grouping. | NA | SPONS A&B | 1.561 | (BEAMS Note 2) The ERC for this item should be added to all other rateable items on the hereditament (except land). Therefore the total of the ERC of the other Building Items and the P&M ERC (where applicable) to enable the correct contract size adjustment to be made. ERC of Building Component + ERC of P&M = Total ERC to which contract size adjustment should be applied. The appropriate % adjustment should be made in accordance with the scale for contract size adjustment specified under section 6 of the RCG 2021 Guidance notes. The currency ERC rates are set at £4m (Four Million Pounds) @ 1st April 2019 (AVD) for the RCG 2021 Publication. | - | - | 2 | TRUE
2417 | 33U2CK | 6611 | 33U2CK | Fencing | Chain link | Galvanised | Conc posts at 3m Centres | 1.2m high | Galvanised mild steel wire in 50mm mesh. Three lines galvanised mild steel plain wire threaded through concrete posts at 3m centres and strained with eyebolts and winding brackets. Note the prices for all the fencing include for setting posts in position, to a depth of 0.60m for fences not exceeding 1.40m high and of 0.76m for fences over1.40m high. The prices allow for excavating post holes, filling to within 150mm of ground level with concrete and all necessary backfilling | Location Adjustment Applicable (See Guidance Notes) - ERC = UK mean of 1.00 | (BEAMS Note 2) The ERC for this item should be added to all other rateable items on the hereditament (except land). Therefore the total of the ERC of the other Building Items and the P&M ERC (where applicable) to enable the correct contract size adjustment to be made. ERC of Building Component + ERC of P&M = Total ERC to which contract size adjustment should be applied. The appropriate % adjustment should be made in accordance with the scale for contract size adjustment specified under section 6 of the RCG 2023 Guidance notes. The currency ERC rates are set at £4m (Four Million Pounds) @ 1st April 2021 (AVD) for the RCG 2023 Publication. | Extra over for end straining posts and struts. Rate inclusive of Prelims at 12% | - | Measure length of fencing and height | - | - | - | - | - | - | - |  | m | m | 5 - UTILITIES, TRANSPORT & TELECOMS | Steve Webb | - | 13.0701 | Option 2 | 16.2043 | 23.98% | 21.2325 | 16.0468 | 22.77% | -0.9723% | 16.0468 | 22.77% | Price Book Data | Harry Jassel | VOA_GPN_GOV_UK\7211014 | 2021-08-06 | Low | - | Low | - | - | Updated indices following QA. 17/03/21 - Minor tweaks to descriptions for readability / grouping. | NA | SPONS A&B | 1.561 | (BEAMS Note 2) The ERC for this item should be added to all other rateable items on the hereditament (except land). Therefore the total of the ERC of the other Building Items and the P&M ERC (where applicable) to enable the correct contract size adjustment to be made. ERC of Building Component + ERC of P&M = Total ERC to which contract size adjustment should be applied. The appropriate % adjustment should be made in accordance with the scale for contract size adjustment specified under section 6 of the RCG 2021 Guidance notes. The currency ERC rates are set at £4m (Four Million Pounds) @ 1st April 2019 (AVD) for the RCG 2021 Publication. | - | - | 2 | TRUE
2418 | 33U2CP | 6813 | 33U2CP | Fencing | Chain link | Galvanised | Conc posts at 3m Centres | 1.5m high | Chain Link Fencing; BS1722 part 1; 3mm diameter plastic coated mild steel wire in 50mm mesh; galvanised mild steel and tying wire; three line wires threaded through posts and strained with eye bolts and winding brackets | Location Adjustment Applicable (See Guidance Notes) - ERC = UK mean of 1.00 | (BEAMS Note 2) The ERC for this item should be added to all other rateable items on the hereditament (except land). Therefore the total of the ERC of the other Building Items and the P&M ERC (where applicable) to enable the correct contract size adjustment to be made. ERC of Building Component + ERC of P&M = Total ERC to which contract size adjustment should be applied. The appropriate % adjustment should be made in accordance with the scale for contract size adjustment specified under section 6 of the RCG 2023 Guidance notes. The currency ERC rates are set at £4m (Four Million Pounds) @ 1st April 2021 (AVD) for the RCG 2023 Publication. | Extra over for end straining posts and struts. Rate inclusive of Prelims at 12% | - | Measure length of fencing and height | - | - | - | - | - | - | - |  | m | m | 5 - UTILITIES, TRANSPORT & TELECOMS | Steve Webb | - | 14.6077 | Option 2 | 18.1107 | 23.98% | 24.999 | 18.8934 | 29.34% | 4.321% | 18.8934 | 29.34% | Price Book Data | Harry Jassel | VOA_GPN_GOV_UK\7211014 | 2021-08-06 | Low | - | Low | - | - | Updated indices following QA. 17/03/21 - Minor tweaks to descriptions for readability / grouping. | NA | SPONS A&B | 1.561 | (BEAMS Note 2) The ERC for this item should be added to all other rateable items on the hereditament (except land). Therefore the total of the ERC of the other Building Items and the P&M ERC (where applicable) to enable the correct contract size adjustment to be made. ERC of Building Component + ERC of P&M = Total ERC to which contract size adjustment should be applied. The appropriate % adjustment should be made in accordance with the scale for contract size adjustment specified under section 6 of the RCG 2021 Guidance notes. The currency ERC rates are set at £4m (Four Million Pounds) @ 1st April 2019 (AVD) for the RCG 2021 Publication. | - | - | 2 | TRUE
2419 | 33U2CV | 6740 | 33U2CV | Fencing | Chain link | Galvanised | Conc posts at 3m Centres | 1.8m high | Galvanised mild steel wire in 50mm mesh. Three lines galvanised mild steel plain wire threaded through concrete posts at 3m centres and strained with eyebolts and winding brackets. Note the prices for all the fencing include for setting posts in position, to a depth of 0.60m for fences not exceeding 1.40m high and of 0.76m for fences over1.40m high. The prices allow for excavating post holes, filling to within 150mm of ground level with concrete and all necessary backfilling | Location Adjustment Applicable (See Guidance Notes) - ERC = UK mean of 1.00 | (BEAMS Note 2) The ERC for this item should be added to all other rateable items on the hereditament (except land). Therefore the total of the ERC of the other Building Items and the P&M ERC (where applicable) to enable the correct contract size adjustment to be made. ERC of Building Component + ERC of P&M = Total ERC to which contract size adjustment should be applied. The appropriate % adjustment should be made in accordance with the scale for contract size adjustment specified under section 6 of the RCG 2023 Guidance notes. The currency ERC rates are set at £4m (Four Million Pounds) @ 1st April 2021 (AVD) for the RCG 2023 Publication. | Extra over for end straining posts and struts. Rate inclusive of Prelims at 12% | - | Measure length of fencing and height | - | - | - | - | - | - | - |  | m | m | 5 - UTILITIES, TRANSPORT & TELECOMS | Steve Webb | - | 16.1454 | Option 2 | 20.0171 | 23.98% | 28.777 | 21.7486 | 34.7% | 8.65% | 21.7486 | 34.7% | Price Book Data | Harry Jassel | VOA_GPN_GOV_UK\7211014 | 2021-08-06 | Low | - | Low | - | - | Updated indices following QA. 17/03/21 - Minor tweaks to descriptions for readability / grouping. | NA | SPONS A&B | 1.561 | (BEAMS Note 2) The ERC for this item should be added to all other rateable items on the hereditament (except land). Therefore the total of the ERC of the other Building Items and the P&M ERC (where applicable) to enable the correct contract size adjustment to be made. ERC of Building Component + ERC of P&M = Total ERC to which contract size adjustment should be applied. The appropriate % adjustment should be made in accordance with the scale for contract size adjustment specified under section 6 of the RCG 2021 Guidance notes. The currency ERC rates are set at £4m (Four Million Pounds) @ 1st April 2019 (AVD) for the RCG 2021 Publication. | - | - | 2 | TRUE
2420 | 33U2D5 | 6607 | 33U2D5 | Fencing | Chain link | Galvanised | Conc posts at 3m Centres | 2.4m high | Galvanised mild steel wire in 50mm mesh. Three lines galvanised mild steel plain wire threaded through concrete posts at 3m centres and strained with eyebolts and winding brackets. Note the prices for all the fencing include for setting posts in position, to a depth of 0.60m for fences not exceeding 1.40m high and of 0.76m for fences over1.40m high. The prices allow for excavating post holes, filling to within 150mm of ground level with concrete and all necessary backfilling | Location Adjustment Applicable (See Guidance Notes) - ERC = UK mean of 1.00 | (BEAMS Note 2) The ERC for this item should be added to all other rateable items on the hereditament (except land). Therefore the total of the ERC of the other Building Items and the P&M ERC (where applicable) to enable the correct contract size adjustment to be made. ERC of Building Component + ERC of P&M = Total ERC to which contract size adjustment should be applied. The appropriate % adjustment should be made in accordance with the scale for contract size adjustment specified under section 6 of the RCG 2023 Guidance notes. The currency ERC rates are set at £4m (Four Million Pounds) @ 1st April 2021 (AVD) for the RCG 2023 Publication. | Extra over for end straining posts and struts. Rate inclusive of Prelims at 12% | - | Measure length of fencing and height | - | - | - | - | - | - | - |  | m | m | 5 - UTILITIES, TRANSPORT & TELECOMS | Steve Webb | - | 21.5272 | Option 2 | 26.6895 | 23.98% | 38.3694 | 28.9982 | 34.7% | 8.65% | 28.9982 | 34.7% | Price Book Data | Harry Jassel | VOA_GPN_GOV_UK\7211014 | 2021-08-06 | Low | - | Low | - | - | Updated indices following QA. 19/03/21 - Minor tweaks to descriptions for readability / grouping. | NA | SPONS A&B | 1.561 | (BEAMS Note 2) The ERC for this item should be added to all other rateable items on the hereditament (except land). Therefore the total of the ERC of the other Building Items and the P&M ERC (where applicable) to enable the correct contract size adjustment to be made. ERC of Building Component + ERC of P&M = Total ERC to which contract size adjustment should be applied. The appropriate % adjustment should be made in accordance with the scale for contract size adjustment specified under section 6 of the RCG 2021 Guidance notes. The currency ERC rates are set at £4m (Four Million Pounds) @ 1st April 2019 (AVD) for the RCG 2021 Publication. | - | - | 2 | TRUE
2421 | 33U2GA | 6703 | 33U2GA | Fencing | Chain link | Plastic Coated | 900mm high | Conc posts at 3m Centres | Chain Link Fencing; BS1722 part 1; 3mm diameter plastic coated mild steel wire in 50mm mesh; galvanised mild steel and tying wire; three line wires threaded through posts and strained with eye bolts and winding brackets | Location Adjustment Applicable (See Guidance Notes) - ERC = UK mean of 1.00 | (BEAMS Note 2) The ERC for this item should be added to all other rateable items on the hereditament (except land). Therefore the total of the ERC of the other Building Items and the P&M ERC (where applicable) to enable the correct contract size adjustment to be made. ERC of Building Component + ERC of P&M = Total ERC to which contract size adjustment should be applied. The appropriate % adjustment should be made in accordance with the scale for contract size adjustment specified under section 6 of the RCG 2023 Guidance notes. The currency ERC rates are set at £4m (Four Million Pounds) @ 1st April 2021 (AVD) for the RCG 2023 Publication. | Extra over for end straining posts and struts. Rate inclusive of Prelims at 12% | - | Measure length of fencing and height | - | - | - | - | - | - | - |  | m | m | 5 - UTILITIES, TRANSPORT & TELECOMS | Steve Webb | - | 13.8389 | Option 2 | 17.1575 | 23.98% | 20.555 | 15.5347 | 12.25% | -9.458% | 15.5347 | 12.25% | Price Book Data | Harry Jassel | VOA_GPN_GOV_UK\7211014 | 2021-08-06 | Low | - | Low | - | - | Updated indices following QA. 19/03/21 - Minor tweaks to descriptions for readability / grouping. | NA | SPONS A&B | 1.561 | (BEAMS Note 2) The ERC for this item should be added to all other rateable items on the hereditament (except land). Therefore the total of the ERC of the other Building Items and the P&M ERC (where applicable) to enable the correct contract size adjustment to be made. ERC of Building Component + ERC of P&M = Total ERC to which contract size adjustment should be applied. The appropriate % adjustment should be made in accordance with the scale for contract size adjustment specified under section 6 of the RCG 2021 Guidance notes. The currency ERC rates are set at £4m (Four Million Pounds) @ 1st April 2019 (AVD) for the RCG 2021 Publication. | - | - | 2 | TRUE
2422 | 33U2GK | 6814 | 33U2GK | Fencing | Chain link | Plastic Coated | 1.20m high | Conc posts at 3m Centres | Chain Link Fencing; BS1722 part 1; 3mm diameter plastic coated mild steel wire in 50mm mesh; galvanised mild steel and tying wire; three line wires threaded through posts and strained with eye bolts and winding brackets | Location Adjustment Applicable (See Guidance Notes) - ERC = UK mean of 1.00 | (BEAMS Note 2) The ERC for this item should be added to all other rateable items on the hereditament (except land). Therefore the total of the ERC of the other Building Items and the P&M ERC (where applicable) to enable the correct contract size adjustment to be made. ERC of Building Component + ERC of P&M = Total ERC to which contract size adjustment should be applied. The appropriate % adjustment should be made in accordance with the scale for contract size adjustment specified under section 6 of the RCG 2023 Guidance notes. The currency ERC rates are set at £4m (Four Million Pounds) @ 1st April 2021 (AVD) for the RCG 2023 Publication. | Extra over for end straining posts and struts. Rate inclusive of Prelims at 12% | - | Measure length of fencing and height | - | - | - | - | - | - | - |  | m | m | 5 - UTILITIES, TRANSPORT & TELECOMS | Steve Webb | - | 15.3766 | Option 2 | 19.0639 | 23.98% | 20.8191 | 15.7344 | 2.327% | -17.47% | 15.7344 | 2.327% | Price Book Data | Harry Jassel | VOA_GPN_GOV_UK\7211014 | 2021-08-06 | Low | - | Low | - | - | Updated indices following QA. 19/03/21 - Minor tweaks to descriptions for readability / grouping. | NA | SPONS A&B | 1.561 | (BEAMS Note 2) The ERC for this item should be added to all other rateable items on the hereditament (except land). Therefore the total of the ERC of the other Building Items and the P&M ERC (where applicable) to enable the correct contract size adjustment to be made. ERC of Building Component + ERC of P&M = Total ERC to which contract size adjustment should be applied. The appropriate % adjustment should be made in accordance with the scale for contract size adjustment specified under section 6 of the RCG 2021 Guidance notes. The currency ERC rates are set at £4m (Four Million Pounds) @ 1st April 2019 (AVD) for the RCG 2021 Publication. | - | - | 2 | TRUE
2423 | 33U2GP | 6815 | 33U2GP | Fencing | Chain link | Plastic Coated | 1.5m high | Conc posts at 3m Centres | Chain Link Fencing; BS1722 part 1; 3mm diameter plastic coated mild steel wire in 50mm mesh; galvanised mild steel and tying wire; three line wires threaded through posts and strained with eye bolts and winding brackets | Location Adjustment Applicable (See Guidance Notes) - ERC = UK mean of 1.00 | (BEAMS Note 2) The ERC for this item should be added to all other rateable items on the hereditament (except land). Therefore the total of the ERC of the other Building Items and the P&M ERC (where applicable) to enable the correct contract size adjustment to be made. ERC of Building Component + ERC of P&M = Total ERC to which contract size adjustment should be applied. The appropriate % adjustment should be made in accordance with the scale for contract size adjustment specified under section 6 of the RCG 2023 Guidance notes. The currency ERC rates are set at £4m (Four Million Pounds) @ 1st April 2021 (AVD) for the RCG 2023 Publication. | Extra over for end straining posts and struts. Rate inclusive of Prelims at 12% | - | Measure length of fencing and height | - | - | - | - | - | - | - |  | m | m | 5 - UTILITIES, TRANSPORT & TELECOMS | Steve Webb | - | 16.9142 | Option 2 | 20.9703 | 23.98% | 23.6785 | 17.8953 | 5.801% | -14.66% | 17.8953 | 5.801% | Price Book Data | Harry Jassel | VOA_GPN_GOV_UK\7211014 | 2021-08-06 | Low | - | Low | - | - | Updated indices following QA. 19/03/21 - Minor tweaks to descriptions for readability / grouping. | NA | SPONS A&B | 1.561 | (BEAMS Note 2) The ERC for this item should be added to all other rateable items on the hereditament (except land). Therefore the total of the ERC of the other Building Items and the P&M ERC (where applicable) to enable the correct contract size adjustment to be made. ERC of Building Component + ERC of P&M = Total ERC to which contract size adjustment should be applied. The appropriate % adjustment should be made in accordance with the scale for contract size adjustment specified under section 6 of the RCG 2021 Guidance notes. The currency ERC rates are set at £4m (Four Million Pounds) @ 1st April 2019 (AVD) for the RCG 2021 Publication. | - | - | 2 | TRUE
2424 | 33U2GV | 6622 | 33U2GV | Fencing | Chain link | Plastic Coated | 1.8m high | Conc posts at 3m Centres | Plastic coated mild steel wire in 50mm mesh. Three lines plastic coated mild steel plain wire threaded through concrete posts and strained with eyebolts and winding brackets. Plastic coated mild steel mesh: concrete posts at 3.0m centres | Location Adjustment Applicable (See Guidance Notes) - ERC = UK mean of 1.00 | (BEAMS Note 2) The ERC for this item should be added to all other rateable items on the hereditament (except land). Therefore the total of the ERC of the other Building Items and the P&M ERC (where applicable) to enable the correct contract size adjustment to be made. ERC of Building Component + ERC of P&M = Total ERC to which contract size adjustment should be applied. The appropriate % adjustment should be made in accordance with the scale for contract size adjustment specified under section 6 of the RCG 2023 Guidance notes. The currency ERC rates are set at £4m (Four Million Pounds) @ 1st April 2021 (AVD) for the RCG 2023 Publication. | Extra over for end (one strut) and angle (two strut) straining posts | - | Measure length of fencing and height | - | - | - | - | - | - | - |  | m | m | 5 - UTILITIES, TRANSPORT & TELECOMS | Steve Webb | - | 18.4519 | Option 2 | 22.8767 | 23.98% | 26.5493 | 20.065 | 8.742% | -12.29% | 20.065 | 8.742% | Price Book Data | Harry Jassel | VOA_GPN_GOV_UK\7211014 | 2021-08-06 | Low | - | Low | - | - | Updated indices following QA. 19/03/21 - Minor tweaks to descriptions for readability / grouping. | NA | SPONS A&B | 1.561 | (BEAMS Note 2) The ERC for this item should be added to all other rateable items on the hereditament (except land). Therefore the total of the ERC of the other Building Items and the P&M ERC (where applicable) to enable the correct contract size adjustment to be made. ERC of Building Component + ERC of P&M = Total ERC to which contract size adjustment should be applied. The appropriate % adjustment should be made in accordance with the scale for contract size adjustment specified under section 6 of the RCG 2021 Guidance notes. The currency ERC rates are set at £4m (Four Million Pounds) @ 1st April 2019 (AVD) for the RCG 2021 Publication. | - | - | 2 | TRUE
2425 | 33U2K5 | 6624 | 33U2K5 | Fencing | Chain link | Tennis courts | Steel post galvanised chain link with gates | 36m x 18m x 2.75m ht | Galvanised mild steel wire in 50mm mesh. Three lines galvanised mild steel plain wire threaded through steel posts and strained with eye bolts and winding brackets. Includes a mild steel mesh covered gate. Galvanised mild steel mesh; galvanised mild steel posts at 3.0m centres | Location Adjustment Applicable (See Guidance Notes) - ERC = UK mean of 1.00 | (BEAMS Note 2) The ERC for this item should be added to all other rateable items on the hereditament (except land). Therefore the total of the ERC of the other Building Items and the P&M ERC (where applicable) to enable the correct contract size adjustment to be made. ERC of Building Component + ERC of P&M = Total ERC to which contract size adjustment should be applied. The appropriate % adjustment should be made in accordance with the scale for contract size adjustment specified under section 6 of the RCG 2023 Guidance notes. The currency ERC rates are set at £4m (Four Million Pounds) @ 1st April 2021 (AVD) for the RCG 2023 Publication. | 2745mm high, 36.0 x 18.0m tennis court including gate 1070mm x 1980mm complete with hinge, locking bar, lock and bolts Each - £2500 | - | Measure length of fencing and height | - | - | - | - | Fencing and Gates, Chain link surround to tennis court. | - | - |  | Nr | - | 5 - UTILITIES, TRANSPORT & TELECOMS | Steve Webb | - | 2114.2774 | Option 2 | 2621.2898 | 23.98% | 2918.5019 | 2205.6995 | 4.324% | -15.85% | 2205.6995 | 4.324% | Price Book Data | Harry Jassel | VOA_GPN_GOV_UK\7211014 | 2021-08-06 | Low | - | Low | - | - | Updated indices following QA. 19/03/21 - Minor tweaks to descriptions for readability / grouping. | NA | SPONS A&B | 1.561 | (BEAMS Note 2) The ERC for this item should be added to all other rateable items on the hereditament (except land). Therefore the total of the ERC of the other Building Items and the P&M ERC (where applicable) to enable the correct contract size adjustment to be made. ERC of Building Component + ERC of P&M = Total ERC to which contract size adjustment should be applied. The appropriate % adjustment should be made in accordance with the scale for contract size adjustment specified under section 6 of the RCG 2021 Guidance notes. The currency ERC rates are set at £4m (Four Million Pounds) @ 1st April 2019 (AVD) for the RCG 2021 Publication. | Fencing and Gates, Chain link surround to tennis court. | - | 2 | TRUE
2426 | 33U2KA | 6625 | 33U2KA | Fencing | Chain link | Tennis courts | Steel post galvanised chain link with gates | 36m x 18m x 3.66m ht | Galvanised mild steel wire in 50mm mesh. Three lines galvanised mild steel plain wire threaded through steel posts and strained with eye bolts and winding brackets. Includes a mild steel mesh covered gate. Galvanised mild steel mesh; galvanised mild steel posts at 2.5m centres | Location Adjustment Applicable (See Guidance Notes) - ERC = UK mean of 1.00 | (BEAMS Note 2) The ERC for this item should be added to all other rateable items on the hereditament (except land). Therefore the total of the ERC of the other Building Items and the P&M ERC (where applicable) to enable the correct contract size adjustment to be made. ERC of Building Component + ERC of P&M = Total ERC to which contract size adjustment should be applied. The appropriate % adjustment should be made in accordance with the scale for contract size adjustment specified under section 6 of the RCG 2023 Guidance notes. The currency ERC rates are set at £4m (Four Million Pounds) @ 1st April 2021 (AVD) for the RCG 2023 Publication. | 2745mm high, 36.0 x 18.0m tennis court including gate 1070mm x 1980mm complete with hinge, locking bar, lock and bolts Each - £2500 | - | Measure length of fencing and height | - | - | - | - | Fencing and Gates, Chain link surround to tennis court. | - | - |  | Nr | - | 5 - UTILITIES, TRANSPORT & TELECOMS | Steve Webb | - | 2844.6641 | Option 2 | 3526.8262 | 23.98% | 4470.8877 | 3378.9373 | 18.78% | -4.193% | 3378.9373 | 18.78% | Price Book Data | Harry Jassel | VOA_GPN_GOV_UK\7211014 | 2021-08-06 | Low | - | Low | - | - | Updated indices following QA. 19/03/21 - Minor tweaks to descriptions for readability / grouping. | NA | SPONS A&B | 1.561 | (BEAMS Note 2) The ERC for this item should be added to all other rateable items on the hereditament (except land). Therefore the total of the ERC of the other Building Items and the P&M ERC (where applicable) to enable the correct contract size adjustment to be made. ERC of Building Component + ERC of P&M = Total ERC to which contract size adjustment should be applied. The appropriate % adjustment should be made in accordance with the scale for contract size adjustment specified under section 6 of the RCG 2021 Guidance notes. The currency ERC rates are set at £4m (Four Million Pounds) @ 1st April 2019 (AVD) for the RCG 2021 Publication. | Fencing and Gates, Chain link surround to tennis court. | - | 2 | TRUE
2430 | 33U2A5 | 6721 | 33U2A5 | Fencing | Concrete | Post and Wire | Concrete posts at 2.75m Centres | 900mm high | Strained wire fencing BS1722 pt 3; 4mm dia galv ms plain wire threaded through posts and strained with eye bolts, 900mm high; three line; concrete posts at 2.75m centres,The costs include for excavating post holes, filling to within 150mm ground level with all necessary backfilling. | Location Adjustment Applicable (See Guidance Notes) - ERC = UK mean of 1.00 | (BEAMS Note 2) The ERC for this item should be added to all other rateable items on the hereditament (except land). Therefore the total of the ERC of the other Building Items and the P&M ERC (where applicable) to enable the correct contract size adjustment to be made. ERC of Building Component + ERC of P&M = Total ERC to which contract size adjustment should be applied. The appropriate % adjustment should be made in accordance with the scale for contract size adjustment specified under section 6 of the RCG 2023 Guidance notes. The currency ERC rates are set at £4m (Four Million Pounds) @ 1st April 2021 (AVD) for the RCG 2023 Publication. | Three line; concrete posts at 2.75m centres. | - | - | - | - | - | - | - | - | - |  | m | m | 5 - UTILITIES, TRANSPORT & TELECOMS | Steve Webb | - | 9.2259 | Option 2 | 11.4384 | 23.98% | 21.3703 | 16.1509 | 75.06% | 41.2% | 16.1509 | 75.06% | Price Book Data | Harry Jassel | VOA_GPN_GOV_UK\7211014 | 2021-08-06 | Low | - | Low | - | - | Updated indices following QA. 19/03/21 - Minor tweaks to descriptions for readability / grouping. | NA | SPONS A&B | 1.561 | (BEAMS Note 2) The ERC for this item should be added to all other rateable items on the hereditament (except land). Therefore the total of the ERC of the other Building Items and the P&M ERC (where applicable) to enable the correct contract size adjustment to be made. ERC of Building Component + ERC of P&M = Total ERC to which contract size adjustment should be applied. The appropriate % adjustment should be made in accordance with the scale for contract size adjustment specified under section 6 of the RCG 2021 Guidance notes. The currency ERC rates are set at £4m (Four Million Pounds) @ 1st April 2019 (AVD) for the RCG 2021 Publication. | - | - | 2 | TRUE
2431 | 33U2AA | 8626 | 33U2AA | Fencing | Concrete | Post and Wire | Concrete posts at 2.75m Centres | 1.07m high | Strained wire fencing BS1722 pt 3; 4mm dia galv ms plain wire threaded through posts and strained with eye bolts, 900mm high; three line; concrete posts at 2.75m centres,The costs include for excavating post holes, filling to within 150mm ground level with all necessary backfilling. | Location Adjustment Applicable (See Guidance Notes) - ERC = UK mean of 1.00 | (BEAMS Note 2) The ERC for this item should be added to all other rateable items on the hereditament (except land). Therefore the total of the ERC of the other Building Items and the P&M ERC (where applicable) to enable the correct contract size adjustment to be made. ERC of Building Component + ERC of P&M = Total ERC to which contract size adjustment should be applied. The appropriate % adjustment should be made in accordance with the scale for contract size adjustment specified under section 6 of the RCG 2023 Guidance notes. The currency ERC rates are set at £4m (Four Million Pounds) @ 1st April 2021 (AVD) for the RCG 2023 Publication. | Six line; posts at 2.75m centres. Extra for end concrete straining post, one strut . | - | - | - | - | - | - | - | - | - |  | m | m | 5 - UTILITIES, TRANSPORT & TELECOMS | Steve Webb | - | 11.5324 | Option 2 | 14.2979 | 23.98% | 22.2316 | 16.8018 | 45.69% | 17.51% | 16.8018 | 45.69% | Price Book Data | Harry Jassel | VOA_GPN_GOV_UK\7211014 | 2021-08-06 | Low | - | Low | - | - | Updated indices following QA. 19/03/21 - Minor tweaks to descriptions for readability / grouping. | NA | SPONS A&B | 1.561 | (BEAMS Note 2) The ERC for this item should be added to all other rateable items on the hereditament (except land). Therefore the total of the ERC of the other Building Items and the P&M ERC (where applicable) to enable the correct contract size adjustment to be made. ERC of Building Component + ERC of P&M = Total ERC to which contract size adjustment should be applied. The appropriate % adjustment should be made in accordance with the scale for contract size adjustment specified under section 6 of the RCG 2021 Guidance notes. The currency ERC rates are set at £4m (Four Million Pounds) @ 1st April 2019 (AVD) for the RCG 2021 Publication. | - | - | 2 | TRUE
2432 | 33U2AF | 8033 | 33U2AF | Fencing | Concrete | Post and Wire | Concrete posts at 2.75m Centres | 1.20m high | Strained wire fencing BS1722 pt 3; 4mm dia galv ms plain wire threaded through posts and strained with eye bolts, 900mm high; three line; concrete posts at 2.75m centres,The costs include for excavating post holes, filling to within 150mm ground level with all necessary backfilling. | Location Adjustment Applicable (See Guidance Notes) - ERC = UK mean of 1.00 | (BEAMS Note 2) The ERC for this item should be added to all other rateable items on the hereditament (except land). Therefore the total of the ERC of the other Building Items and the P&M ERC (where applicable) to enable the correct contract size adjustment to be made. ERC of Building Component + ERC of P&M = Total ERC to which contract size adjustment should be applied. The appropriate % adjustment should be made in accordance with the scale for contract size adjustment specified under section 6 of the RCG 2023 Guidance notes. The currency ERC rates are set at £4m (Four Million Pounds) @ 1st April 2021 (AVD) for the RCG 2023 Publication. | Six line; posts at 2.75m centres. Extra for end concrete straining post, one strut . | - | - | - | - | - | - | - | - | - |  | m | m | 5 - UTILITIES, TRANSPORT & TELECOMS | Steve Webb | - | 13.8389 | Option 2 | 17.1575 | 23.98% | 22.3579 | 16.8973 | 22.1% | -1.517% | 16.8973 | 22.1% | Price Book Data | Harry Jassel | VOA_GPN_GOV_UK\7211014 | 2021-08-06 | Low | - | Low | - | - | Updated indices following QA. 19/03/21 - Minor tweaks to descriptions for readability / grouping. | NA | SPONS A&B | 1.561 | (BEAMS Note 2) The ERC for this item should be added to all other rateable items on the hereditament (except land). Therefore the total of the ERC of the other Building Items and the P&M ERC (where applicable) to enable the correct contract size adjustment to be made. ERC of Building Component + ERC of P&M = Total ERC to which contract size adjustment should be applied. The appropriate % adjustment should be made in accordance with the scale for contract size adjustment specified under section 6 of the RCG 2021 Guidance notes. The currency ERC rates are set at £4m (Four Million Pounds) @ 1st April 2019 (AVD) for the RCG 2021 Publication. | - | - | 2 | TRUE
2433 | 33U2AK | 8015 | 33U2AK | Fencing | Concrete | Post and Wire | Concrete posts at 2.75m Centres | 1.40m high | Strained wire fencing BS1722 pt 3; 4mm dia galv ms plain wire threaded through posts and strained with eye bolts, 900mm high; three line; concrete posts at 2.75m centres,The costs include for excavating post holes, filling to within 150mm ground level with all necessary backfilling. | Location Adjustment Applicable (See Guidance Notes) - ERC = UK mean of 1.00 | (BEAMS Note 2) The ERC for this item should be added to all other rateable items on the hereditament (except land). Therefore the total of the ERC of the other Building Items and the P&M ERC (where applicable) to enable the correct contract size adjustment to be made. ERC of Building Component + ERC of P&M = Total ERC to which contract size adjustment should be applied. The appropriate % adjustment should be made in accordance with the scale for contract size adjustment specified under section 6 of the RCG 2023 Guidance notes. The currency ERC rates are set at £4m (Four Million Pounds) @ 1st April 2021 (AVD) for the RCG 2023 Publication. | Eight line; posts at 2.75m centres. Extra for end concrete straining post, one strut . | - | - | - | - | - | - | - | - | - |  | m | m | 5 - UTILITIES, TRANSPORT & TELECOMS | Steve Webb | - | 15.3766 | Option 2 | 19.0639 | 23.98% | 22.9665 | 17.3573 | 12.88% | -8.952% | 17.3573 | 12.88% | Price Book Data | Harry Jassel | VOA_GPN_GOV_UK\7211014 | 2021-08-06 | Low | - | Low | - | - | Updated indices following QA. 19/03/21 - Minor tweaks to descriptions for readability / grouping. | NA | SPONS A&B | 1.561 | (BEAMS Note 2) The ERC for this item should be added to all other rateable items on the hereditament (except land). Therefore the total of the ERC of the other Building Items and the P&M ERC (where applicable) to enable the correct contract size adjustment to be made. ERC of Building Component + ERC of P&M = Total ERC to which contract size adjustment should be applied. The appropriate % adjustment should be made in accordance with the scale for contract size adjustment specified under section 6 of the RCG 2021 Guidance notes. The currency ERC rates are set at £4m (Four Million Pounds) @ 1st April 2019 (AVD) for the RCG 2021 Publication. | - | - | 2 | TRUE
2427 | 33U2P5 | 8611 | 33U2P5 | Fencing | Concrete | Sectional concrete panel | 305mm x 38mm x 1753mm slabs | 1.2m high | Precast concrete slab, 305mm x 38mm x 1753mm slabs fitted into twice grooved concrete posts. Posts at 1.83m centres. Precast concrete slab fencing, The costs include for excavating post holes, filling to within 150mm ground level with all necessary backfilling. | Location Adjustment Applicable (See Guidance Notes) - ERC = UK mean of 1.00 | (BEAMS Note 2) The ERC for this item should be added to all other rateable items on the hereditament (except land). Therefore the total of the ERC of the other Building Items and the P&M ERC (where applicable) to enable the correct contract size adjustment to be made. ERC of Building Component + ERC of P&M = Total ERC to which contract size adjustment should be applied. The appropriate % adjustment should be made in accordance with the scale for contract size adjustment specified under section 6 of the RCG 2023 Guidance notes. The currency ERC rates are set at £4m (Four Million Pounds) @ 1st April 2021 (AVD) for the RCG 2023 Publication. | - | - | Measure length of fencing and height | - | - | - | - | Sectional Concrete fence panel | - | - |  | m | m | 5 - UTILITIES, TRANSPORT & TELECOMS | Steve Webb | - | 35.3661 | Option 2 | 43.847 | 23.98% | 59.7129 | 45.1289 | 27.6% | 2.923% | 45.1289 | 27.6% | Price Book Data | Harry Jassel | VOA_GPN_GOV_UK\7211014 | 2021-08-06 | Low | - | Low | - | - | Updated indices following QA. 19/03/21 - Minor tweaks to descriptions for readability / grouping. | NA | SPONS A&B | 1.561 | (BEAMS Note 2) The ERC for this item should be added to all other rateable items on the hereditament (except land). Therefore the total of the ERC of the other Building Items and the P&M ERC (where applicable) to enable the correct contract size adjustment to be made. ERC of Building Component + ERC of P&M = Total ERC to which contract size adjustment should be applied. The appropriate % adjustment should be made in accordance with the scale for contract size adjustment specified under section 6 of the RCG 2021 Guidance notes. The currency ERC rates are set at £4m (Four Million Pounds) @ 1st April 2019 (AVD) for the RCG 2021 Publication. | Sectional Concrete fence panel | - | 2 | TRUE
2428 | 33U2PA | 8612 | 33U2PA | Fencing | Concrete | Sectional concrete panel | 305mm x 38mm x 1753mm slabs | 1.5m high | Precast concrete slab, 305mm x 38mm x 1753mm slabs fitted into twice grooved concrete posts. Posts at 1.83m centres. Precast concrete slab fencing, The costs include for excavating post holes, filling to within 150mm ground level with all necessary backfilling. | Location Adjustment Applicable (See Guidance Notes) - ERC = UK mean of 1.00 | (BEAMS Note 2) The ERC for this item should be added to all other rateable items on the hereditament (except land). Therefore the total of the ERC of the other Building Items and the P&M ERC (where applicable) to enable the correct contract size adjustment to be made. ERC of Building Component + ERC of P&M = Total ERC to which contract size adjustment should be applied. The appropriate % adjustment should be made in accordance with the scale for contract size adjustment specified under section 6 of the RCG 2023 Guidance notes. The currency ERC rates are set at £4m (Four Million Pounds) @ 1st April 2021 (AVD) for the RCG 2023 Publication. | - | - | Measure length of fencing and height | - | - | - | - | Sectional Concrete fence panel | - | - |  | m | m | 5 - UTILITIES, TRANSPORT & TELECOMS | Steve Webb | - | 44.592 | Option 2 | 55.2854 | 23.98% | 74.6411 | 56.4111 | 26.5% | 2.036% | 56.4111 | 26.5% | Price Book Data | Harry Jassel | VOA_GPN_GOV_UK\7211014 | 2021-08-06 | Low | - | Low | - | - | Updated indices following QA. 19/03/21 - Minor tweaks to descriptions for readability / grouping. | NA | SPONS A&B | 1.561 | (BEAMS Note 2) The ERC for this item should be added to all other rateable items on the hereditament (except land). Therefore the total of the ERC of the other Building Items and the P&M ERC (where applicable) to enable the correct contract size adjustment to be made. ERC of Building Component + ERC of P&M = Total ERC to which contract size adjustment should be applied. The appropriate % adjustment should be made in accordance with the scale for contract size adjustment specified under section 6 of the RCG 2021 Guidance notes. The currency ERC rates are set at £4m (Four Million Pounds) @ 1st April 2019 (AVD) for the RCG 2021 Publication. | Sectional Concrete fence panel | - | 2 | TRUE
2429 | 33U2PF | 8613 | 33U2PF | Fencing | Concrete | Sectional concrete panel | 305mm x 38mm x 1753mm slabs | 1.8m high | Precast concrete slab, 305mm x 38mm x 1753mm slabs fitted into twice grooved concrete posts. Posts at 1.83m centres.Precast concrete slab fencing,The costs include for excavating post holes, filling to within 150mm ground level with all necessary backfilling. | Location Adjustment Applicable (See Guidance Notes) - ERC = UK mean of 1.00 | (BEAMS Note 2) The ERC for this item should be added to all other rateable items on the hereditament (except land). Therefore the total of the ERC of the other Building Items and the P&M ERC (where applicable) to enable the correct contract size adjustment to be made. ERC of Building Component + ERC of P&M = Total ERC to which contract size adjustment should be applied. The appropriate % adjustment should be made in accordance with the scale for contract size adjustment specified under section 6 of the RCG 2023 Guidance notes. The currency ERC rates are set at £4m (Four Million Pounds) @ 1st April 2021 (AVD) for the RCG 2023 Publication. | - | - | Measure length of fencing and height | - | - | - | - | photo taken from allen concrete, information on public domain | - | - |  | m | m | 5 - UTILITIES, TRANSPORT & TELECOMS | Steve Webb | - | 53.818 | Option 2 | 66.7237 | 23.98% | 80.7272 | 61.0108 | 13.37% | -8.562% | 61.0108 | 13.37% | Price Book Data | Harry Jassel | VOA_GPN_GOV_UK\7211014 | 2021-08-06 | Low | - | Low | - | no rate for 2.7m pro rata rate for 2.4m SJ adjusted prelims | Updated indices following QA. 19/03/21 - Minor tweaks to descriptions for readability / grouping. | NA | SPONS A&B | 1.561 | (BEAMS Note 2) The ERC for this item should be added to all other rateable items on the hereditament (except land). Therefore the total of the ERC of the other Building Items and the P&M ERC (where applicable) to enable the correct contract size adjustment to be made. ERC of Building Component + ERC of P&M = Total ERC to which contract size adjustment should be applied. The appropriate % adjustment should be made in accordance with the scale for contract size adjustment specified under section 6 of the RCG 2021 Guidance notes. The currency ERC rates are set at £4m (Four Million Pounds) @ 1st April 2019 (AVD) for the RCG 2021 Publication. | photo taken from allen concrete, information on public domain | - | 2 | TRUE
2439 | 33U2YG | 6644 | 33U2YG | Fencing | Metal | Diamond mesh | 3m panels ; flat section edges on steel post at 3.0m centres | 1.8m high | Fencing - Metal Diamond mesh flat section edges on steel post at 3.0m centres 1.8m ht . | Location Adjustment Applicable (See Guidance Notes) - ERC = UK mean of 1.00 | (BEAMS Note 2) The ERC for this item should be added to all other rateable items on the hereditament (except land). Therefore the total of the ERC of the other Building Items and the P&M ERC (where applicable) to enable the correct contract size adjustment to be made. ERC of Building Component + ERC of P&M = Total ERC to which contract size adjustment should be applied. The appropriate % adjustment should be made in accordance with the scale for contract size adjustment specified under section 6 of the RCG 2023 Guidance notes. The currency ERC rates are set at £4m (Four Million Pounds) @ 1st April 2021 (AVD) for the RCG 2023 Publication. | - | Measure length and height. | - | - | - | - | - | Cleft Chestnut palings | - | - |  | m | - | 5 - UTILITIES, TRANSPORT & TELECOMS | Steve Webb | - | 49.9738 | Option 2 | 58.8295 | 17.72% | 83 | 65.2774 | 30.62% | 10.96% | 65.2774 | 30.62% | ERC Over-ridden | Harry Jassel | VOA_GPN_GOV_UK\7211014 | 2021-08-06 | Low | - | High | - | - | Updated indices following QA. ERC over-ride was typed, and so I linked back to evidence sheet to allow further updates to final TPI. 22/03/21 - Minor tweaks to descriptions for readability / grouping. Significant decrease on CG2021 rate. Build up very poor. Needs to be reviewed. | NA | Supplier/Manufacturer | 1.561 | (BEAMS Note 2) The ERC for this item should be added to all other rateable items on the hereditament (except land). Therefore the total of the ERC of the other Building Items and the P&M ERC (where applicable) to enable the correct contract size adjustment to be made. ERC of Building Component + ERC of P&M = Total ERC to which contract size adjustment should be applied. The appropriate % adjustment should be made in accordance with the scale for contract size adjustment specified under section 6 of the RCG 2021 Guidance notes. The currency ERC rates are set at £4m (Four Million Pounds) @ 1st April 2019 (AVD) for the RCG 2021 Publication. | Cleft Chestnut palings | - | 2 | TRUE
2440 | 33U2YH | 6648 | 33U2YH | Fencing | Metal | Diamond mesh | 3m panels ; flat section edges on steel post at 3.0m centres | 2.1m high | Vertical steel pales attached to steel posts set in concrete, posts at 3.0m centres all hot-dip galvanised | Location Adjustment Applicable (See Guidance Notes) - ERC = UK mean of 1.00 | (BEAMS Note 2) The ERC for this item should be added to all other rateable items on the hereditament (except land). Therefore the total of the ERC of the other Building Items and the P&M ERC (where applicable) to enable the correct contract size adjustment to be made. ERC of Building Component + ERC of P&M = Total ERC to which contract size adjustment should be applied. The appropriate % adjustment should be made in accordance with the scale for contract size adjustment specified under section 6 of the RCG 2023 Guidance notes. The currency ERC rates are set at £4m (Four Million Pounds) @ 1st April 2021 (AVD) for the RCG 2023 Publication. | - | Measure length and height. | - | - | - | - | - | Cleft Chestnut palings | - | - |  | m | - | 5 - UTILITIES, TRANSPORT & TELECOMS | Steve Webb | - | 58.4309 | Option 2 | 68.7853 | 17.72% | 100 | 78.6474 | 34.6% | 14.34% | 78.6474 | 34.6% | ERC Over-ridden | Harry Jassel | VOA_GPN_GOV_UK\7211014 | 2021-03-22 | Low | - | High | - | - | Updated indices following QA. ERC over-ride was typed, and so I linked back to evidence sheet to allow further updates to final TPI. 22/03/21 - Minor tweaks to descriptions for readability / grouping. Significant decrease on CG2021 rate. Build up very poor. Needs to be reviewed. | NA | Supplier/Manufacturer | 1.561 | (BEAMS Note 2) The ERC for this item should be added to all other rateable items on the hereditament (except land). Therefore the total of the ERC of the other Building Items and the P&M ERC (where applicable) to enable the correct contract size adjustment to be made. ERC of Building Component + ERC of P&M = Total ERC to which contract size adjustment should be applied. The appropriate % adjustment should be made in accordance with the scale for contract size adjustment specified under section 6 of the RCG 2021 Guidance notes. The currency ERC rates are set at £4m (Four Million Pounds) @ 1st April 2019 (AVD) for the RCG 2021 Publication. | Cleft Chestnut palings | - | 2 | TRUE
2441 | 33U2Y3 | 6640 | 33U2Y3 | Fencing | Metal | Palisade steel secure ; Galvanised | Posts at 2.75m centres | 1.8m high | Vertical steel pales attached to 2 horizontal steel angle rails spanning between steel H section posts set in concrete, posts at 2.75m centres all hot-dip galvanised | Location Adjustment Applicable (See Guidance Notes) - ERC = UK mean of 1.00 | (BEAMS Note 2) The ERC for this item should be added to all other rateable items on the hereditament (except land). Therefore the total of the ERC of the other Building Items and the P&M ERC (where applicable) to enable the correct contract size adjustment to be made. ERC of Building Component + ERC of P&M = Total ERC to which contract size adjustment should be applied. The appropriate % adjustment should be made in accordance with the scale for contract size adjustment specified under section 6 of the RCG 2023 Guidance notes. The currency ERC rates are set at £4m (Four Million Pounds) @ 1st April 2021 (AVD) for the RCG 2023 Publication. | - | - | Measure length of fencing and height | - | - | - | - | Galvanised steel palisade fencing 1.8m height. | - | - |  | m | m | 5 - UTILITIES, TRANSPORT & TELECOMS | Steve Webb | - | 55.3556 | Option 2 | 65.165 | 17.72% | 79.6927 | 62.6762 | 13.22% | -3.819% | 62.6762 | 13.22% | Price Book Data | Harry Jassel | VOA_GPN_GOV_UK\7211014 | 2021-03-19 | Low | - | High | - | - | Updated indices following QA. 19/03/21 - Minor tweaks to descriptions for readability / grouping. Small decrease on CG2021 rate, but build up very poor. Needs to be reviewed. | NA | Supplier/Manufacturer | 1.561 | (BEAMS Note 2) The ERC for this item should be added to all other rateable items on the hereditament (except land). Therefore the total of the ERC of the other Building Items and the P&M ERC (where applicable) to enable the correct contract size adjustment to be made. ERC of Building Component + ERC of P&M = Total ERC to which contract size adjustment should be applied. The appropriate % adjustment should be made in accordance with the scale for contract size adjustment specified under section 6 of the RCG 2021 Guidance notes. The currency ERC rates are set at £4m (Four Million Pounds) @ 1st April 2019 (AVD) for the RCG 2021 Publication. | Galvanised steel palisade fencing 1.8m height. | - | 2 | TRUE
2442 | 33U2Y5 | 6641 | 33U2Y5 | Fencing | Metal | Palisade steel secure ; Galvanised | Posts at 2.75m centres | 2.4m high | Vertical steel pales attached to 2 horizontal steel angle rails spanning between steel H section posts set in concrete, posts at 2.75m centres all hot-dip galvanised | Location Adjustment Applicable (See Guidance Notes) - ERC = UK mean of 1.00 | (BEAMS Note 2) The ERC for this item should be added to all other rateable items on the hereditament (except land). Therefore the total of the ERC of the other Building Items and the P&M ERC (where applicable) to enable the correct contract size adjustment to be made. ERC of Building Component + ERC of P&M = Total ERC to which contract size adjustment should be applied. The appropriate % adjustment should be made in accordance with the scale for contract size adjustment specified under section 6 of the RCG 2023 Guidance notes. The currency ERC rates are set at £4m (Four Million Pounds) @ 1st April 2021 (AVD) for the RCG 2023 Publication. | - | - | Measure length of fencing and height | - | - | - | - | Galvanised steel palisade fencing 1.8m height. | - | - |  | m | m | 5 - UTILITIES, TRANSPORT & TELECOMS | Steve Webb | - | 63.0439 | Option 2 | 74.2157 | 17.72% | 86.3989 | 67.9505 | 7.783% | -8.442% | 67.9505 | 7.783% | Price Book Data | Harry Jassel | VOA_GPN_GOV_UK\7211014 | 2021-08-06 | Low | - | High | - | - | Updated indices following QA. 19/03/21 - Minor tweaks to descriptions for readability / grouping. Moderate decrease on CG2021 rate, but build up very poor. Needs to be reviewed. | NA | Supplier/Manufacturer | 1.561 | (BEAMS Note 2) The ERC for this item should be added to all other rateable items on the hereditament (except land). Therefore the total of the ERC of the other Building Items and the P&M ERC (where applicable) to enable the correct contract size adjustment to be made. ERC of Building Component + ERC of P&M = Total ERC to which contract size adjustment should be applied. The appropriate % adjustment should be made in accordance with the scale for contract size adjustment specified under section 6 of the RCG 2021 Guidance notes. The currency ERC rates are set at £4m (Four Million Pounds) @ 1st April 2019 (AVD) for the RCG 2021 Publication. | Galvanised steel palisade fencing 1.8m height. | - | 2 | TRUE
2443 | 33U2YA | 6642 | 33U2YA | Fencing | Metal | Palisade steel secure ; Galvanised | Posts at 2.75m centres | 2.7m high | Vertical steel pales attached to 2 horizontal steel angle rails spanning between steel H section posts set in concrete, posts at 2.75m centres all hot-dip galvanised | Location Adjustment Applicable (See Guidance Notes) - ERC = UK mean of 1.00 | (BEAMS Note 2) The ERC for this item should be added to all other rateable items on the hereditament (except land). Therefore the total of the ERC of the other Building Items and the P&M ERC (where applicable) to enable the correct contract size adjustment to be made. ERC of Building Component + ERC of P&M = Total ERC to which contract size adjustment should be applied. The appropriate % adjustment should be made in accordance with the scale for contract size adjustment specified under section 6 of the RCG 2023 Guidance notes. The currency ERC rates are set at £4m (Four Million Pounds) @ 1st April 2021 (AVD) for the RCG 2023 Publication. | - | - | Measure length of fencing and height | - | - | - | - | Galvanised steel palisade fencing 1.8m height. | - | - |  | m | m | 5 - UTILITIES, TRANSPORT & TELECOMS | Steve Webb | - | 69.1945 | Option 2 | 81.4563 | 17.72% | 91.2233 | 71.7448 | 3.686% | -11.92% | 71.7448 | 3.686% | Price Book Data | Harry Jassel | VOA_GPN_GOV_UK\7211014 | 2021-08-06 | Low | - | High | - | no rate for 2.7m pro rata rate for 2.4m SJ adjusted prelims | Updated indices following QA. 19/03/21 - Minor tweaks to descriptions for readability / grouping. Significant decrease on CG2021 rate. Build up very poor. Needs to be reviewed. | NA | Supplier/Manufacturer | 1.561 | (BEAMS Note 2) The ERC for this item should be added to all other rateable items on the hereditament (except land). Therefore the total of the ERC of the other Building Items and the P&M ERC (where applicable) to enable the correct contract size adjustment to be made. ERC of Building Component + ERC of P&M = Total ERC to which contract size adjustment should be applied. The appropriate % adjustment should be made in accordance with the scale for contract size adjustment specified under section 6 of the RCG 2021 Guidance notes. The currency ERC rates are set at £4m (Four Million Pounds) @ 1st April 2019 (AVD) for the RCG 2021 Publication. | Galvanised steel palisade fencing 1.8m height. | - | 2 | TRUE
2444 | 33U2YF | 6643 | 33U2YF | Fencing | Metal | Palisade steel secure ; Galvanised | Posts at 2.75m centres | 3.0m high | Vertical steel pales attached to 2 horizontal steel angle rails spanning between steel H section posts set in concrete, posts at 2.75m centres all hot-dip galvanised | Location Adjustment Applicable (See Guidance Notes) - ERC = UK mean of 1.00 | (BEAMS Note 2) The ERC for this item should be added to all other rateable items on the hereditament (except land). Therefore the total of the ERC of the other Building Items and the P&M ERC (where applicable) to enable the correct contract size adjustment to be made. ERC of Building Component + ERC of P&M = Total ERC to which contract size adjustment should be applied. The appropriate % adjustment should be made in accordance with the scale for contract size adjustment specified under section 6 of the RCG 2023 Guidance notes. The currency ERC rates are set at £4m (Four Million Pounds) @ 1st April 2021 (AVD) for the RCG 2023 Publication. | - | - | Measure length of fencing and height | - | - | - | - | Galvanised steel palisade fencing 1.8m height. | - | - |  | m | m | 5 - UTILITIES, TRANSPORT & TELECOMS | Steve Webb | - | 73.8075 | Option 2 | 86.8867 | 17.72% | 94.9999 | 74.7149 | 1.229% | -14.01% | 74.7149 | 1.229% | Price Book Data | Harry Jassel | VOA_GPN_GOV_UK\7211014 | 2021-08-06 | Low | - | High | - | SJ adjusted prelims | Updated indices following QA. 19/03/21 - Minor tweaks to descriptions for readability / grouping. Significant decrease on CG2021 rate. Build up very poor. Needs to be reviewed. | NA | Supplier/Manufacturer | 1.561 | (BEAMS Note 2) The ERC for this item should be added to all other rateable items on the hereditament (except land). Therefore the total of the ERC of the other Building Items and the P&M ERC (where applicable) to enable the correct contract size adjustment to be made. ERC of Building Component + ERC of P&M = Total ERC to which contract size adjustment should be applied. The appropriate % adjustment should be made in accordance with the scale for contract size adjustment specified under section 6 of the RCG 2021 Guidance notes. The currency ERC rates are set at £4m (Four Million Pounds) @ 1st April 2019 (AVD) for the RCG 2021 Publication. | Galvanised steel palisade fencing 1.8m height. | - | 2 | TRUE
2434 | 33U2G5 | 6621 | 33U2G5 | Fencing | Metal | Plastic coated mesh | Steel posts at 3m centres | 900mm high | Plastic coated mild steel wire in 50mm mesh. Three lines plastic coated mild steel plain wire threaded through steel posts and strained with eyebolts and winding brackets. Plastic coated mild steel mesh: steel posts at 3.0m centres. Including excavation, setting in concrete base and backfilling. | Location Adjustment Applicable (See Guidance Notes) - ERC = UK mean of 1.00 | (BEAMS Note 2) The ERC for this item should be added to all other rateable items on the hereditament (except land). Therefore the total of the ERC of the other Building Items and the P&M ERC (where applicable) to enable the correct contract size adjustment to be made. ERC of Building Component + ERC of P&M = Total ERC to which contract size adjustment should be applied. The appropriate % adjustment should be made in accordance with the scale for contract size adjustment specified under section 6 of the RCG 2023 Guidance notes. The currency ERC rates are set at £4m (Four Million Pounds) @ 1st April 2021 (AVD) for the RCG 2023 Publication. | Note cost includes for mesh fencing & installation; EO costs for struts and straining posts included for information | Measure m length and height | - | - | - | - | - | Fencing and Gates, Steel posts- cranked, Plastic coated. | Note- Photo 1 shows rigid type not cranked without horizontal support wires | - |  | m | m | 5 - UTILITIES, TRANSPORT & TELECOMS | Steve Webb | - | 13.0701 | Option 2 | 16.2043 | 23.98% | 27.5598 | 20.8287 | 59.36% | 28.54% | 20.8287 | 59.36% | Price Book Data | Harry Jassel | VOA_GPN_GOV_UK\7211014 | 2021-08-06 | Low | - | High | - | - | Updated indices following QA. 19/03/21 - Minor tweaks to descriptions for readability / grouping. Moderate increase on CG21 rates, but higher than taller fences in this category so something's not right. | NA | SPONS A&B | 1.561 | (BEAMS Note 2) The ERC for this item should be added to all other rateable items on the hereditament (except land). Therefore the total of the ERC of the other Building Items and the P&M ERC (where applicable) to enable the correct contract size adjustment to be made. ERC of Building Component + ERC of P&M = Total ERC to which contract size adjustment should be applied. The appropriate % adjustment should be made in accordance with the scale for contract size adjustment specified under section 6 of the RCG 2021 Guidance notes. The currency ERC rates are set at £4m (Four Million Pounds) @ 1st April 2019 (AVD) for the RCG 2021 Publication. | Fencing and Gates, Steel posts- cranked, Plastic coated. | Note- Photo 1 shows rigid type not cranked without horizontal support wires | 2 | TRUE
2435 | 33U2GF | 6777 | 33U2GF | Fencing | Metal | Plastic coated mesh | Steel posts at 3m centres | 1.20m high | Plastic coated mild steel wire in 50mm mesh. Three lines plastic coated mild steel plain wire threaded through steel posts and strained with eyebolts and winding brackets. Plastic coated mild steel mesh: steel posts at 3.0m centres. Including excavation, setting in concrete base and backfilling. | Location Adjustment Applicable (See Guidance Notes) - ERC = UK mean of 1.00 | (BEAMS Note 2) The ERC for this item should be added to all other rateable items on the hereditament (except land). Therefore the total of the ERC of the other Building Items and the P&M ERC (where applicable) to enable the correct contract size adjustment to be made. ERC of Building Component + ERC of P&M = Total ERC to which contract size adjustment should be applied. The appropriate % adjustment should be made in accordance with the scale for contract size adjustment specified under section 6 of the RCG 2023 Guidance notes. The currency ERC rates are set at £4m (Four Million Pounds) @ 1st April 2021 (AVD) for the RCG 2023 Publication. | Note cost includes for mesh fencing & installation; EO costs for struts and straining posts included for information | Measure m length and height | - | - | - | - | - | Fencing and Gates, Steel posts- cranked, Plastic coated. | Note- Photo 1 shows rigid type not cranked without horizontal support wires | - |  | m | m | 5 - UTILITIES, TRANSPORT & TELECOMS | Steve Webb | - | 13.8389 | Option 2 | 17.1575 | 23.98% | 20.3483 | 15.3785 | 11.13% | -10.37% | 15.3785 | 11.13% | Price Book Data | Harry Jassel | VOA_GPN_GOV_UK\7211014 | 2021-08-06 | Low | - | Medium | - | - | Updated indices following QA. 19/03/21 - Minor tweaks to descriptions for readability / grouping. Small decrease on CG21 rates, but less than shorter fences in this category so something's not right. | NA | SPONS A&B | 1.561 | (BEAMS Note 2) The ERC for this item should be added to all other rateable items on the hereditament (except land). Therefore the total of the ERC of the other Building Items and the P&M ERC (where applicable) to enable the correct contract size adjustment to be made. ERC of Building Component + ERC of P&M = Total ERC to which contract size adjustment should be applied. The appropriate % adjustment should be made in accordance with the scale for contract size adjustment specified under section 6 of the RCG 2021 Guidance notes. The currency ERC rates are set at £4m (Four Million Pounds) @ 1st April 2019 (AVD) for the RCG 2021 Publication. | Fencing and Gates, Steel posts- cranked, Plastic coated. | Note- Photo 1 shows rigid type not cranked without horizontal support wires | 2 | TRUE
2436 | 33U2GM | 6589 | 33U2GM | Fencing | Metal | Plastic coated mesh | Steel posts at 3m centres | 1.50m high | Plastic coated mild steel wire in 50mm mesh. Three lines plastic coated mild steel plain wire threaded through steel posts and strained with eyebolts and winding brackets. Plastic coated mild steel mesh: steel posts at 3.0m centres. Including excavation, setting in concrete base and backfilling. | Location Adjustment Applicable (See Guidance Notes) - ERC = UK mean of 1.00 | (BEAMS Note 2) The ERC for this item should be added to all other rateable items on the hereditament (except land). Therefore the total of the ERC of the other Building Items and the P&M ERC (where applicable) to enable the correct contract size adjustment to be made. ERC of Building Component + ERC of P&M = Total ERC to which contract size adjustment should be applied. The appropriate % adjustment should be made in accordance with the scale for contract size adjustment specified under section 6 of the RCG 2023 Guidance notes. The currency ERC rates are set at £4m (Four Million Pounds) @ 1st April 2021 (AVD) for the RCG 2023 Publication. | Note cost includes for mesh fencing & installation; EO costs for struts and straining posts included for information | Measure m length and height | - | - | - | - | - | Fencing and Gates, Steel posts- cranked, Plastic coated. | Note- Photo 1 shows rigid type not cranked without horizontal support wires | - |  | m | m | 5 - UTILITIES, TRANSPORT & TELECOMS | Steve Webb | - | 15.3766 | Option 2 | 19.0639 | 23.98% | 21.7148 | 16.4113 | 6.729% | -13.91% | 16.4113 | 6.729% | Price Book Data | Harry Jassel | VOA_GPN_GOV_UK\7211014 | 2021-08-06 | Low | - | Medium | - | - | Updated indices following QA. 19/03/21 - Minor tweaks to descriptions for readability / grouping. Small decrease on CG21 rates, but less than shorter fences in this category so something's not right. | NA | SPONS A&B | 1.561 | (BEAMS Note 2) The ERC for this item should be added to all other rateable items on the hereditament (except land). Therefore the total of the ERC of the other Building Items and the P&M ERC (where applicable) to enable the correct contract size adjustment to be made. ERC of Building Component + ERC of P&M = Total ERC to which contract size adjustment should be applied. The appropriate % adjustment should be made in accordance with the scale for contract size adjustment specified under section 6 of the RCG 2021 Guidance notes. The currency ERC rates are set at £4m (Four Million Pounds) @ 1st April 2019 (AVD) for the RCG 2021 Publication. | Fencing and Gates, Steel posts- cranked, Plastic coated. | Note- Photo 1 shows rigid type not cranked without horizontal support wires | 2 | TRUE
2437 | 33U2GQ | 6741 | 33U2GQ | Fencing | Metal | Plastic coated mesh | Steel posts at 3m centres | 1.80m high | Plastic coated mild steel wire in 50mm mesh. Three lines plastic coated mild steel plain wire threaded through steel posts and strained with eyebolts and winding brackets. Plastic coated mild steel mesh: steel posts at 3.0m centres. Including excavation, setting in concrete base and backfilling. | Location Adjustment Applicable (See Guidance Notes) - ERC = UK mean of 1.00 | (BEAMS Note 2) The ERC for this item should be added to all other rateable items on the hereditament (except land). Therefore the total of the ERC of the other Building Items and the P&M ERC (where applicable) to enable the correct contract size adjustment to be made. ERC of Building Component + ERC of P&M = Total ERC to which contract size adjustment should be applied. The appropriate % adjustment should be made in accordance with the scale for contract size adjustment specified under section 6 of the RCG 2023 Guidance notes. The currency ERC rates are set at £4m (Four Million Pounds) @ 1st April 2021 (AVD) for the RCG 2023 Publication. | Note cost includes for mesh fencing & installation; EO costs for struts and straining posts included for information | Measure m length and height | - | - | - | - | - | Fencing and Gates, Steel posts- cranked, Plastic coated. | Note- Photo 1 shows rigid type not cranked without horizontal support wires | - |  | m | m | 5 - UTILITIES, TRANSPORT & TELECOMS | Steve Webb | - | 16.1454 | Option 2 | 20.0171 | 23.98% | 23.0928 | 17.4527 | 8.097% | -12.81% | 17.4527 | 8.097% | Price Book Data | Harry Jassel | VOA_GPN_GOV_UK\7211014 | 2021-08-06 | Low | - | Medium | - | - | Updated indices following QA. 19/03/21 - Minor tweaks to descriptions for readability / grouping. Small decrease on CG21 rates, but less than shorter fences in this category so something's not right. | NA | SPONS A&B | 1.561 | (BEAMS Note 2) The ERC for this item should be added to all other rateable items on the hereditament (except land). Therefore the total of the ERC of the other Building Items and the P&M ERC (where applicable) to enable the correct contract size adjustment to be made. ERC of Building Component + ERC of P&M = Total ERC to which contract size adjustment should be applied. The appropriate % adjustment should be made in accordance with the scale for contract size adjustment specified under section 6 of the RCG 2021 Guidance notes. The currency ERC rates are set at £4m (Four Million Pounds) @ 1st April 2019 (AVD) for the RCG 2021 Publication. | Fencing and Gates, Steel posts- cranked, Plastic coated. | Note- Photo 1 shows rigid type not cranked without horizontal support wires | 2 | TRUE
2438 | 33U2HO | 6551 | 33U2HO | Fencing | Metal | Plastic coated mesh | Steel posts at 3m centres | 2.40m high | Plastic coated mild steel wire in 50mm mesh. Three lines plastic coated mild steel plain wire threaded through steel posts and strained with eyebolts and winding brackets. Plastic coated mild steel mesh: steel posts at 3.0m centres. Including excavation, setting in concrete base and backfilling. | Location Adjustment Applicable (See Guidance Notes) - ERC = UK mean of 1.00 | (BEAMS Note 2) The ERC for this item should be added to all other rateable items on the hereditament (except land). Therefore the total of the ERC of the other Building Items and the P&M ERC (where applicable) to enable the correct contract size adjustment to be made. ERC of Building Component + ERC of P&M = Total ERC to which contract size adjustment should be applied. The appropriate % adjustment should be made in accordance with the scale for contract size adjustment specified under section 6 of the RCG 2023 Guidance notes. The currency ERC rates are set at £4m (Four Million Pounds) @ 1st April 2021 (AVD) for the RCG 2023 Publication. | Note cost includes for mesh fencing & installation; EO costs for struts and straining posts included for information | Measure m length and height | - | - | - | - | - | Fencing and Gates, Steel posts- cranked, Plastic coated. | Note- Photo 1 shows rigid type not cranked without horizontal support wires | - |  | m | m | 5 - UTILITIES, TRANSPORT & TELECOMS | Steve Webb | - | 23.0648 | Option 2 | 28.5959 | 23.98% | 30.7904 | 23.2703 | 0.8908% | -18.62% | 23.2703 | 0.8908% | Price Book Data | Harry Jassel | VOA_GPN_GOV_UK\7211014 | 2021-08-06 | Low | - | Medium | - | - | Updated indices following QA. 19/03/21 - Minor tweaks to descriptions for readability / grouping. Small decrease on CG21 rates, but less than shorter fences in this category so something's not right. | NA | SPONS A&B | 1.561 | (BEAMS Note 2) The ERC for this item should be added to all other rateable items on the hereditament (except land). Therefore the total of the ERC of the other Building Items and the P&M ERC (where applicable) to enable the correct contract size adjustment to be made. ERC of Building Component + ERC of P&M = Total ERC to which contract size adjustment should be applied. The appropriate % adjustment should be made in accordance with the scale for contract size adjustment specified under section 6 of the RCG 2021 Guidance notes. The currency ERC rates are set at £4m (Four Million Pounds) @ 1st April 2019 (AVD) for the RCG 2021 Publication. | Fencing and Gates, Steel posts- cranked, Plastic coated. | Note- Photo 1 shows rigid type not cranked without horizontal support wires | 2 | TRUE
2445 | 33U2R1 | 8068 | 33U2R1 | Fencing | Metal | Razor mesh | On steel posts | 2.4m high | Fencing - mesh flat section edges on steel post at 3.0m centres 2.4m ht 3.15m panel, including Razor wire topping on mesh fencing with Bracket. | Location Adjustment Applicable (See Guidance Notes) - ERC = UK mean of 1.00 | (BEAMS Note 2) The ERC for this item should be added to all other rateable items on the hereditament (except land). Therefore the total of the ERC of the other Building Items and the P&M ERC (where applicable) to enable the correct contract size adjustment to be made. ERC of Building Component + ERC of P&M = Total ERC to which contract size adjustment should be applied. The appropriate % adjustment should be made in accordance with the scale for contract size adjustment specified under section 6 of the RCG 2023 Guidance notes. The currency ERC rates are set at £4m (Four Million Pounds) @ 1st April 2021 (AVD) for the RCG 2023 Publication. | Razor wire topping on mesh fencing, comes in bundles only-cost is for single bundle is included. | Measure length, height and number of posts | - | - | CCTV, Security barriers/works | - | - | Mesh fence with razor wire, picture from AA fencing UK Ltd. | - | - |  | m | - | Please Select | - | - | 80.727 | Option 2 | 95.0323 | 17.72% | 81.6344 | 64.2034 | -20.47% | -32.44% | 64.2034 | -20.47% | Price Book Data | Harry Jassel | VOA_GPN_GOV_UK\7211014 | 2021-08-06 | Low | - | High | - | - | Updated indices following QA. 19/03/21 - Minor tweaks to descriptions for readability / grouping. Moderate decrease on CG2021 rate. Build up very poor. Needs to be reviewed. | NA | Supplier/Manufacturer | 1.561 | (BEAMS Note 2) The ERC for this item should be added to all other rateable items on the hereditament (except land). Therefore the total of the ERC of the other Building Items and the P&M ERC (where applicable) to enable the correct contract size adjustment to be made. ERC of Building Component + ERC of P&M = Total ERC to which contract size adjustment should be applied. The appropriate % adjustment should be made in accordance with the scale for contract size adjustment specified under section 6 of the RCG 2021 Guidance notes. The currency ERC rates are set at £4m (Four Million Pounds) @ 1st April 2019 (AVD) for the RCG 2021 Publication. | Mesh fence with razor wire, picture from AA fencing UK Ltd. | - | 2 | TRUE
2446 | 33U2S5 | 8606 | 33U2S5 | Fencing | Metal | Tubular steel | Railings round or square | 900mm high | Fencing - metal Tubular steel,Railings round or square 900mm ht | Location Adjustment Applicable (See Guidance Notes) - ERC = UK mean of 1.00 | (BEAMS Note 2) The ERC for this item should be added to all other rateable items on the hereditament (except land). Therefore the total of the ERC of the other Building Items and the P&M ERC (where applicable) to enable the correct contract size adjustment to be made. ERC of Building Component + ERC of P&M = Total ERC to which contract size adjustment should be applied. The appropriate % adjustment should be made in accordance with the scale for contract size adjustment specified under section 6 of the RCG 2023 Guidance notes. The currency ERC rates are set at £4m (Four Million Pounds) @ 1st April 2021 (AVD) for the RCG 2023 Publication. | Supply and errect ms bar railing of 19mm ballusters at 115mm centres welded to ms top and bottom rails 40x10mm; bays 2.0m long bolted to 51x51mm ms hollow section posts set in concrete; all metal work galvanised. | Tubular steel railings welded to horizontal steel square section top and bottom rails and the whole bolted between square section steel posts. | - | - | - | - | - | Fencing and Gates - Tubular steel | - | - |  | Each | m | 5 - UTILITIES, TRANSPORT & TELECOMS | Steve Webb | - | 53.818 | Option 2 | 80.0579 | 48.76% | 110.2393 | 96.8407 | 79.94% | 20.96% | 96.8407 | 79.94% | Price Book Data | Harry Jassel | VOA_GPN_GOV_UK\7211014 | 2021-08-06 | Low | - | Low | - | - | Updated indices following QA. 19/03/21 - Minor tweaks to descriptions for readability / grouping. | NA | SPONS Landscaping | 1.561 | (BEAMS Note 2) The ERC for this item should be added to all other rateable items on the hereditament (except land). Therefore the total of the ERC of the other Building Items and the P&M ERC (where applicable) to enable the correct contract size adjustment to be made. ERC of Building Component + ERC of P&M = Total ERC to which contract size adjustment should be applied. The appropriate % adjustment should be made in accordance with the scale for contract size adjustment specified under section 6 of the RCG 2021 Guidance notes. The currency ERC rates are set at £4m (Four Million Pounds) @ 1st April 2019 (AVD) for the RCG 2021 Publication. | Fencing and Gates - Tubular steel | - | 2 | TRUE
2447 | 33U2SA | 8589 | 33U2SA | Fencing | Metal | Tubular steel | Railings round or square | 1.2m high | Fencing - metal Tubular steel Railings round or square, 1.2m ht | Location Adjustment Applicable (See Guidance Notes) - ERC = UK mean of 1.00 | (BEAMS Note 2) The ERC for this item should be added to all other rateable items on the hereditament (except land). Therefore the total of the ERC of the other Building Items and the P&M ERC (where applicable) to enable the correct contract size adjustment to be made. ERC of Building Component + ERC of P&M = Total ERC to which contract size adjustment should be applied. The appropriate % adjustment should be made in accordance with the scale for contract size adjustment specified under section 6 of the RCG 2023 Guidance notes. The currency ERC rates are set at £4m (Four Million Pounds) @ 1st April 2021 (AVD) for the RCG 2023 Publication. | Supply and erect ms bar railing of 19mm ballusters at 115mm centres welded to ms top and bottom rails 40x10mm; bays 2.0m long bolted to 51x51mm ms hollow section posts set in concrete; all metal work galvanised. | - | - | - | - | - | - | - | - | - |  | m | m | 5 - UTILITIES, TRANSPORT & TELECOMS | Steve Webb | - | 61.5063 | Option 2 | 91.4948 | 48.76% | 154.0979 | 135.3688 | 120.1% | 47.95% | 135.3688 | 120.1% | Price Book Data | Harry Jassel | VOA_GPN_GOV_UK\7211014 | 2021-08-06 | Low | - | Low | - | - | Updated indices following QA. 19/03/21 - Minor tweaks to descriptions for readability / grouping. | NA | SPONS Landscaping | 1.561 | (BEAMS Note 2) The ERC for this item should be added to all other rateable items on the hereditament (except land). Therefore the total of the ERC of the other Building Items and the P&M ERC (where applicable) to enable the correct contract size adjustment to be made. ERC of Building Component + ERC of P&M = Total ERC to which contract size adjustment should be applied. The appropriate % adjustment should be made in accordance with the scale for contract size adjustment specified under section 6 of the RCG 2021 Guidance notes. The currency ERC rates are set at £4m (Four Million Pounds) @ 1st April 2019 (AVD) for the RCG 2021 Publication. | - | - | 2 | TRUE
2448 | 33U2SF | 8607 | 33U2SF | Fencing | Metal | Tubular steel | Railings round or square | 1.5m high | Fencing - metal Tubular steel Railings round or square - 1.5m ht | Location Adjustment Applicable (See Guidance Notes) - ERC = UK mean of 1.00 | (BEAMS Note 2) The ERC for this item should be added to all other rateable items on the hereditament (except land). Therefore the total of the ERC of the other Building Items and the P&M ERC (where applicable) to enable the correct contract size adjustment to be made. ERC of Building Component + ERC of P&M = Total ERC to which contract size adjustment should be applied. The appropriate % adjustment should be made in accordance with the scale for contract size adjustment specified under section 6 of the RCG 2023 Guidance notes. The currency ERC rates are set at £4m (Four Million Pounds) @ 1st April 2021 (AVD) for the RCG 2023 Publication. | Supply and errect ms bar railing of 19mm ballusters at 115mm centres welded to ms top and bottom rails 40x10mm; bays 2.0m long bolted to 51x51mm ms hollow section posts set in concrete; all metal work galvanised. | Railings mild steel in bays 2000mm long; 19mm diameter balusters at 115mm centres welded to flat rail top and bottom; bolted to 51mm x 51mm hollow square section posts at 2.0m centres | - | - | - | - | - | - | - | - |  | m | m | 5 - UTILITIES, TRANSPORT & TELECOMS | Steve Webb | - | 70.7322 | Option 2 | 105.219 | 48.76% | 171.8784 | 150.9882 | 113.5% | 43.5% | 150.9882 | 113.5% | Price Book Data | Harry Jassel | VOA_GPN_GOV_UK\7211014 | 2021-08-06 | Low | - | Low | - | - | Updated indices following QA. 19/03/21 - Minor tweaks to descriptions for readability / grouping. | NA | SPONS Landscaping | 1.561 | (BEAMS Note 2) The ERC for this item should be added to all other rateable items on the hereditament (except land). Therefore the total of the ERC of the other Building Items and the P&M ERC (where applicable) to enable the correct contract size adjustment to be made. ERC of Building Component + ERC of P&M = Total ERC to which contract size adjustment should be applied. The appropriate % adjustment should be made in accordance with the scale for contract size adjustment specified under section 6 of the RCG 2021 Guidance notes. The currency ERC rates are set at £4m (Four Million Pounds) @ 1st April 2019 (AVD) for the RCG 2021 Publication. | - | - | 2 | TRUE
2449 | 33U2YM | 6649 | 33U2YM | Fencing | Metal | Unclimbable | Flat section edges on steel post at 2.4m centres. | 2.1m high | Mild steel unclimbable fencing in panels 2440mm long, with flat sections to edges. Mesh aperture size for example: 102mm x 7mm or 76mm x 12mm. Clamped with mild steel clamping bars and bolted to steel posts 80mm x 40mm at 2.44m centres.Price includes for excavating post holes , back,filling and levelling. | Location Adjustment Applicable (See Guidance Notes) - ERC = UK mean of 1.00 | (BEAMS Note 2) The ERC for this item should be added to all other rateable items on the hereditament (except land). Therefore the total of the ERC of the other Building Items and the P&M ERC (where applicable) to enable the correct contract size adjustment to be made. ERC of Building Component + ERC of P&M = Total ERC to which contract size adjustment should be applied. The appropriate % adjustment should be made in accordance with the scale for contract size adjustment specified under section 6 of the RCG 2023 Guidance notes. The currency ERC rates are set at £4m (Four Million Pounds) @ 1st April 2021 (AVD) for the RCG 2023 Publication. | - | Measure length and height | - | - | - | - | - | - | - | - |  | m | m | 5 - UTILITIES, TRANSPORT & TELECOMS | Steve Webb | - | 103.7918 | Option 2 | 128.6815 | 23.98% | 161.443 | 122.0128 | 17.56% | -5.182% | 122.0128 | 17.56% | Price Book Data | Harry Jassel | VOA_GPN_GOV_UK\7211014 | 2021-08-09 | Low | - | Low | - | - | Updated indices following QA. 19/03/21 - Minor tweaks to descriptions for readability / grouping. | NA | SPONS A&B | 1.561 | (BEAMS Note 2) The ERC for this item should be added to all other rateable items on the hereditament (except land). Therefore the total of the ERC of the other Building Items and the P&M ERC (where applicable) to enable the correct contract size adjustment to be made. ERC of Building Component + ERC of P&M = Total ERC to which contract size adjustment should be applied. The appropriate % adjustment should be made in accordance with the scale for contract size adjustment specified under section 6 of the RCG 2021 Guidance notes. The currency ERC rates are set at £4m (Four Million Pounds) @ 1st April 2019 (AVD) for the RCG 2021 Publication. | - | - | 2 | TRUE
2450 | 33U2YN | 6650 | 33U2YN | Fencing | Metal | Unclimbable | Flat section edges on steel post at 2.4m centres. | 2.4m high | Mild steel unclimbable fencing in panels 2440mm long, with flat sections to edges. Mesh aperture size for example: 102mm x 7mm or 76mm x 12mm. Clamped with mild steel clamping bars and bolted to steel posts 80mm x 40mm at 2.44m centres.Price includes for excavating post holes , back,filling and levelling. | Location Adjustment Applicable (See Guidance Notes) - ERC = UK mean of 1.00 | (BEAMS Note 2) The ERC for this item should be added to all other rateable items on the hereditament (except land). Therefore the total of the ERC of the other Building Items and the P&M ERC (where applicable) to enable the correct contract size adjustment to be made. ERC of Building Component + ERC of P&M = Total ERC to which contract size adjustment should be applied. The appropriate % adjustment should be made in accordance with the scale for contract size adjustment specified under section 6 of the RCG 2023 Guidance notes. The currency ERC rates are set at £4m (Four Million Pounds) @ 1st April 2021 (AVD) for the RCG 2023 Publication. | - | Measure length and height | - | - | - | - | - | - | - | - |  | m | m | 5 - UTILITIES, TRANSPORT & TELECOMS | Steve Webb | - | 119.9372 | Option 2 | 148.6986 | 23.98% | 181.9076 | 137.4793 | 14.63% | -7.545% | 137.4793 | 14.63% | Price Book Data | Harry Jassel | VOA_GPN_GOV_UK\7211014 | 2021-08-09 | Low | - | Low | - | - | Updated indices following QA. 19/03/21 - Minor tweaks to descriptions for readability / grouping. | NA | SPONS A&B | 1.561 | (BEAMS Note 2) The ERC for this item should be added to all other rateable items on the hereditament (except land). Therefore the total of the ERC of the other Building Items and the P&M ERC (where applicable) to enable the correct contract size adjustment to be made. ERC of Building Component + ERC of P&M = Total ERC to which contract size adjustment should be applied. The appropriate % adjustment should be made in accordance with the scale for contract size adjustment specified under section 6 of the RCG 2021 Guidance notes. The currency ERC rates are set at £4m (Four Million Pounds) @ 1st April 2019 (AVD) for the RCG 2021 Publication. | - | - | 2 | TRUE
2451 | 33U2YP | 6651 | 33U2YP | Fencing | Metal | Welded Mesh | 3.20m panels ; overlapped onto metal posts | 1.8m high | Paladin welded mesh colour coated green fencing; fixing to metal posts at 2.975m centres with manufacturers fixings; setting 600mm deep in firm ground - including excavating holes; backfilling and removing surplus excavated material; includes 10 year guarantee | Location Adjustment Applicable (See Guidance Notes) - ERC = UK mean of 1.00 | (BEAMS Note 2) The ERC for this item should be added to all other rateable items on the hereditament (except land). Therefore the total of the ERC of the other Building Items and the P&M ERC (where applicable) to enable the correct contract size adjustment to be made. ERC of Building Component + ERC of P&M = Total ERC to which contract size adjustment should be applied. The appropriate % adjustment should be made in accordance with the scale for contract size adjustment specified under section 6 of the RCG 2023 Guidance notes. The currency ERC rates are set at £4m (Four Million Pounds) @ 1st April 2021 (AVD) for the RCG 2023 Publication. | Extra over welded galvanised plastic coated mesh fencing for concreting in posts | Measure length and height | - | - | - | - | - | Mild steel welded mesh fencing in panels 3200mm wide. | - | - |  | m | m | 5 - UTILITIES, TRANSPORT & TELECOMS | Steve Webb | - | 58.4309 | Option 2 | 86.92 | 48.76% | 57.5022 | 50.5134 | -13.55% | -41.89% | 50.5134 | -13.55% | Price Book Data | Harry Jassel | VOA_GPN_GOV_UK\7211014 | 2021-08-09 | Low | - | High | - | SJ Note photo isn't Paladin | Updated indices following QA. 19/03/21 - Minor tweaks to descriptions for readability / grouping. Significant decrease on CG2021 rate. Build up very poor. Needs to be reviewed. | NA | SPONS Landscaping | 1.561 | (BEAMS Note 2) The ERC for this item should be added to all other rateable items on the hereditament (except land). Therefore the total of the ERC of the other Building Items and the P&M ERC (where applicable) to enable the correct contract size adjustment to be made. ERC of Building Component + ERC of P&M = Total ERC to which contract size adjustment should be applied. The appropriate % adjustment should be made in accordance with the scale for contract size adjustment specified under section 6 of the RCG 2021 Guidance notes. The currency ERC rates are set at £4m (Four Million Pounds) @ 1st April 2019 (AVD) for the RCG 2021 Publication. | Mild steel welded mesh fencing in panels 3200mm wide. | - | 2 | TRUE
2452 | 33U2YR | 6652 | 33U2YR | Fencing | Metal | Welded Mesh | 3.20m panels ; overlapped onto metal posts | 2.1m high | Paladin welded mesh colour coated green fencing; fixing to metal posts at 2.975m centres with manufacturers fixings; setting 600mm deep in firm ground - including excavating holes; backfilling and removing surplus excavated material; includes 10 year guarantee | Location Adjustment Applicable (See Guidance Notes) - ERC = UK mean of 1.00 | (BEAMS Note 2) The ERC for this item should be added to all other rateable items on the hereditament (except land). Therefore the total of the ERC of the other Building Items and the P&M ERC (where applicable) to enable the correct contract size adjustment to be made. ERC of Building Component + ERC of P&M = Total ERC to which contract size adjustment should be applied. The appropriate % adjustment should be made in accordance with the scale for contract size adjustment specified under section 6 of the RCG 2023 Guidance notes. The currency ERC rates are set at £4m (Four Million Pounds) @ 1st April 2021 (AVD) for the RCG 2023 Publication. | Extra over welded galvanised plastic coated mesh fencing for concreting in posts | Measure length and height. This is similar to unclimbable fencing, but the mesh apertures will be considerably larger. Weld mesh is also available in rolls: this is an inferior product and would be more akin to chain-link | - | - | - | - | - | Mild steel welded mesh fencing in panels 3200mm wide. | - | - |  | m | m | 5 - UTILITIES, TRANSPORT & TELECOMS | Steve Webb | - | 67.6569 | Option 2 | 100.6443 | 48.76% | 59.5351 | 52.2992 | -22.7% | -48.04% | 52.2992 | -22.7% | Price Book Data | Harry Jassel | VOA_GPN_GOV_UK\7211014 | 2021-08-09 | Low | - | High | - | SJ Note photo isn't Paladin | Updated indices following QA. 19/03/21 - Minor tweaks to descriptions for readability / grouping. Significant decrease on CG2021 rate. Build up very poor. Needs to be reviewed. | NA | SPONS Landscaping | 1.561 | (BEAMS Note 2) The ERC for this item should be added to all other rateable items on the hereditament (except land). Therefore the total of the ERC of the other Building Items and the P&M ERC (where applicable) to enable the correct contract size adjustment to be made. ERC of Building Component + ERC of P&M = Total ERC to which contract size adjustment should be applied. The appropriate % adjustment should be made in accordance with the scale for contract size adjustment specified under section 6 of the RCG 2021 Guidance notes. The currency ERC rates are set at £4m (Four Million Pounds) @ 1st April 2019 (AVD) for the RCG 2021 Publication. | Mild steel welded mesh fencing in panels 3200mm wide. | - | 2 | TRUE
2453 | 33U2YS | 6653 | 33U2YS | Fencing | Metal | Welded Mesh | 3.20m panels ; overlapped onto metal posts | 2.4m high | Paladin welded mesh colour coated green fencing; fixing to metal posts at 2.975m centres with manufacturers fixings; setting 600mm deep in firm ground - including excavating holes; backfilling and removing surplus excavated material; includes 10 year guarantee | Location Adjustment Applicable (See Guidance Notes) - ERC = UK mean of 1.00 | (BEAMS Note 2) The ERC for this item should be added to all other rateable items on the hereditament (except land). Therefore the total of the ERC of the other Building Items and the P&M ERC (where applicable) to enable the correct contract size adjustment to be made. ERC of Building Component + ERC of P&M = Total ERC to which contract size adjustment should be applied. The appropriate % adjustment should be made in accordance with the scale for contract size adjustment specified under section 6 of the RCG 2023 Guidance notes. The currency ERC rates are set at £4m (Four Million Pounds) @ 1st April 2021 (AVD) for the RCG 2023 Publication. | - | Measure length and height. This is similar to unclimbable fencing, but the mesh apertures will be considerably larger. Weld mesh is also available in rolls: this is an inferior product and would be more akin to chain-link | - | - | - | - | - | Mild steel welded mesh fencing in panels 3200mm wide. | - | - |  | m | m | 5 - UTILITIES, TRANSPORT & TELECOMS | Steve Webb | - | 73.8075 | Option 2 | 109.7937 | 48.76% | 68.0402 | 59.7705 | -19.02% | -45.56% | 59.7705 | -19.02% | Price Book Data | Harry Jassel | VOA_GPN_GOV_UK\7211014 | 2021-08-09 | Low | - | High | - | SJ Note photo isn't Paladin | Updated indices following QA. 19/03/21 - Minor tweaks to descriptions for readability / grouping. Significant decrease on CG2021 rate. Build up very poor. Needs to be reviewed. | NA | SPONS Landscaping | 1.561 | (BEAMS Note 2) The ERC for this item should be added to all other rateable items on the hereditament (except land). Therefore the total of the ERC of the other Building Items and the P&M ERC (where applicable) to enable the correct contract size adjustment to be made. ERC of Building Component + ERC of P&M = Total ERC to which contract size adjustment should be applied. The appropriate % adjustment should be made in accordance with the scale for contract size adjustment specified under section 6 of the RCG 2021 Guidance notes. The currency ERC rates are set at £4m (Four Million Pounds) @ 1st April 2019 (AVD) for the RCG 2021 Publication. | Mild steel welded mesh fencing in panels 3200mm wide. | - | 2 | TRUE
2454 | 33U2L5 | 6629 | 33U2L5 | Fencing | Timber | Cleft chestnut paling | 64mm diam round posts ; 51mm centres on wire | 900mm high | Cleft chestnut pale fencing BS1722 part 4 - pales spaced 51mm apart on two lines of galv wire ; 64mm dia posts; 76x51mm struts | Location Adjustment Applicable (See Guidance Notes) - ERC = UK mean of 1.00 | (BEAMS Note 2) The ERC for this item should be added to all other rateable items on the hereditament (except land). Therefore the total of the ERC of the other Building Items and the P&M ERC (where applicable) to enable the correct contract size adjustment to be made. ERC of Building Component + ERC of P&M = Total ERC to which contract size adjustment should be applied. The appropriate % adjustment should be made in accordance with the scale for contract size adjustment specified under section 6 of the RCG 2023 Guidance notes. The currency ERC rates are set at £4m (Four Million Pounds) @ 1st April 2021 (AVD) for the RCG 2023 Publication. | Cleft chestnut pale fencing; pales spaced 51mm apart on two lines galvanised wire; 64mm diameter posts; 76mm x 51mm struts. Allow extra over for end straining posts | Measure length and height | - | - | - | Strutting Post; £32.98 each; Corner Strutting post; £32.98 each | - | Cleft Chestnut palings | - | 10134 |  | m | m | 5 - UTILITIES, TRANSPORT & TELECOMS | Steve Webb | - | 7.6883 | Option 2 | 9.532 | 23.98% | 12.4249 | 9.3903 | 22.14% | -1.486% | 9.3903 | 22.14% | Price Book Data | Harry Jassel | VOA_GPN_GOV_UK\7211014 | 2021-03-19 | Low | - | Low | - | - | Updated indices following QA. 19/03/21 - Minor tweaks to descriptions for readbility / grouping. | NA | SPONS A&B | 1.561 | (BEAMS Note 2) The ERC for this item should be added to all other rateable items on the hereditament (except land). Therefore the total of the ERC of the other Building Items and the P&M ERC (where applicable) to enable the correct contract size adjustment to be made. ERC of Building Component + ERC of P&M = Total ERC to which contract size adjustment should be applied. The appropriate % adjustment should be made in accordance with the scale for contract size adjustment specified under section 6 of the RCG 2021 Guidance notes. The currency ERC rates are set at £4m (Four Million Pounds) @ 1st April 2019 (AVD) for the RCG 2021 Publication. | Cleft Chestnut palings | - | 2 | TRUE
2455 | 33U2LA | 6630 | 33U2LA | Fencing | Timber | Cleft chestnut paling | 64mm diam round posts ; 51mm centres on wire | 1.05m high | Cleft chestnut pale fencing BS1722 part 4 - pales spaced 51mm apart on two lines of galv wire ; 64mm dia posts; 76x51mm struts | Location Adjustment Applicable (See Guidance Notes) - ERC = UK mean of 1.00 | (BEAMS Note 2) The ERC for this item should be added to all other rateable items on the hereditament (except land). Therefore the total of the ERC of the other Building Items and the P&M ERC (where applicable) to enable the correct contract size adjustment to be made. ERC of Building Component + ERC of P&M = Total ERC to which contract size adjustment should be applied. The appropriate % adjustment should be made in accordance with the scale for contract size adjustment specified under section 6 of the RCG 2023 Guidance notes. The currency ERC rates are set at £4m (Four Million Pounds) @ 1st April 2021 (AVD) for the RCG 2023 Publication. | Cleft chestnut pale fencing; pales spaced 51mm apart on two lines galvanised wire; 64mm diameter posts; 76mm x 51mm struts. Allow extra over for end straining posts | Measure length and height. | - | - | - | Straining post one strut-£33.24 each- Corner Straining post two Strutts £33.24 each. | - | Cleft Chestnut palings | - | - |  | m | - | 5 - UTILITIES, TRANSPORT & TELECOMS | Steve Webb | - | 9.2259 | Option 2 | 11.4384 | 23.98% | 15 | 11.3365 | 22.88% | -0.8908% | 10.8107 | 17.18% | ERC Over-ridden | Harry Jassel | VOA_GPN_GOV_UK\7211014 | 2022-06-29 | Low | - | Low | - | - | Updated indices following QA. 22/03/21 - Minor tweaks to descriptions for readbility / grouping. Indexed from 2017 but there were problems identified with this rate, and fixed in 2021 but this has been missed. Updated accordingly. | NA | SPONS A&B | 1.561 | (BEAMS Note 2) The ERC for this item should be added to all other rateable items on the hereditament (except land). Therefore the total of the ERC of the other Building Items and the P&M ERC (where applicable) to enable the correct contract size adjustment to be made. ERC of Building Component + ERC of P&M = Total ERC to which contract size adjustment should be applied. The appropriate % adjustment should be made in accordance with the scale for contract size adjustment specified under section 6 of the RCG 2021 Guidance notes. The currency ERC rates are set at £4m (Four Million Pounds) @ 1st April 2019 (AVD) for the RCG 2021 Publication. | Cleft Chestnut palings | - | 2 | TRUE
2456 | 33U2LF | 6631 | 33U2LF | Fencing | Timber | Cleft chestnut paling | 64mm diam round posts ; 51mm centres on wire | 1.20m high | The rate provided by the contractor is for fencing timber - cleft chestnut paling - 75mm dia round posts - 50-75mm centres on wire - 1.2m height | Location Adjustment Applicable (See Guidance Notes) - ERC = UK mean of 1.00 | (BEAMS Note 2) The ERC for this item should be added to all other rateable items on the hereditament (except land). Therefore the total of the ERC of the other Building Items and the P&M ERC (where applicable) to enable the correct contract size adjustment to be made. ERC of Building Component + ERC of P&M = Total ERC to which contract size adjustment should be applied. The appropriate % adjustment should be made in accordance with the scale for contract size adjustment specified under section 6 of the RCG 2023 Guidance notes. The currency ERC rates are set at £4m (Four Million Pounds) @ 1st April 2021 (AVD) for the RCG 2023 Publication. | Cleft chestnut pale fencing; pales spaced 51mm apart on two lines galvanised wire; 64mm diameter posts; 76mm x 51mm struts. Allow extra over for end straining posts | Measure length and height. | - | - | - | Straining post one strut-£33.24 each- Corner Straining post two Strutts £33.24 each. | - | Cleft Chestnut palings | - | - |  | m | - | 5 - UTILITIES, TRANSPORT & TELECOMS | Steve Webb | - | 10.7636 | Option 2 | 13.3447 | 23.98% | 29 | 21.9172 | 103.6% | 64.24% | 17.4439 | 62.06% | ERC Over-ridden | Harry Jassel | VOA_GPN_GOV_UK\7211014 | 2022-06-15 | Low | - | Low | - | - | Updated indices following QA. 22/03/21 - Minor tweaks to descriptions for readbility / grouping. Indexed from 2017 but there were problems identified with this rate, and fixed in 2021 but this has been missed. Updated accordingly. | NA | SPONS A&B | 1.561 | (BEAMS Note 2) The ERC for this item should be added to all other rateable items on the hereditament (except land). Therefore the total of the ERC of the other Building Items and the P&M ERC (where applicable) to enable the correct contract size adjustment to be made. ERC of Building Component + ERC of P&M = Total ERC to which contract size adjustment should be applied. The appropriate % adjustment should be made in accordance with the scale for contract size adjustment specified under section 6 of the RCG 2021 Guidance notes. The currency ERC rates are set at £4m (Four Million Pounds) @ 1st April 2019 (AVD) for the RCG 2021 Publication. | Cleft Chestnut palings | - | 2 | TRUE
2457 | 33U2LK | 6601 | 33U2LK | Fencing | Timber | Cleft chestnut paling | 64mm diam round posts ; 51mm centres on wire | 1.35m high | The rate provided by the contractor is for fencing timber - cleft chestnut paling - 75mm dia round posts - 50-75mm centres on wire - 1.35m height | Location Adjustment Applicable (See Guidance Notes) - ERC = UK mean of 1.00 | (BEAMS Note 2) The ERC for this item should be added to all other rateable items on the hereditament (except land). Therefore the total of the ERC of the other Building Items and the P&M ERC (where applicable) to enable the correct contract size adjustment to be made. ERC of Building Component + ERC of P&M = Total ERC to which contract size adjustment should be applied. The appropriate % adjustment should be made in accordance with the scale for contract size adjustment specified under section 6 of the RCG 2023 Guidance notes. The currency ERC rates are set at £4m (Four Million Pounds) @ 1st April 2021 (AVD) for the RCG 2023 Publication. | Cleft chestnut pale fencing; pales spaced 51mm apart on two lines galvanised wire; 64mm diameter posts; 76mm x 51mm struts. Allow extra over for end straining posts | Measure length and height. | - | - | - | Straining post one strut-£33.24 each- Corner Straining post two Strutts £33.24 each. | - | Cleft Chestnut palings | - | - |  | m | - | 5 - UTILITIES, TRANSPORT & TELECOMS | Steve Webb | - | 11.5324 | Option 2 | 14.2979 | 23.98% | 26 | 19.6499 | 70.39% | 37.43% | 19.3492 | 67.78% | ERC Over-ridden | Harry Jassel | VOA_GPN_GOV_UK\7211014 | 2022-06-29 | Low | - | Low | - | - | Updated indices following QA. 22/03/21 - Minor tweaks to descriptions for readbility / grouping. Indexed from 2017 but there were problems identified with this rate, and fixed in 2021 but this has been missed. Updated accordingly. | NA | SPONS A&B | 1.561 | (BEAMS Note 2) The ERC for this item should be added to all other rateable items on the hereditament (except land). Therefore the total of the ERC of the other Building Items and the P&M ERC (where applicable) to enable the correct contract size adjustment to be made. ERC of Building Component + ERC of P&M = Total ERC to which contract size adjustment should be applied. The appropriate % adjustment should be made in accordance with the scale for contract size adjustment specified under section 6 of the RCG 2021 Guidance notes. The currency ERC rates are set at £4m (Four Million Pounds) @ 1st April 2019 (AVD) for the RCG 2021 Publication. | Cleft Chestnut palings | - | 2 | TRUE
2458 | 33U2M5 | 6602 | 33U2M5 | Fencing | Timber | Close boarded | Concrete posts ; 2 rail | 1.0m high | Close boarded fencing to concrete posts 100x100mm; 2 no softwood arris rails; 100x22mm softwood pales lapped 13mm; including excavating and backfilling into firm ground at 3.0m centres; setting in concrete 1:3:6; edge board 152x22mm | Location Adjustment Applicable (See Guidance Notes) - ERC = UK mean of 1.00 | (BEAMS Note 2) The ERC for this item should be added to all other rateable items on the hereditament (except land). Therefore the total of the ERC of the other Building Items and the P&M ERC (where applicable) to enable the correct contract size adjustment to be made. ERC of Building Component + ERC of P&M = Total ERC to which contract size adjustment should be applied. The appropriate % adjustment should be made in accordance with the scale for contract size adjustment specified under section 6 of the RCG 2023 Guidance notes. The currency ERC rates are set at £4m (Four Million Pounds) @ 1st April 2021 (AVD) for the RCG 2023 Publication. | Cost include bases. | Measure length and height | - | - | - | Strutting Post; £32.98 each; Corner Strutting post; £32.98 each | - | Cleft Chestnut palings | - | 10134 |  | m | m | 5 - UTILITIES, TRANSPORT & TELECOMS | Steve Webb | - | 26.1402 | Option 2 | 32.4087 | 23.98% | 63.4843 | 47.9792 | 83.55% | 48.04% | 47.9792 | 83.55% | Price Book Data | Harry Jassel | VOA_GPN_GOV_UK\7211014 | 2021-08-09 | Low | - | Medium | - | - | Updated indices following QA. 19/03/21 - Minor tweaks to descriptions for readbility / grouping. Moderate increase on CG21 rate so medium. | NA | SPONS A&B | 1.561 | (BEAMS Note 2) The ERC for this item should be added to all other rateable items on the hereditament (except land). Therefore the total of the ERC of the other Building Items and the P&M ERC (where applicable) to enable the correct contract size adjustment to be made. ERC of Building Component + ERC of P&M = Total ERC to which contract size adjustment should be applied. The appropriate % adjustment should be made in accordance with the scale for contract size adjustment specified under section 6 of the RCG 2021 Guidance notes. The currency ERC rates are set at £4m (Four Million Pounds) @ 1st April 2019 (AVD) for the RCG 2021 Publication. | Cleft Chestnut palings | - | 2 | TRUE
2459 | 33U2MA | 6603 | 33U2MA | Fencing | Timber | Close boarded | Concrete posts ; 2 rail | 1.2m high | Close boarded fencing to concrete posts 100x100mm; 2 no softwood arris rails; 100x22mm softwood pales lapped 13mm; including excavating and backfilling into firm ground at 3.0m centres; setting in concrete 1:3:6; edge board 152x22mm | Location Adjustment Applicable (See Guidance Notes) - ERC = UK mean of 1.00 | (BEAMS Note 2) The ERC for this item should be added to all other rateable items on the hereditament (except land). Therefore the total of the ERC of the other Building Items and the P&M ERC (where applicable) to enable the correct contract size adjustment to be made. ERC of Building Component + ERC of P&M = Total ERC to which contract size adjustment should be applied. The appropriate % adjustment should be made in accordance with the scale for contract size adjustment specified under section 6 of the RCG 2023 Guidance notes. The currency ERC rates are set at £4m (Four Million Pounds) @ 1st April 2021 (AVD) for the RCG 2023 Publication. | Cost include bases. | Measure length and height | - | - | - | Strutting Post; £32.98 each; Corner Strutting post; £32.98 each | - | Cleft Chestnut palings | - | 10134 |  | m | m | 5 - UTILITIES, TRANSPORT & TELECOMS | Steve Webb | - | 27.6778 | Option 2 | 34.3151 | 23.98% | 74.7641 | 56.5041 | 104.1% | 64.66% | 56.5041 | 104.1% | Price Book Data | Harry Jassel | VOA_GPN_GOV_UK\7211014 | 2021-08-09 | Low | - | Medium | - | - | Updated indices following QA. 19/03/21 - Minor tweaks to descriptions for readbility / grouping. Moderate increase on CG21 rate so medium. | NA | SPONS A&B | 1.561 | (BEAMS Note 2) The ERC for this item should be added to all other rateable items on the hereditament (except land). Therefore the total of the ERC of the other Building Items and the P&M ERC (where applicable) to enable the correct contract size adjustment to be made. ERC of Building Component + ERC of P&M = Total ERC to which contract size adjustment should be applied. The appropriate % adjustment should be made in accordance with the scale for contract size adjustment specified under section 6 of the RCG 2021 Guidance notes. The currency ERC rates are set at £4m (Four Million Pounds) @ 1st April 2019 (AVD) for the RCG 2021 Publication. | Cleft Chestnut palings | - | 2 | TRUE
2460 | 33U2MF | 6632 | 33U2MF | Fencing | Timber | Close boarded | Concrete posts ; 3 rail | 1.40m high | Close boarded fencing to concrete posts 100x100mm; 3 no softwood arris rails; 100x22mm softwood pales lapped 13mm; including excavating and backfilling into firm ground at 3.0m centres; setting in concrete 1:3:6; edge board 152x22mm included within cost of fence | Location Adjustment Applicable (See Guidance Notes) - ERC = UK mean of 1.00 | (BEAMS Note 2) The ERC for this item should be added to all other rateable items on the hereditament (except land). Therefore the total of the ERC of the other Building Items and the P&M ERC (where applicable) to enable the correct contract size adjustment to be made. ERC of Building Component + ERC of P&M = Total ERC to which contract size adjustment should be applied. The appropriate % adjustment should be made in accordance with the scale for contract size adjustment specified under section 6 of the RCG 2023 Guidance notes. The currency ERC rates are set at £4m (Four Million Pounds) @ 1st April 2021 (AVD) for the RCG 2023 Publication. | Cost include bases. | Measure length and height | - | - | - | Strutting Post; £32.98 each; Corner Strutting post; £32.98 each | - | Cleft Chestnut palings | - | 10134 |  | m | m | 5 - UTILITIES, TRANSPORT & TELECOMS | Steve Webb | - | 29.9843 | Option 2 | 37.1747 | 23.98% | 69.7316 | 52.7007 | 75.76% | 41.77% | 52.7007 | 75.76% | Price Book Data | Harry Jassel | VOA_GPN_GOV_UK\7211014 | 2021-08-09 | Low | - | Medium | - | - | Updated indices following QA. 19/03/21 - Minor tweaks to descriptions for readbility / grouping. Moderate increase on CG21 rate so medium. | NA | SPONS A&B | 1.561 | (BEAMS Note 2) The ERC for this item should be added to all other rateable items on the hereditament (except land). Therefore the total of the ERC of the other Building Items and the P&M ERC (where applicable) to enable the correct contract size adjustment to be made. ERC of Building Component + ERC of P&M = Total ERC to which contract size adjustment should be applied. The appropriate % adjustment should be made in accordance with the scale for contract size adjustment specified under section 6 of the RCG 2021 Guidance notes. The currency ERC rates are set at £4m (Four Million Pounds) @ 1st April 2019 (AVD) for the RCG 2021 Publication. | Cleft Chestnut palings | - | 2 | TRUE
2461 | 33U2MK | 6633 | 33U2MK | Fencing | Timber | Close boarded | Concrete posts ; 3 rail | 1.60m high | Close boarded fencing to concrete posts 100x100mm; 3 no softwood arris rails; 100x22mm softwood pales lapped 13mm; including excavating and backfilling into firm ground at 3.0m centres; setting in concrete 1:3:6; softwood edge board 152x22mm | Location Adjustment Applicable (See Guidance Notes) - ERC = UK mean of 1.00 | (BEAMS Note 2) The ERC for this item should be added to all other rateable items on the hereditament (except land). Therefore the total of the ERC of the other Building Items and the P&M ERC (where applicable) to enable the correct contract size adjustment to be made. ERC of Building Component + ERC of P&M = Total ERC to which contract size adjustment should be applied. The appropriate % adjustment should be made in accordance with the scale for contract size adjustment specified under section 6 of the RCG 2023 Guidance notes. The currency ERC rates are set at £4m (Four Million Pounds) @ 1st April 2021 (AVD) for the RCG 2023 Publication. | Cost include bases. | Measure length and height | - | - | - | Strutting Post; £32.98 each; Corner Strutting post; £32.98 each | - | Cleft Chestnut palings | - | 10134 |  | m | m | 5 - UTILITIES, TRANSPORT & TELECOMS | Steve Webb | - | 31.522 | Option 2 | 39.081 | 23.98% | 78.6485 | 59.4397 | 88.57% | 52.09% | 59.4397 | 88.57% | Price Book Data | Harry Jassel | VOA_GPN_GOV_UK\7211014 | 2021-08-09 | Low | - | Medium | - | - | Updated indices following QA. 19/03/21 - Minor tweaks to descriptions for readbility / grouping. Moderate increase on CG21 rate so medium. | NA | SPONS A&B | 1.561 | (BEAMS Note 2) The ERC for this item should be added to all other rateable items on the hereditament (except land). Therefore the total of the ERC of the other Building Items and the P&M ERC (where applicable) to enable the correct contract size adjustment to be made. ERC of Building Component + ERC of P&M = Total ERC to which contract size adjustment should be applied. The appropriate % adjustment should be made in accordance with the scale for contract size adjustment specified under section 6 of the RCG 2021 Guidance notes. The currency ERC rates are set at £4m (Four Million Pounds) @ 1st April 2019 (AVD) for the RCG 2021 Publication. | Cleft Chestnut palings | - | 2 | TRUE
2462 | 33U2MQ | 8603 | 33U2MQ | Fencing | Timber | Close boarded | Concrete posts ; 3 rail | 1.80m high | Close boarded fencing to concrete posts 100x100mm; 3 no softwood arris rails; 100x22mm softwood pales lapped 13mm; including excavating and backfilling into firm ground at 3.0m centres; setting in concrete 1:3:6; softwood edge board 152x22mm | Location Adjustment Applicable (See Guidance Notes) - ERC = UK mean of 1.00 | (BEAMS Note 2) The ERC for this item should be added to all other rateable items on the hereditament (except land). Therefore the total of the ERC of the other Building Items and the P&M ERC (where applicable) to enable the correct contract size adjustment to be made. ERC of Building Component + ERC of P&M = Total ERC to which contract size adjustment should be applied. The appropriate % adjustment should be made in accordance with the scale for contract size adjustment specified under section 6 of the RCG 2023 Guidance notes. The currency ERC rates are set at £4m (Four Million Pounds) @ 1st April 2021 (AVD) for the RCG 2023 Publication. | Cost include bases. | Measure length and height | - | - | - | Strutting Post; £32.98 each; Corner Strutting post; £32.98 each | - | Cleft Chestnut palings | - | 10134 |  | m | m | 5 - UTILITIES, TRANSPORT & TELECOMS | Steve Webb | - | 33.0596 | Option 2 | 40.9874 | 23.98% | 83.8411 | 63.3641 | 91.67% | 54.59% | 63.3641 | 91.67% | Price Book Data | Harry Jassel | VOA_GPN_GOV_UK\7211014 | 2021-08-09 | Low | - | Medium | - | - | Updated indices following QA. 19/03/21 - Minor tweaks to descriptions for readbility / grouping. Moderate increase on CG21 rate so medium. | NA | SPONS A&B | 1.561 | (BEAMS Note 2) The ERC for this item should be added to all other rateable items on the hereditament (except land). Therefore the total of the ERC of the other Building Items and the P&M ERC (where applicable) to enable the correct contract size adjustment to be made. ERC of Building Component + ERC of P&M = Total ERC to which contract size adjustment should be applied. The appropriate % adjustment should be made in accordance with the scale for contract size adjustment specified under section 6 of the RCG 2021 Guidance notes. The currency ERC rates are set at £4m (Four Million Pounds) @ 1st April 2019 (AVD) for the RCG 2021 Publication. | Cleft Chestnut palings | - | 2 | TRUE
2463 | 33U2NA | 8604 | 33U2NA | Fencing | Timber | Close boarded | Oak posts ; 2 rail | 1.20m high | Close boarded fencing to oak posts 100x100mm; 2 no softwood arris rails; 100x22mm softwood pales lapped 13mm; including excavating and backfilling into firm ground at 3.0m centres; setting in concrete 1:3:6; | Location Adjustment Applicable (See Guidance Notes) - ERC = UK mean of 1.00 | (BEAMS Note 2) The ERC for this item should be added to all other rateable items on the hereditament (except land). Therefore the total of the ERC of the other Building Items and the P&M ERC (where applicable) to enable the correct contract size adjustment to be made. ERC of Building Component + ERC of P&M = Total ERC to which contract size adjustment should be applied. The appropriate % adjustment should be made in accordance with the scale for contract size adjustment specified under section 6 of the RCG 2023 Guidance notes. The currency ERC rates are set at £4m (Four Million Pounds) @ 1st April 2021 (AVD) for the RCG 2023 Publication. | Includes edge boards | Measure length and height | - | - | - | - | - | - | - | - |  | m | m | 5 - UTILITIES, TRANSPORT & TELECOMS | Steve Webb | - | 22.296 | Option 2 | 27.6427 | 23.98% | 59.333 | 44.8417 | 101.1% | 62.22% | 44.8417 | 101.1% | Price Book Data | Harry Jassel | VOA_GPN_GOV_UK\7211014 | 2021-03-19 | Low | - | Medium | - | - | Updated indices following QA. 19/03/21 - Minor tweaks to descriptions for readbility / grouping. Moderate increase on CG21 rate so medium. | NA | SPONS A&B | 1.561 | (BEAMS Note 2) The ERC for this item should be added to all other rateable items on the hereditament (except land). Therefore the total of the ERC of the other Building Items and the P&M ERC (where applicable) to enable the correct contract size adjustment to be made. ERC of Building Component + ERC of P&M = Total ERC to which contract size adjustment should be applied. The appropriate % adjustment should be made in accordance with the scale for contract size adjustment specified under section 6 of the RCG 2021 Guidance notes. The currency ERC rates are set at £4m (Four Million Pounds) @ 1st April 2019 (AVD) for the RCG 2021 Publication. | - | - | 2 | TRUE
2464 | 33U2NF | 8605 | 33U2NF | Fencing | Timber | Close boarded | Oak posts ; 3 rail | 1.40m high | Close boarded fencing to oak posts 100x100mm; 2 no softwood arris rails; 100x22mm softwood pales lapped 13mm; including excavating and backfilling into firm ground at 3.0m centres; setting in concrete 1:3:6; including bases and softwood edge boards. | Location Adjustment Applicable (See Guidance Notes) - ERC = UK mean of 1.00 | (BEAMS Note 2) The ERC for this item should be added to all other rateable items on the hereditament (except land). Therefore the total of the ERC of the other Building Items and the P&M ERC (where applicable) to enable the correct contract size adjustment to be made. ERC of Building Component + ERC of P&M = Total ERC to which contract size adjustment should be applied. The appropriate % adjustment should be made in accordance with the scale for contract size adjustment specified under section 6 of the RCG 2023 Guidance notes. The currency ERC rates are set at £4m (Four Million Pounds) @ 1st April 2021 (AVD) for the RCG 2023 Publication. | Includes edge boards | Measure length and height | - | - | - | - | - | Close boarded timber fence | Close boarded timber fence.photo 1 timber edge board - photo 2 concrete edge boards | - |  | m | m | 5 - UTILITIES, TRANSPORT & TELECOMS | Steve Webb | - | 24.6025 | Option 2 | 30.5023 | 23.98% | 68.0028 | 51.3941 | 108.9% | 68.49% | 51.3941 | 108.9% | Price Book Data | Harry Jassel | VOA_GPN_GOV_UK\7211014 | 2021-08-09 | Low | - | Medium | - | - | Updated indices following QA. 19/03/21 - Minor tweaks to descriptions for readbility / grouping. Moderate increase on CG21 rate so medium. | NA | SPONS A&B | 1.561 | (BEAMS Note 2) The ERC for this item should be added to all other rateable items on the hereditament (except land). Therefore the total of the ERC of the other Building Items and the P&M ERC (where applicable) to enable the correct contract size adjustment to be made. ERC of Building Component + ERC of P&M = Total ERC to which contract size adjustment should be applied. The appropriate % adjustment should be made in accordance with the scale for contract size adjustment specified under section 6 of the RCG 2021 Guidance notes. The currency ERC rates are set at £4m (Four Million Pounds) @ 1st April 2019 (AVD) for the RCG 2021 Publication. | Close boarded timber fence | Close boarded timber fence.photo 1 timber edge board - photo 2 concrete edge boards | 2 | TRUE
2465 | 33U2NK | 8609 | 33U2NK | Fencing | Timber | Close boarded | Oak posts ; 3 rail | 1.60m high | Close boarded fencing to oak posts 100x100mm; 2 no softwood arris rails; 100x22mm softwood pales lapped 13mm; including excavating and backfilling into firm ground at 3.0m centres; setting in concrete 1:3:6; including bases and softwood edge boards. | Location Adjustment Applicable (See Guidance Notes) - ERC = UK mean of 1.00 | (BEAMS Note 2) The ERC for this item should be added to all other rateable items on the hereditament (except land). Therefore the total of the ERC of the other Building Items and the P&M ERC (where applicable) to enable the correct contract size adjustment to be made. ERC of Building Component + ERC of P&M = Total ERC to which contract size adjustment should be applied. The appropriate % adjustment should be made in accordance with the scale for contract size adjustment specified under section 6 of the RCG 2023 Guidance notes. The currency ERC rates are set at £4m (Four Million Pounds) @ 1st April 2021 (AVD) for the RCG 2023 Publication. | Includes edge boards | Measure length and height | - | - | - | - | - | Close boarded timber fence | Close boarded timber fence.photo 1 timber edge board - photo 2 concrete edge boards | - |  | m | m | 5 - UTILITIES, TRANSPORT & TELECOMS | Steve Webb | - | 27.6778 | Option 2 | 34.3151 | 23.98% | 73.9817 | 55.9127 | 102% | 62.94% | 55.9127 | 102% | Price Book Data | Harry Jassel | VOA_GPN_GOV_UK\7211014 | 2021-08-09 | Low | - | Medium | - | - | Updated indices following QA. 19/03/21 - Minor tweaks to descriptions for readbility / grouping. Moderate increase on CG21 rate so medium. | NA | SPONS A&B | 1.561 | (BEAMS Note 2) The ERC for this item should be added to all other rateable items on the hereditament (except land). Therefore the total of the ERC of the other Building Items and the P&M ERC (where applicable) to enable the correct contract size adjustment to be made. ERC of Building Component + ERC of P&M = Total ERC to which contract size adjustment should be applied. The appropriate % adjustment should be made in accordance with the scale for contract size adjustment specified under section 6 of the RCG 2021 Guidance notes. The currency ERC rates are set at £4m (Four Million Pounds) @ 1st April 2019 (AVD) for the RCG 2021 Publication. | Close boarded timber fence | Close boarded timber fence.photo 1 timber edge board - photo 2 concrete edge boards | 2 | TRUE
2466 | 33U2NQ | 8610 | 33U2NQ | Fencing | Timber | Close boarded | Oak posts ; 3 rail | 1.80m high | Close boarded fencing to oak posts 100x100mm; 2 no softwood arris rails; 100x22mm softwood pales lapped 13mm; including excavating and backfilling into firm ground at 3.0m centres; setting in concrete 1:3:6; including bases and softwood edge boards. | Location Adjustment Applicable (See Guidance Notes) - ERC = UK mean of 1.00 | (BEAMS Note 2) The ERC for this item should be added to all other rateable items on the hereditament (except land). Therefore the total of the ERC of the other Building Items and the P&M ERC (where applicable) to enable the correct contract size adjustment to be made. ERC of Building Component + ERC of P&M = Total ERC to which contract size adjustment should be applied. The appropriate % adjustment should be made in accordance with the scale for contract size adjustment specified under section 6 of the RCG 2023 Guidance notes. The currency ERC rates are set at £4m (Four Million Pounds) @ 1st April 2021 (AVD) for the RCG 2023 Publication. | Includes edge boards | Measure length and height | - | - | - | - | - | Close boarded timber fence | Close boarded timber fence.photo 1 timber edge board - photo 2 concrete edge boards | - |  | m | m | 5 - UTILITIES, TRANSPORT & TELECOMS | Steve Webb | - | 31.522 | Option 2 | 39.081 | 23.98% | 82.3152 | 62.2109 | 97.36% | 59.18% | 62.2109 | 97.36% | Price Book Data | Harry Jassel | VOA_GPN_GOV_UK\7211014 | 2021-08-09 | Low | - | Medium | - | - | Updated indices following QA. 19/03/21 - Minor tweaks to descriptions for readbility / grouping. Moderate increase on CG21 rate so medium. | NA | SPONS A&B | 1.561 | (BEAMS Note 2) The ERC for this item should be added to all other rateable items on the hereditament (except land). Therefore the total of the ERC of the other Building Items and the P&M ERC (where applicable) to enable the correct contract size adjustment to be made. ERC of Building Component + ERC of P&M = Total ERC to which contract size adjustment should be applied. The appropriate % adjustment should be made in accordance with the scale for contract size adjustment specified under section 6 of the RCG 2021 Guidance notes. The currency ERC rates are set at £4m (Four Million Pounds) @ 1st April 2019 (AVD) for the RCG 2021 Publication. | Close boarded timber fence | Close boarded timber fence.photo 1 timber edge board - photo 2 concrete edge boards | 2 | TRUE
2469 | 33U2U5 | 8614 | 33U2U5 | Fencing | Timber | Interwoven panels | 1.8 wide panels on timber posts | 1.5m high | Timber fencing: tanalised softwood fencing; all timber posts are kiln dried redwood with 15 year guarantee. Timber lap panels; pressure treated; fixed to timber posts 75x75mm in 1:3:6 concrete at 1.90m centres | Location Adjustment Applicable (See Guidance Notes) - ERC = UK mean of 1.00 | (BEAMS Note 2) The ERC for this item should be added to all other rateable items on the hereditament (except land). Therefore the total of the ERC of the other Building Items and the P&M ERC (where applicable) to enable the correct contract size adjustment to be made. ERC of Building Component + ERC of P&M = Total ERC to which contract size adjustment should be applied. The appropriate % adjustment should be made in accordance with the scale for contract size adjustment specified under section 6 of the RCG 2023 Guidance notes. The currency ERC rates are set at £4m (Four Million Pounds) @ 1st April 2021 (AVD) for the RCG 2023 Publication. | - | Measure length and height | - | - | - | - | - | Timber overlap panel, closest to interwoven panel | - | - |  | m | m | 5 - UTILITIES, TRANSPORT & TELECOMS | Steve Webb | - | 28.4466 | Option 2 | 42.3163 | 48.76% | 52.4407 | 46.067 | 61.94% | 8.863% | 46.067 | 61.94% | Price Book Data | Harry Jassel | VOA_GPN_GOV_UK\7211014 | 2021-08-09 | Low | - | Low | - | - | Updated indices following QA. 19/03/21 - Minor tweaks to descriptions for readbility / grouping. Harry changed description to overlap panels, because that was the closest match he could find. I've changed description back but kept explanation note here. | NA | SPONS Landscaping | 1.561 | (BEAMS Note 2) The ERC for this item should be added to all other rateable items on the hereditament (except land). Therefore the total of the ERC of the other Building Items and the P&M ERC (where applicable) to enable the correct contract size adjustment to be made. ERC of Building Component + ERC of P&M = Total ERC to which contract size adjustment should be applied. The appropriate % adjustment should be made in accordance with the scale for contract size adjustment specified under section 6 of the RCG 2021 Guidance notes. The currency ERC rates are set at £4m (Four Million Pounds) @ 1st April 2019 (AVD) for the RCG 2021 Publication. | Timber overlap panel, closest to interwoven panel | - | 2 | TRUE
2467 | 33U2UA | 7697 | 33U2UA | Fencing | Timber | Interwoven panels | 1.8 wide panels on concrete posts | 1.5m high | Tanalised softwood fencing. Timber lap panels; fixed to slotted concrete posts; 100x100mm. 1:3:6 concrete at 1.88m centres | Location Adjustment Applicable (See Guidance Notes) - ERC = UK mean of 1.00 | (BEAMS Note 2) The ERC for this item should be added to all other rateable items on the hereditament (except land). Therefore the total of the ERC of the other Building Items and the P&M ERC (where applicable) to enable the correct contract size adjustment to be made. ERC of Building Component + ERC of P&M = Total ERC to which contract size adjustment should be applied. The appropriate % adjustment should be made in accordance with the scale for contract size adjustment specified under section 6 of the RCG 2023 Guidance notes. The currency ERC rates are set at £4m (Four Million Pounds) @ 1st April 2021 (AVD) for the RCG 2023 Publication. | - | Measure length and height | - | - | - | - | - | Timber overlap panel, closest to interwoven panel | - | - |  | m | m | 5 - UTILITIES, TRANSPORT & TELECOMS | Steve Webb | - | 32.2908 | Option 2 | 48.0348 | 48.76% | 65.136 | 57.2193 | 77.2% | 19.12% | 57.2193 | 77.2% | Price Book Data | Harry Jassel | VOA_GPN_GOV_UK\7211014 | 2021-08-09 | Low | - | Low | - | - | Updated indices following QA. 19/03/21 - Minor tweaks to descriptions for readbility / grouping. Harry changed description to overlap panels, because that was the closest match he could find. I've changed description back but kept explanation note here. | NA | SPONS Landscaping | 1.561 | (BEAMS Note 2) The ERC for this item should be added to all other rateable items on the hereditament (except land). Therefore the total of the ERC of the other Building Items and the P&M ERC (where applicable) to enable the correct contract size adjustment to be made. ERC of Building Component + ERC of P&M = Total ERC to which contract size adjustment should be applied. The appropriate % adjustment should be made in accordance with the scale for contract size adjustment specified under section 6 of the RCG 2021 Guidance notes. The currency ERC rates are set at £4m (Four Million Pounds) @ 1st April 2019 (AVD) for the RCG 2021 Publication. | Timber overlap panel, closest to interwoven panel | - | 2 | TRUE
2470 | 33U2UF | 8701 | 33U2UF | Fencing | Timber | Interwoven panels | 1.8 wide panels on timber posts | 1.8m high | Timber fencing: tanalised softwood fencing; all timber posts are kiln dried redwood with 15 year guarantee. Timber lap panels; pressure treated; fixed to timber posts 75x75mm in 1:3:6 concrete at 1.90m centres | Location Adjustment Applicable (See Guidance Notes) - ERC = UK mean of 1.00 | (BEAMS Note 2) The ERC for this item should be added to all other rateable items on the hereditament (except land). Therefore the total of the ERC of the other Building Items and the P&M ERC (where applicable) to enable the correct contract size adjustment to be made. ERC of Building Component + ERC of P&M = Total ERC to which contract size adjustment should be applied. The appropriate % adjustment should be made in accordance with the scale for contract size adjustment specified under section 6 of the RCG 2023 Guidance notes. The currency ERC rates are set at £4m (Four Million Pounds) @ 1st April 2021 (AVD) for the RCG 2023 Publication. | - | Measure length and height | - | - | - | - | - | Timber overlap panel, closest to interwoven panel | - | - |  | m | m | 5 - UTILITIES, TRANSPORT & TELECOMS | Steve Webb | - | 38.4414 | Option 2 | 57.1842 | 48.76% | 56.2576 | 49.42 | 28.56% | -13.58% | 49.42 | 28.56% | Price Book Data | Harry Jassel | VOA_GPN_GOV_UK\7211014 | 2021-08-09 | Low | - | Low | - | - | Updated indices following QA. 19/03/21 - Minor tweaks to descriptions for readbility / grouping. Harry changed description to overlap panels, because that was the closest match he could find. I've changed description back but kept explanation note here. | NA | SPONS Landscaping | 1.561 | (BEAMS Note 2) The ERC for this item should be added to all other rateable items on the hereditament (except land). Therefore the total of the ERC of the other Building Items and the P&M ERC (where applicable) to enable the correct contract size adjustment to be made. ERC of Building Component + ERC of P&M = Total ERC to which contract size adjustment should be applied. The appropriate % adjustment should be made in accordance with the scale for contract size adjustment specified under section 6 of the RCG 2021 Guidance notes. The currency ERC rates are set at £4m (Four Million Pounds) @ 1st April 2019 (AVD) for the RCG 2021 Publication. | Timber overlap panel, closest to interwoven panel | - | 2 | TRUE
2468 | 33U2UK | 7643 | 33U2UK | Fencing | Timber | Interwoven panels | 1.8 wide panels on concrete posts | 1.8m high | Tanalised softwood fencing. Timber lap panels; fixed to slotted concrete posts; 100x100mm. 1:3:6 concrete at 1.88m centres | Location Adjustment Applicable (See Guidance Notes) - ERC = UK mean of 1.00 | (BEAMS Note 2) The ERC for this item should be added to all other rateable items on the hereditament (except land). Therefore the total of the ERC of the other Building Items and the P&M ERC (where applicable) to enable the correct contract size adjustment to be made. ERC of Building Component + ERC of P&M = Total ERC to which contract size adjustment should be applied. The appropriate % adjustment should be made in accordance with the scale for contract size adjustment specified under section 6 of the RCG 2023 Guidance notes. The currency ERC rates are set at £4m (Four Million Pounds) @ 1st April 2021 (AVD) for the RCG 2023 Publication. | - | Measure length and height | - | - | - | - | - | Timber overlap panel, closest to interwoven panel | - | - |  | m | m | 5 - UTILITIES, TRANSPORT & TELECOMS | Steve Webb | - | 42.2855 | Option 2 | 62.9027 | 48.76% | 74.6545 | 65.581 | 55.09% | 4.258% | 65.581 | 55.09% | Price Book Data | Harry Jassel | VOA_GPN_GOV_UK\7211014 | 2021-08-09 | Low | - | Medium | - | - | Updated indices following QA. 19/03/21 - Minor tweaks to descriptions for readbility / grouping. Harry changed description to overlap panels, because that was the closest match he could find. I've changed description back but kept explanation note here. Small increase on CG21 rates so Medium. | NA | SPONS Landscaping | 1.561 | (BEAMS Note 2) The ERC for this item should be added to all other rateable items on the hereditament (except land). Therefore the total of the ERC of the other Building Items and the P&M ERC (where applicable) to enable the correct contract size adjustment to be made. ERC of Building Component + ERC of P&M = Total ERC to which contract size adjustment should be applied. The appropriate % adjustment should be made in accordance with the scale for contract size adjustment specified under section 6 of the RCG 2021 Guidance notes. The currency ERC rates are set at £4m (Four Million Pounds) @ 1st April 2019 (AVD) for the RCG 2021 Publication. | Timber overlap panel, closest to interwoven panel | - | 2 | TRUE
2472 | 33U2VA | 8615 | 33U2VA | Fencing | Timber | Paling palisade | Softwood on horizontal rails ; Posts at 3.0m centres | 1.2m high | Palisade fencing; 22x75mm softwood vertical palings with pointed tops;nailing to two 50x100mm horizontal softwood arris rails;morticed to 100mmx100mm softwood posts with weathered tops at 3.00m centres; setting in concrete | Location Adjustment Applicable (See Guidance Notes) - ERC = UK mean of 1.00 | (BEAMS Note 2) The ERC for this item should be added to all other rateable items on the hereditament (except land). Therefore the total of the ERC of the other Building Items and the P&M ERC (where applicable) to enable the correct contract size adjustment to be made. ERC of Building Component + ERC of P&M = Total ERC to which contract size adjustment should be applied. The appropriate % adjustment should be made in accordance with the scale for contract size adjustment specified under section 6 of the RCG 2023 Guidance notes. The currency ERC rates are set at £4m (Four Million Pounds) @ 1st April 2021 (AVD) for the RCG 2023 Publication. | - | Measure length and height. | - | - | - | Straining post one strut-£33.24 each- Corner Straining post two Strutts £33.24 each. | - | Cleft Chestnut palings | - | - |  | m | - | 5 - UTILITIES, TRANSPORT & TELECOMS | Steve Webb | - | 27.6778 | Option 2 | 41.1727 | 48.76% | 56.0561 | 49.243 | 77.92% | 19.6% | 49.243 | 77.92% | Price Book Data | Harry Jassel | VOA_GPN_GOV_UK\7211014 | 2021-03-22 | Low | - | Medium | - | - | Updated indices following QA. 22/03/21 - Minor tweaks to descriptions for readbility / grouping. Significant increase on CG21 rates. Post centres have increased. | NA | SPONS Landscaping | 1.561 | (BEAMS Note 2) The ERC for this item should be added to all other rateable items on the hereditament (except land). Therefore the total of the ERC of the other Building Items and the P&M ERC (where applicable) to enable the correct contract size adjustment to be made. ERC of Building Component + ERC of P&M = Total ERC to which contract size adjustment should be applied. The appropriate % adjustment should be made in accordance with the scale for contract size adjustment specified under section 6 of the RCG 2021 Guidance notes. The currency ERC rates are set at £4m (Four Million Pounds) @ 1st April 2019 (AVD) for the RCG 2021 Publication. | Cleft Chestnut palings | - | 2 | TRUE
2473 | 33U2VB | 8616 | 33U2VB | Fencing | Timber | Paling palisade | Softwood on horizontal rails ; Posts at 3.0m centres | 1.8m high | Palisade fencing; 22x75mm softwood vertical palings with pointed tops;nailing to two 50x100mm horizontal softwood arris rails;morticed to 100mmx100mm softwood posts with weathered tops at 3.00m centres; setting in concrete | Location Adjustment Applicable (See Guidance Notes) - ERC = UK mean of 1.00 | (BEAMS Note 2) The ERC for this item should be added to all other rateable items on the hereditament (except land). Therefore the total of the ERC of the other Building Items and the P&M ERC (where applicable) to enable the correct contract size adjustment to be made. ERC of Building Component + ERC of P&M = Total ERC to which contract size adjustment should be applied. The appropriate % adjustment should be made in accordance with the scale for contract size adjustment specified under section 6 of the RCG 2023 Guidance notes. The currency ERC rates are set at £4m (Four Million Pounds) @ 1st April 2021 (AVD) for the RCG 2023 Publication. | - | Measure length and height. | - | - | - | Straining post one strut-£33.24 each- Corner Straining post two Strutts £33.24 each. | - | Cleft Chestnut palings | - | - |  | m | - | 5 - UTILITIES, TRANSPORT & TELECOMS | Steve Webb | - | 32.2908 | Option 2 | 48.0348 | 48.76% | 84.0841 | 73.8645 | 128.7% | 53.77% | 73.8645 | 128.7% | Price Book Data | Harry Jassel | VOA_GPN_GOV_UK\7211014 | 2021-08-09 | Low | - | Medium | - | MEDIUM RISK, PUBLISHED RATE PRO RATA | Updated indices following QA. 22/03/21 - Minor tweaks to descriptions for readbility / grouping. Significant increase on CG21 rates. Post centres have increased. | NA | SPONS Landscaping | 1.561 | (BEAMS Note 2) The ERC for this item should be added to all other rateable items on the hereditament (except land). Therefore the total of the ERC of the other Building Items and the P&M ERC (where applicable) to enable the correct contract size adjustment to be made. ERC of Building Component + ERC of P&M = Total ERC to which contract size adjustment should be applied. The appropriate % adjustment should be made in accordance with the scale for contract size adjustment specified under section 6 of the RCG 2021 Guidance notes. The currency ERC rates are set at £4m (Four Million Pounds) @ 1st April 2019 (AVD) for the RCG 2021 Publication. | Cleft Chestnut palings | - | 2 | TRUE
2471 | 33U2VE | 6637 | 33U2VE | Fencing | Timber | Paling palisade | Oak on oak posts at 3.0m centres | 1.8m high | Palisade fencing; 22x75mm softwood vertical palings with pointed tops;nailing to two 50x100mm horizontal softwood arris rails;morticed to 100mmx100mm softwood posts with weathered tops at 3.00m centres; setting in concrete | Location Adjustment Applicable (See Guidance Notes) - ERC = UK mean of 1.00 | (BEAMS Note 2) The ERC for this item should be added to all other rateable items on the hereditament (except land). Therefore the total of the ERC of the other Building Items and the P&M ERC (where applicable) to enable the correct contract size adjustment to be made. ERC of Building Component + ERC of P&M = Total ERC to which contract size adjustment should be applied. The appropriate % adjustment should be made in accordance with the scale for contract size adjustment specified under section 6 of the RCG 2023 Guidance notes. The currency ERC rates are set at £4m (Four Million Pounds) @ 1st April 2021 (AVD) for the RCG 2023 Publication. | - | Measure length and height. | - | - | - | Straining post one strut-£33.24 each- Corner Straining post two Strutts £33.24 each. | - | Cleft Chestnut palings | - | - |  | m | - | 5 - UTILITIES, TRANSPORT & TELECOMS | Steve Webb | - | 43.8232 | Option 2 | 65.19 | 48.76% | 84.0841 | 73.8645 | 68.55% | 13.31% | 73.8645 | 68.55% | Price Book Data | Harry Jassel | VOA_GPN_GOV_UK\7211014 | 2021-08-09 | Low | - | High | - | - | Updated indices following QA. 22/03/21 - Minor tweaks to descriptions for readbility / grouping. Same cost as 33U2VB? Post centres have increased. | NA | SPONS Landscaping | 1.561 | (BEAMS Note 2) The ERC for this item should be added to all other rateable items on the hereditament (except land). Therefore the total of the ERC of the other Building Items and the P&M ERC (where applicable) to enable the correct contract size adjustment to be made. ERC of Building Component + ERC of P&M = Total ERC to which contract size adjustment should be applied. The appropriate % adjustment should be made in accordance with the scale for contract size adjustment specified under section 6 of the RCG 2021 Guidance notes. The currency ERC rates are set at £4m (Four Million Pounds) @ 1st April 2019 (AVD) for the RCG 2021 Publication. | Cleft Chestnut palings | - | 2 | TRUE
2474 | 33U2W5 | 6638 | 33U2W5 | Fencing | Timber | Post and Rail | Softwood post treated ; 3 softwood rails | 1.2m high | Post and rail fencing;90x38mm softwood horizontal rails; fixing with galvanised nails to 150x75mm softwood posts; including excavation and backfilling into firm ground at 1.80m centres; all treated timber | Location Adjustment Applicable (See Guidance Notes) - ERC = UK mean of 1.00 | (BEAMS Note 2) The ERC for this item should be added to all other rateable items on the hereditament (except land). Therefore the total of the ERC of the other Building Items and the P&M ERC (where applicable) to enable the correct contract size adjustment to be made. ERC of Building Component + ERC of P&M = Total ERC to which contract size adjustment should be applied. The appropriate % adjustment should be made in accordance with the scale for contract size adjustment specified under section 6 of the RCG 2023 Guidance notes. The currency ERC rates are set at £4m (Four Million Pounds) @ 1st April 2021 (AVD) for the RCG 2023 Publication. | - | Measure length and height | - | - | - | - | - | Timber post and rail fencing and pair of gates forming compound, gates not included in cost. | - | - |  | m | m | 5 - UTILITIES, TRANSPORT & TELECOMS | Steve Webb | - | 16.1454 | Option 2 | 24.0174 | 48.76% | 27.8325 | 24.4497 | 51.43% | 1.8% | 24.4497 | 51.43% | Price Book Data | Harry Jassel | VOA_GPN_GOV_UK\7211014 | 2021-08-09 | Low | - | Low | - | - | Updated indices following QA. 19/03/21 - Minor tweaks to descriptions for readbility / grouping. | NA | SPONS Landscaping | 1.561 | (BEAMS Note 2) The ERC for this item should be added to all other rateable items on the hereditament (except land). Therefore the total of the ERC of the other Building Items and the P&M ERC (where applicable) to enable the correct contract size adjustment to be made. ERC of Building Component + ERC of P&M = Total ERC to which contract size adjustment should be applied. The appropriate % adjustment should be made in accordance with the scale for contract size adjustment specified under section 6 of the RCG 2021 Guidance notes. The currency ERC rates are set at £4m (Four Million Pounds) @ 1st April 2019 (AVD) for the RCG 2021 Publication. | Timber post and rail fencing and pair of gates forming compound, gates not included in cost. | - | 2 | TRUE
2475 | 33U2WA | 6634 | 33U2WA | Fencing | Timber | Post and Rail | Softwood post treated ; 3 softwood rails | 1.4m high | Post and rail fencing;90x38mm softwood horizontal rails; fixing with galvanised nails to 150x75mm softwood posts; including excavation and backfilling into firm ground at 1.80m centres; all treated timber | Location Adjustment Applicable (See Guidance Notes) - ERC = UK mean of 1.00 | (BEAMS Note 2) The ERC for this item should be added to all other rateable items on the hereditament (except land). Therefore the total of the ERC of the other Building Items and the P&M ERC (where applicable) to enable the correct contract size adjustment to be made. ERC of Building Component + ERC of P&M = Total ERC to which contract size adjustment should be applied. The appropriate % adjustment should be made in accordance with the scale for contract size adjustment specified under section 6 of the RCG 2023 Guidance notes. The currency ERC rates are set at £4m (Four Million Pounds) @ 1st April 2021 (AVD) for the RCG 2023 Publication. | - | Measure length and height | - | - | - | - | - | Timber post and rail fencing and pair of gates forming compound, gates not included in cost. | - | - |  | m | m | 5 - UTILITIES, TRANSPORT & TELECOMS | Steve Webb | - | 21.5272 | Option 2 | 32.0232 | 48.76% | 32.4712 | 28.5246 | 32.51% | -10.93% | 28.5246 | 32.51% | Price Book Data | Harry Jassel | VOA_GPN_GOV_UK\7211014 | 2021-08-09 | Low | - | Low | - | - | Updated indices following QA. 19/03/21 - Minor tweaks to descriptions for readbility / grouping. | NA | SPONS Landscaping | 1.561 | (BEAMS Note 2) The ERC for this item should be added to all other rateable items on the hereditament (except land). Therefore the total of the ERC of the other Building Items and the P&M ERC (where applicable) to enable the correct contract size adjustment to be made. ERC of Building Component + ERC of P&M = Total ERC to which contract size adjustment should be applied. The appropriate % adjustment should be made in accordance with the scale for contract size adjustment specified under section 6 of the RCG 2021 Guidance notes. The currency ERC rates are set at £4m (Four Million Pounds) @ 1st April 2019 (AVD) for the RCG 2021 Publication. | Timber post and rail fencing and pair of gates forming compound, gates not included in cost. | - | 2 | TRUE
2476 | 33U2WF | 7772 | 33U2WF | Fencing | Timber | Post and Rail | Softwood post treated ; 4 softwood rails | 1.2m high | Post and rail fencing;90x38mm softwood horizontal rails; fixing with galvanised nails to 150x75mm softwood posts; including excavation and backfilling into firm ground at 1.80m centres; all treated timber | Location Adjustment Applicable (See Guidance Notes) - ERC = UK mean of 1.00 | (BEAMS Note 2) The ERC for this item should be added to all other rateable items on the hereditament (except land). Therefore the total of the ERC of the other Building Items and the P&M ERC (where applicable) to enable the correct contract size adjustment to be made. ERC of Building Component + ERC of P&M = Total ERC to which contract size adjustment should be applied. The appropriate % adjustment should be made in accordance with the scale for contract size adjustment specified under section 6 of the RCG 2023 Guidance notes. The currency ERC rates are set at £4m (Four Million Pounds) @ 1st April 2021 (AVD) for the RCG 2023 Publication. | - | Measure length and height | - | - | - | - | - | Timber post and rail fencing and pair of gates forming compound, gates not included in cost. | - | - |  | m | m | 5 - UTILITIES, TRANSPORT & TELECOMS | Steve Webb | - | 19.9895 | Option 2 | 29.7358 | 48.76% | 29.978 | 26.3344 | 31.74% | -11.44% | 26.3344 | 31.74% | Price Book Data | Harry Jassel | VOA_GPN_GOV_UK\7211014 | 2021-08-09 | Low | - | Low | - | - | Updated indices following QA. 19/03/21 - Minor tweaks to descriptions for readbility / grouping. | NA | SPONS Landscaping | 1.561 | (BEAMS Note 2) The ERC for this item should be added to all other rateable items on the hereditament (except land). Therefore the total of the ERC of the other Building Items and the P&M ERC (where applicable) to enable the correct contract size adjustment to be made. ERC of Building Component + ERC of P&M = Total ERC to which contract size adjustment should be applied. The appropriate % adjustment should be made in accordance with the scale for contract size adjustment specified under section 6 of the RCG 2021 Guidance notes. The currency ERC rates are set at £4m (Four Million Pounds) @ 1st April 2019 (AVD) for the RCG 2021 Publication. | Timber post and rail fencing and pair of gates forming compound, gates not included in cost. | - | 2 | TRUE
2477 | 33U2WK | 7774 | 33U2WK | Fencing | Timber | Post and Rail | Softwood post treated ; 4 softwood rails | 1.4m high | Post and rail fencing;90x38mm softwood horizontal rails; fixing with galvanised nails to 150x75mm softwood posts; including excavation and backfilling into firm ground at 1.80m centres; all treated timber | Location Adjustment Applicable (See Guidance Notes) - ERC = UK mean of 1.00 | (BEAMS Note 2) The ERC for this item should be added to all other rateable items on the hereditament (except land). Therefore the total of the ERC of the other Building Items and the P&M ERC (where applicable) to enable the correct contract size adjustment to be made. ERC of Building Component + ERC of P&M = Total ERC to which contract size adjustment should be applied. The appropriate % adjustment should be made in accordance with the scale for contract size adjustment specified under section 6 of the RCG 2023 Guidance notes. The currency ERC rates are set at £4m (Four Million Pounds) @ 1st April 2021 (AVD) for the RCG 2023 Publication. | - | Measure length and height | - | - | - | - | - | Timber post and rail fencing and pair of gates forming compound, gates not included in cost. | - | - |  | m | m | 5 - UTILITIES, TRANSPORT & TELECOMS | Steve Webb | - | 23.8337 | Option 2 | 35.4542 | 48.76% | 34.9743 | 30.7235 | 28.91% | -13.34% | 30.7235 | 28.91% | Price Book Data | Harry Jassel | VOA_GPN_GOV_UK\7211014 | 2021-08-09 | Low | - | Low | - | - | Updated indices following QA. 19/03/21 - Minor tweaks to descriptions for readbility / grouping. | NA | SPONS Landscaping | 1.561 | (BEAMS Note 2) The ERC for this item should be added to all other rateable items on the hereditament (except land). Therefore the total of the ERC of the other Building Items and the P&M ERC (where applicable) to enable the correct contract size adjustment to be made. ERC of Building Component + ERC of P&M = Total ERC to which contract size adjustment should be applied. The appropriate % adjustment should be made in accordance with the scale for contract size adjustment specified under section 6 of the RCG 2021 Guidance notes. The currency ERC rates are set at £4m (Four Million Pounds) @ 1st April 2019 (AVD) for the RCG 2021 Publication. | Timber post and rail fencing and pair of gates forming compound, gates not included in cost. | - | 2 | TRUE
2478 | 33U2B5 | 8662 | 33U2B5 | Fencing | Timber | Post and Wire | 3 strands on 75mm x 75mm posts | 900mm high | Timber posts with three stands of wire. Three horizontal wires fixed to 75mm square or round posts at 3.0m centres all pressure treated softwood. | Location Adjustment Applicable (See Guidance Notes) - ERC = UK mean of 1.00 | (BEAMS Note 2) The ERC for this item should be added to all other rateable items on the hereditament (except land). Therefore the total of the ERC of the other Building Items and the P&M ERC (where applicable) to enable the correct contract size adjustment to be made. ERC of Building Component + ERC of P&M = Total ERC to which contract size adjustment should be applied. The appropriate % adjustment should be made in accordance with the scale for contract size adjustment specified under section 6 of the RCG 2023 Guidance notes. The currency ERC rates are set at £4m (Four Million Pounds) @ 1st April 2021 (AVD) for the RCG 2023 Publication. | - | Measure length and height. | - | - | - | - | - | - | - | - |  | m | - | 5 - UTILITIES, TRANSPORT & TELECOMS | Steve Webb | - | 6.9195 | Option 2 | 8.1456 | 17.72% | 25 | 19.6619 | 184.2% | 141.4% | 19.6619 | 184.2% | ERC Over-ridden | Harry Jassel | VOA_GPN_GOV_UK\7211014 | 2021-03-22 | Low | - | High | - | - | Updated indices following QA. 22/03/21 - Minor tweaks to descriptions for readbility / grouping. Build up doesn't include prelims etc. Needs to be rebased and put through PB sheet. | NA | Supplier/Manufacturer | 1.561 | (BEAMS Note 2) The ERC for this item should be added to all other rateable items on the hereditament (except land). Therefore the total of the ERC of the other Building Items and the P&M ERC (where applicable) to enable the correct contract size adjustment to be made. ERC of Building Component + ERC of P&M = Total ERC to which contract size adjustment should be applied. The appropriate % adjustment should be made in accordance with the scale for contract size adjustment specified under section 6 of the RCG 2021 Guidance notes. The currency ERC rates are set at £4m (Four Million Pounds) @ 1st April 2019 (AVD) for the RCG 2021 Publication. | - | - | 2 | TRUE
2479 | 33U2BA | 7862 | 33U2BA | Fencing | Timber | Post and Wire | 4-strands on 75mm x 75mm posts | 1.2m high | Timber posts with four stands of wire. Four horizontal wires fixed to 75mm square or round posts at 3.0m centres all pressure treated softwood. | Location Adjustment Applicable (See Guidance Notes) - ERC = UK mean of 1.00 | (BEAMS Note 2) The ERC for this item should be added to all other rateable items on the hereditament (except land). Therefore the total of the ERC of the other Building Items and the P&M ERC (where applicable) to enable the correct contract size adjustment to be made. ERC of Building Component + ERC of P&M = Total ERC to which contract size adjustment should be applied. The appropriate % adjustment should be made in accordance with the scale for contract size adjustment specified under section 6 of the RCG 2023 Guidance notes. The currency ERC rates are set at £4m (Four Million Pounds) @ 1st April 2021 (AVD) for the RCG 2023 Publication. | - | Measure length and height. | - | - | - | - | - | - | - | - |  | m | - | 5 - UTILITIES, TRANSPORT & TELECOMS | Steve Webb | - | 12.3013 | Option 2 | 14.4811 | 17.72% | 26 | 20.4483 | 66.23% | 41.21% | 20.4483 | 66.23% | ERC Over-ridden | Harry Jassel | VOA_GPN_GOV_UK\7211014 | 2021-08-09 | Low | - | High | - | - | Updated indices following QA. 22/03/21 - Minor tweaks to descriptions for readbility / grouping. Build up doesn't include prelims etc. Needs to be rebased and put through PB sheet. | NA | Supplier/Manufacturer | 1.561 | (BEAMS Note 2) The ERC for this item should be added to all other rateable items on the hereditament (except land). Therefore the total of the ERC of the other Building Items and the P&M ERC (where applicable) to enable the correct contract size adjustment to be made. ERC of Building Component + ERC of P&M = Total ERC to which contract size adjustment should be applied. The appropriate % adjustment should be made in accordance with the scale for contract size adjustment specified under section 6 of the RCG 2021 Guidance notes. The currency ERC rates are set at £4m (Four Million Pounds) @ 1st April 2019 (AVD) for the RCG 2021 Publication. | - | - | 2 | TRUE
2480 | 33U2BF | 7710 | 33U2BF | Fencing | Timber | Post and Wire | 5 strands on 75mm x 75mm posts | 1.4m high | Timber posts with four stands of wire. Four horizontal wires fixed to 75mm square or round posts at 3.0m centres all pressure treated softwood. | Location Adjustment Applicable (See Guidance Notes) - ERC = UK mean of 1.00 | (BEAMS Note 2) The ERC for this item should be added to all other rateable items on the hereditament (except land). Therefore the total of the ERC of the other Building Items and the P&M ERC (where applicable) to enable the correct contract size adjustment to be made. ERC of Building Component + ERC of P&M = Total ERC to which contract size adjustment should be applied. The appropriate % adjustment should be made in accordance with the scale for contract size adjustment specified under section 6 of the RCG 2023 Guidance notes. The currency ERC rates are set at £4m (Four Million Pounds) @ 1st April 2021 (AVD) for the RCG 2023 Publication. | - | Measure length and height. | - | - | - | - | - | - | - | - |  | m | - | 5 - UTILITIES, TRANSPORT & TELECOMS | Steve Webb | - | 13.0701 | Option 2 | 15.3862 | 17.72% | 26 | 20.4483 | 56.45% | 32.9% | 20.4483 | 56.45% | ERC Over-ridden | Harry Jassel | VOA_GPN_GOV_UK\7211014 | 2021-08-09 | Low | - | High | - | - | Updated indices following QA. 22/03/21 - Minor tweaks to descriptions for readbility / grouping. Build up doesn't include prelims etc. Needs to be rebased and put through PB sheet. | NA | Supplier/Manufacturer | 1.561 | (BEAMS Note 2) The ERC for this item should be added to all other rateable items on the hereditament (except land). Therefore the total of the ERC of the other Building Items and the P&M ERC (where applicable) to enable the correct contract size adjustment to be made. ERC of Building Component + ERC of P&M = Total ERC to which contract size adjustment should be applied. The appropriate % adjustment should be made in accordance with the scale for contract size adjustment specified under section 6 of the RCG 2021 Guidance notes. The currency ERC rates are set at £4m (Four Million Pounds) @ 1st April 2019 (AVD) for the RCG 2021 Publication. | - | - | 2 | TRUE
2411 | 33U2A0 | 100038 | 33U2A0 | Fencing | Acoustic | Acoustic Panels to timber posts | 1.8m high | Posts at 2.75m centres | Acoustic fencing 1.8m high, to timber posts 100x100mm; 3 no softwood arris rails; 100x17mm softwood t&g boards; including excavating and backfilling into firm ground at 1.8m centres; setting in concrete 1:3:6; | Location Adjustment Applicable (See Guidance Notes) - ERC = UK mean of 1.00 | (BEAMS Note 2) The ERC for this item should be added to all other rateable items on the hereditament (except land). Therefore the total of the ERC of the other Building Items and the P&M ERC (where applicable) to enable the correct contract size adjustment to be made. ERC of Building Component + ERC of P&M = Total ERC to which contract size adjustment should be applied. The appropriate % adjustment should be made in accordance with the scale for contract size adjustment specified under section 6 of the RCG 2023 Guidance notes. The currency ERC rates are set at £4m (Four Million Pounds) @ 1st April 2021 (AVD) for the RCG 2023 Publication. | 1.8x1.83 Acoustic fence panel, including timber posts, Gravel boards & 100mm x 100mm Posts set 600mm in to firm ground | - | Measure length of fencing and height | - | - | - | - | - | - | - |  | m | m | 5 - UTILITIES, TRANSPORT & TELECOMS | Steve Webb | - | #N/A | Option 2 | ERROR | 0% | 208.8748 | 164.2746 | 0% | 0% | 164.2746 | 0% | Price Book Data | Harry Jassel | VOA_GPN_GOV_UK\7211014 | 2021-06-17 | Low | - | Medium | Spoke with Mark holliday, wants costs adjusting so that the interpolation of costs is smoothed out across the range.Screen shot of jakacoustic fencing provided as rates have been adjusted using this information. | - | Updated revised v1.56 sheet with indices post QA. Updated shadow. 18/03/2021 - Somehow skipped QC process. I've checked and build-up seems ok, but measured this way there will be too many posts. Moderate increase on CG21 rate so Medium. | NA | Supplier/Manufacturer | 1.561 | (BEAMS Note 2) The ERC for this item should be added to all other rateable items on the hereditament (except land). Therefore the total of the ERC of the other Building Items and the P&M ERC (where applicable) to enable the correct contract size adjustment to be made. ERC of Building Component + ERC of P&M = Total ERC to which contract size adjustment should be applied. The appropriate % adjustment should be made in accordance with the scale for contract size adjustment specified under section 6 of the RCG 2021 Guidance notes. The currency ERC rates are set at £4m (Four Million Pounds) @ 1st April 2019 (AVD) for the RCG 2021 Publication. | - | - | 2 | TRUE
2412 | 33U2A1 | 100039 | 33U2A1 | Fencing | Acoustic | Acoustic Panels to timber posts | 2.4m high | Posts at 2.75m centres | Acoustic fencing 2.4m high, to timber posts 100x100mm; 3 no softwood arris rails; 100x17mm softwood t&g boards; including excavating and backfilling into firm ground at 1.8m centres; setting in concrete 1:3:6; | Location Adjustment Applicable (See Guidance Notes) - ERC = UK mean of 1.00 | (BEAMS Note 2) The ERC for this item should be added to all other rateable items on the hereditament (except land). Therefore the total of the ERC of the other Building Items and the P&M ERC (where applicable) to enable the correct contract size adjustment to be made. ERC of Building Component + ERC of P&M = Total ERC to which contract size adjustment should be applied. The appropriate % adjustment should be made in accordance with the scale for contract size adjustment specified under section 6 of the RCG 2023 Guidance notes. The currency ERC rates are set at £4m (Four Million Pounds) @ 1st April 2021 (AVD) for the RCG 2023 Publication. | 2.4x1.83 Acoustic fence panel, including timber posts, Gravel boards & 100mm x 100mm Posts set 600mm in to firm ground | Measure length of fencing and height | - | - | - | - | - | - | - | - |  | m | m | 5 - UTILITIES, TRANSPORT & TELECOMS | Steve Webb | - | #N/A | Option 2 | ERROR | 0% | 246.9073 | 194.1862 | 0% | 0% | 194.1862 | 0% | Price Book Data | Harry Jassel | VOA_GPN_GOV_UK\7211014 | 2021-06-17 | Low | - | Medium | Spoke with Mark holliday, wants costs adjusting so that the interpolation of costs is smoothed out across the range. Screen shot of jacksons fencing provided. | - | Updated revised v1.56 sheet with indices post QA. Updated shadow. 18/3/21 - Somehow skipped QC process. I've checked build-and made 1 tweak. Measured this way there will be too many posts. Moderate increase on CG21 rate so Medium. | NA | Supplier/Manufacturer | 1.561 | (BEAMS Note 2) The ERC for this item should be added to all other rateable items on the hereditament (except land). Therefore the total of the ERC of the other Building Items and the P&M ERC (where applicable) to enable the correct contract size adjustment to be made. ERC of Building Component + ERC of P&M = Total ERC to which contract size adjustment should be applied. The appropriate % adjustment should be made in accordance with the scale for contract size adjustment specified under section 6 of the RCG 2021 Guidance notes. The currency ERC rates are set at £4m (Four Million Pounds) @ 1st April 2019 (AVD) for the RCG 2021 Publication. | - | - | 2 | TRUE
2413 | 33U2A2 | 100040 | 33U2A2 | Fencing | Acoustic | Acoustic Panels to timber posts | 2.7m high | Posts at 2.75m centres | Acoustic fencing 2.7m high, to timber posts 100x100mm; 3 no softwood arris rails; 100x17mm softwood t&g boards; including excavating and backfilling into firm ground at 1.8m centres; setting in concrete 1:3:6; | Location Adjustment Applicable (See Guidance Notes) - ERC = UK mean of 1.00 | (BEAMS Note 2) The ERC for this item should be added to all other rateable items on the hereditament (except land). Therefore the total of the ERC of the other Building Items and the P&M ERC (where applicable) to enable the correct contract size adjustment to be made. ERC of Building Component + ERC of P&M = Total ERC to which contract size adjustment should be applied. The appropriate % adjustment should be made in accordance with the scale for contract size adjustment specified under section 6 of the RCG 2023 Guidance notes. The currency ERC rates are set at £4m (Four Million Pounds) @ 1st April 2021 (AVD) for the RCG 2023 Publication. | 2.7x1.83 Acoustic fence panel, including timber posts, Gravel boards & 100mm x 100mm Posts set 600mm in to firm ground | Measure length of fencing and height | - | - | - | - | - | - | - | - |  | m | m | 5 - UTILITIES, TRANSPORT & TELECOMS | Steve Webb | - | #N/A | Option 2 | ERROR | 0% | 273.2958 | 214.9401 | 0% | 0% | 214.9401 | 0% | Price Book Data | Harry Jassel | VOA_GPN_GOV_UK\7211014 | 2021-06-17 | Low | - | Medium | Spoke with Mark holliday, wants costs adjusting so that the interpolation of costs is smoothed out across the range. screen shot of jakoustic fencing cost provided as rates have been adjusted using this information. | - | Updated revised v1.56 sheet with indices post QA. Updated shadow. 18/03/2021 - Somehow skipped QC process. I've checked build-and made 1 tweak. Measured this way there will be too many posts. Moderate increase on CG21 rate so Medium. | NA | Supplier/Manufacturer | 1.561 | (BEAMS Note 2) The ERC for this item should be added to all other rateable items on the hereditament (except land). Therefore the total of the ERC of the other Building Items and the P&M ERC (where applicable) to enable the correct contract size adjustment to be made. ERC of Building Component + ERC of P&M = Total ERC to which contract size adjustment should be applied. The appropriate % adjustment should be made in accordance with the scale for contract size adjustment specified under section 6 of the RCG 2021 Guidance notes. The currency ERC rates are set at £4m (Four Million Pounds) @ 1st April 2019 (AVD) for the RCG 2021 Publication. | - | - | 2 | TRUE
2414 | 33U2A3 | 100041 | 33U2A3 | Fencing | Acoustic | Acoustic Panels to timber posts | 3.0m high | Posts at 2.75m centres | Acoustic fencing 3.0m high, to timber posts 100x100mm; 3 no softwood arris rails; 100x17mm softwood t&g boards; including excavating and backfilling into firm ground at 1.8m centres; setting in concrete 1:3:6; | Location Adjustment Applicable (See Guidance Notes) - ERC = UK mean of 1.00 | (BEAMS Note 2) The ERC for this item should be added to all other rateable items on the hereditament (except land). Therefore the total of the ERC of the other Building Items and the P&M ERC (where applicable) to enable the correct contract size adjustment to be made. ERC of Building Component + ERC of P&M = Total ERC to which contract size adjustment should be applied. The appropriate % adjustment should be made in accordance with the scale for contract size adjustment specified under section 6 of the RCG 2023 Guidance notes. The currency ERC rates are set at £4m (Four Million Pounds) @ 1st April 2021 (AVD) for the RCG 2023 Publication. | 3.0x1.83 Acoustic fence panel, including timber posts, Gravel boards & 100mm x 100mm Posts set 600mm in to firm ground | Measure length of fencing and height | - | - | - | - | - | - | - | - |  | m | m | 5 - UTILITIES, TRANSPORT & TELECOMS | Steve Webb | - | #N/A | Option 2 | ERROR | 0% | 297.2958 | 233.8155 | 0% | 0% | 233.8155 | 0% | Price Book Data | Harry Jassel | VOA_GPN_GOV_UK\7211014 | 2021-06-17 | Low | - | Medium | Spoke with Mark holliday, wants costs adjusting so that the interpolation of costs is smoothed out across the range, screen shot of jackson fencing cost provided | - | Updated revised v1.56 sheet with indices post QA. Updated shadow. 18/03/2021 - Somehow skipped QC process. I've checked build-and made 1 tweak. Measured this way there will be too many posts. Moderate increase on CG21 rate so Medium. | NA | Supplier/Manufacturer | 1.561 | (BEAMS Note 2) The ERC for this item should be added to all other rateable items on the hereditament (except land). Therefore the total of the ERC of the other Building Items and the P&M ERC (where applicable) to enable the correct contract size adjustment to be made. ERC of Building Component + ERC of P&M = Total ERC to which contract size adjustment should be applied. The appropriate % adjustment should be made in accordance with the scale for contract size adjustment specified under section 6 of the RCG 2021 Guidance notes. The currency ERC rates are set at £4m (Four Million Pounds) @ 1st April 2019 (AVD) for the RCG 2021 Publication. | - | - | 2 | TRUE
2415 | 33U2A6 | 100043 | 33U2A6 | Fencing | Acoustic | Acoustic Panels to timber posts | 4.0m high | Posts at 2.75m centres | Acoustic fencing 4.0m high, to timber posts 100x100mm; 3 no softwood arris rails; 100x17mm softwood t&g boards; including excavating and backfilling into firm ground at 1.8m centres; setting in concrete 1:3:6; | Location Adjustment Applicable (See Guidance Notes) - ERC = UK mean of 1.00 | (BEAMS Note 2) The ERC for this item should be added to all other rateable items on the hereditament (except land). Therefore the total of the ERC of the other Building Items and the P&M ERC (where applicable) to enable the correct contract size adjustment to be made. ERC of Building Component + ERC of P&M = Total ERC to which contract size adjustment should be applied. The appropriate % adjustment should be made in accordance with the scale for contract size adjustment specified under section 6 of the RCG 2023 Guidance notes. The currency ERC rates are set at £4m (Four Million Pounds) @ 1st April 2021 (AVD) for the RCG 2023 Publication. | 4.0x1.83 Acoustic fence panel, including timber posts, Gravel boards & 100mm x 100mm Posts set 600mm in to firm ground | - | Measure length of fencing and height | - | - | - | - | - | - | - |  | m | m | 5 - UTILITIES, TRANSPORT & TELECOMS | Steve Webb | - | #N/A | Option 2 | ERROR | 0% | 401.7988 | 316.0044 | 0% | 0% | 316.0044 | 0% | Price Book Data | Harry Jassel | VOA_GPN_GOV_UK\7211014 | 2021-06-17 | Low | - | Medium | Screen shot of jakacoustic fencing provided as rates have been adjusted using this information. | - | Updated revised v1.56 sheet with indices post QA. Updated shadow. 18/03/2021 - Somehow skipped QC process. I've checked build-and made 1 tweak. Measured this way there will be too many posts. Moderate increase on CG21 rate so Medium. | NA | Supplier/Manufacturer | 1.561 | (BEAMS Note 2) The ERC for this item should be added to all other rateable items on the hereditament (except land). Therefore the total of the ERC of the other Building Items and the P&M ERC (where applicable) to enable the correct contract size adjustment to be made. ERC of Building Component + ERC of P&M = Total ERC to which contract size adjustment should be applied. The appropriate % adjustment should be made in accordance with the scale for contract size adjustment specified under section 6 of the RCG 2021 Guidance notes. The currency ERC rates are set at £4m (Four Million Pounds) @ 1st April 2019 (AVD) for the RCG 2021 Publication. | - | - | 2 | TRUE
| 33U2A7 | 100043 | 33U2A7 | Fencing | Acoustic | Acoustic Panels to timber posts | 4.5m high | Posts at 2.75m centres | Acoustic fencing 4.5m high, to timber posts 100x100mm; 3 no softwood arris rails; 100x17mm softwood t&g boards; including excavating and backfilling into firm ground at 1.8m centres; setting in concrete 1:3:6; | Location Adjustment Applicable (See Guidance Notes) - ERC = UK mean of 1.00 | (BEAMS Note 2) The ERC for this item should be added to all other rateable items on the hereditament (except land). Therefore the total of the ERC of the other Building Items and the P&M ERC (where applicable) to enable the correct contract size adjustment to be made. ERC of Building Component + ERC of P&M = Total ERC to which contract size adjustment should be applied. The appropriate % adjustment should be made in accordance with the scale for contract size adjustment specified under section 6 of the RCG 2023 Guidance notes. The currency ERC rates are set at £4m (Four Million Pounds) @ 1st April 2021 (AVD) for the RCG 2023 Publication. | 4.5x1.83 Acoustic fence panel, including timber posts, Gravel boards & 100mm x 100mm Posts set 600mm in to firm ground. | - | Measure length of fencing and height | - | - | - | - | - | - | - |  | m | m | 5 - UTILITIES, TRANSPORT & TELECOMS | Steve Webb | - | #N/A | Option 2 | ERROR | 0% | 452.1793 | 355.6273 | 0% | 0% | 355.6273 | 0% | Price Book Data | Harry Jassel | VOA_GPN_GOV_UK\7211014 | 2021-06-15 | - | - | Low | Mark has requested that I cost this as separate entity, will require new code, screen shot of jacksons fencing cost provided. | - | - | NA | Supplier/Manufacturer | 2 | (BEAMS Note 2) Standard | - | - | 2 | TRUE
| 33U2A8 | 100043 | 33U2A8 | Fencing | Acoustic | Acoustic Panels to timber posts | 5.0m high | Posts at 2.75m centres | Acoustic fencing 5.0m high, to timber posts 100x100mm; 3 no softwood arris rails; 100x17mm softwood t&g boards; including excavating and backfilling into firm ground at 1.8m centres; setting in concrete 1:3:6; | Location Adjustment Applicable (See Guidance Notes) - ERC = UK mean of 1.00 | (BEAMS Note 2) The ERC for this item should be added to all other rateable items on the hereditament (except land). Therefore the total of the ERC of the other Building Items and the P&M ERC (where applicable) to enable the correct contract size adjustment to be made. ERC of Building Component + ERC of P&M = Total ERC to which contract size adjustment should be applied. The appropriate % adjustment should be made in accordance with the scale for contract size adjustment specified under section 6 of the RCG 2023 Guidance notes. The currency ERC rates are set at £4m (Four Million Pounds) @ 1st April 2021 (AVD) for the RCG 2023 Publication. | 5.0 x1.83 Acoustic fence panel, including timber posts, Gravel boards & 100mm x 100mm Posts set 600mm in to firm ground. | - | Measure length of fencing and height | - | - | - | - | - | - | - |  | m | m | 5 - UTILITIES, TRANSPORT & TELECOMS | Steve Webb | - | #N/A | Option 2 | ERROR | 0% | 513.1757 | 403.5994 | 0% | 0% | 403.5994 | 0% | Price Book Data | Harry Jassel | VOA_GPN_GOV_UK\7211014 | 2021-06-17 | - | - | Low | Mark has requested that I cost this as separate entity, will require new code, screen shot of jacksons fencing cost provided. | - | New code. Added new entry to shadow. | NA | Supplier/Manufacturer | 2 | (BEAMS Note 2) Standard | - | - | 2 | TRUE
2481 | 208P01 | 100043 | 208P01 | Fire protection | Diesel engine - pump | Set | - | - | Water pumps and diesel engine together with valves and automatic control as a ;set; to serve firewater header tank to deliver required pressure and volume of water to sprinkler system. Usually tank and pump system is situated outside the main building but can be on roof in some circumstances. Usually system is painted RED | Considered Not Applicable at time of Publication | (BEAMS Note 1) The ERC for this item should be added to the total of the ERC of the other P&M items on the site and the Buildings ERC (where applicable) to enable the correct contract size adjustment to be made. ERC of P&M Items + ERC of Building Component’s = Total ERC (net figure rateable items only) to which contract size adjustment should be applied The 2023 Generic Contractors Test Spreadsheet has this facility built into the programme - it is recommended you undertake all contractors test valuations using this spreadsheet. (Details on the application of contract size adjustments can be found in the RCG 2023 Guidance notes). Where RV is calculated using the comparative method (rental method) the contract size adjustment should be made as follows: Select - SCAT code box ""P and M as an addition” within the 2023 Generic Contractors Test Spreadsheet facility. Or Where the spreadsheet is not used take the: Reciprocal of statutory de-capitalisation rate (i.e. 5% reciprocal = 20) multiply by rateable value of the buildings (before any overall end allowances are made and after making a notional deduction for the land value) and add to the ERC of P&M. Use resultant figure to calculate contract size adjustment. (Guidance Notes - Section 6) | To be costed in addition to a sprinkler system and water storage / supply tanks. | To be costed with full sprinkler system. Add separately for Pump. | Class 2 Table 2 (f) | - | Foundations, settings. | It is assumed that the item forms part of an average size industrial, commercial or office complex. Where it would be normal to find more than one item in such a hereditament the ERC stated has been adjusted to reflect any number / quantity, discount. These figures are NOT one off figures. | See 208A60 for an electric pump set. | Fire - Firewater Pumps | - | 20053 |  | Each | Per engine and pump set | NA | NA | NA | 47521.8446 | Option 2 | 63998.3965 | 34.67% | 116502.6767 | 103786.0921 | 118.4% | 62.17% | 103786.0921 | 118.4% | Indexed | NA | VOA_GPN_GOV_UK\7246041 | 2019-08-30 | Low | - | High | Risk taken from previous CG | - | - | NA | SPONS M | NA | (BEAMS Note 1) The ERC for this item should be added to the total of the ERC of the other P&M items on the site and the Buildings ERC (where applicable) to enable the correct contract size adjustment to be made. ERC of P&M Items + ERC of Building Component’s = Total ERC (net figure rateable items only) to which contract size adjustment should be applied The 2021 Generic Contractors Test Spreadsheet has this facility built into the programme - it is recommended you undertake all contractors test valuations using this spreadsheet. (Details on the application of contract size adjustments can be found in the RCG 2021 Guidance notes). Where RV is calculated using the comparative method (rental method) the contract size adjustment should be made as follows: Select - SCAT code box "P and M as an addition” within the 2021 Generic Contractors Test Spreadsheet facility. Or Where the spreadsheet is not used take the: Reciprocal of statutory de-capitalisation rate (i.e. 5% reciprocal = 20) multiply by rateable value of the buildings (before any overall end allowances are made and after making a notional deduction for the land value) and add to the ERC of P&M. Use resultant figure to calculate contract size adjustment. (Guidance Notes - Section 6) | Fire - Firewater Pumps | - | 1 | TRUE
2482 | 208A60 | 8118 | 208A60 | Fire protection | Electric engine - pump | Set | - | - | Electric water pump together with valves and automatic control to serve firewater header tank to deliver required pressure and volume of water to sprinkler system. Usually tank and pump system is situated outside the main building but can be on roof in some circumstances. Usually system is painted RED | Considered Not Applicable at time of Publication | (BEAMS Note 1) The ERC for this item should be added to the total of the ERC of the other P&M items on the site and the Buildings ERC (where applicable) to enable the correct contract size adjustment to be made. ERC of P&M Items + ERC of Building Component’s = Total ERC (net figure rateable items only) to which contract size adjustment should be applied The 2023 Generic Contractors Test Spreadsheet has this facility built into the programme - it is recommended you undertake all contractors test valuations using this spreadsheet. (Details on the application of contract size adjustments can be found in the RCG 2023 Guidance notes). Where RV is calculated using the comparative method (rental method) the contract size adjustment should be made as follows: Select - SCAT code box ""P and M as an addition” within the 2023 Generic Contractors Test Spreadsheet facility. Or Where the spreadsheet is not used take the: Reciprocal of statutory de-capitalisation rate (i.e. 5% reciprocal = 20) multiply by rateable value of the buildings (before any overall end allowances are made and after making a notional deduction for the land value) and add to the ERC of P&M. Use resultant figure to calculate contract size adjustment. (Guidance Notes - Section 6) | To be costed in addition to sprinkler system and water storage / supply tanks. | kW rating of Motor Age of system | Class 2 Table 2 (f). | - | Foundations and settings. | It is assumed that the item forms part of an average size industrial, commercial or office complex. Where it would be normal to find more than one item in such a hereditament the ERC stated has been adjusted to reflect any number / quantity, discount. These figures are NOT one off figures. | See 208P01 | - | - | 20053 |  | Each | Per motor and pump set. | NA | NA | NA | 47521.8446 | Option 2 | 63998.3965 | 34.67% | 20123.1896 | 17926.6886 | -62.28% | -71.99% | 17926.6886 | -62.28% | Indexed | NA | VOA_GPN_GOV_UK\7246041 | 2019-08-30 | Low | - | High | Risk taken from previous CG | - | - | NA | SPONS M | NA | (BEAMS Note 1) The ERC for this item should be added to the total of the ERC of the other P&M items on the site and the Buildings ERC (where applicable) to enable the correct contract size adjustment to be made. ERC of P&M Items + ERC of Building Component’s = Total ERC (net figure rateable items only) to which contract size adjustment should be applied The 2021 Generic Contractors Test Spreadsheet has this facility built into the programme - it is recommended you undertake all contractors test valuations using this spreadsheet. (Details on the application of contract size adjustments can be found in the RCG 2021 Guidance notes). Where RV is calculated using the comparative method (rental method) the contract size adjustment should be made as follows: Select - SCAT code box "P and M as an addition” within the 2021 Generic Contractors Test Spreadsheet facility. Or Where the spreadsheet is not used take the: Reciprocal of statutory de-capitalisation rate (i.e. 5% reciprocal = 20) multiply by rateable value of the buildings (before any overall end allowances are made and after making a notional deduction for the land value) and add to the ERC of P&M. Use resultant figure to calculate contract size adjustment. (Guidance Notes - Section 6) | - | - | 1 | TRUE
2483 | 208B05 | 8139 | 208B05 | Fire protection | Fire hydrants | Monitor | Water | 150mm cast iron dry barrel. 150 psig 100mm monitor bend | Monitor A MONITOR is a device with a nozzle. The whole unit can be hand turned by a metal extension bar. The nozzle and control either fit over the top of the rising main in one unit or form part of a normal hydrant with a 90o upwards turn to take the monitor. The ROSE can be adjusted to ensure a spray mist if required or a powerful water jet. Normal pressure is 100-150 psig whilst high pressure is regarded as 250 psig. Monitors may deliver foam instead of water. | Considered Not Applicable at time of Publication | (BEAMS Note 2) The ERC for this item should be added to all other rateable items on the hereditament (except land). Therefore the total of the ERC of the other Building Items and the P&M ERC (where applicable) to enable the correct contract size adjustment to be made. ERC of Building Component + ERC of P&M = Total ERC to which contract size adjustment should be applied. The appropriate % adjustment should be made in accordance with the scale for contract size adjustment specified under section 6 of the RCG 2023 Guidance notes. The currency ERC rates are set at £4m (Four Million Pounds) @ 1st April 2021 (AVD) for the RCG 2023 Publication. | Fire Monitors (Hydrants) - Fire Hydrant (Water) 150mm nominal bore cast iron dry barrel pillar hydrant with main internal valve and automatic drain off. Outlets fitted with 100mm monitor bend Costs do not include water storage tanks or water pumps. The fire hydrant is adapted to have a monitor fitted onto it. Usually both hydrant and monitor are permanently fixed on site. | Record number of monitors around the site. Age of system | Class 2 Table 2 (f) Protection from fire or other hazard. Hydrants, Monitors. | If Class 2 proviso applies - other than. Seek advice from CEO if in doubt. | Pumps, tanks, pipes, fire alarm systems. Inert gas systems. | It is assumed that the item forms part of an average size specialist industrial complex. Where it would be normal to find more than one item in such a hereditament the ERC stated has been adjusted to reflect any number, quantity discount These figures are NOT one off figures. | - | Fire Protection - Fire Hydrants | - | 20057 |  | Each | Each | NA | NA | NA | 1996.2897 | Option 2 | 2688.4339 | 34.67% | 4249.1704 | 3785.3618 | 89.62% | 40.8% | 3785.3618 | 89.62% | Indexed | NA | VOA_GPN_GOV_UK\7246041 | 2019-08-30 | Low | - | High | Risk taken from previous CG | - | - | NA | SPONS M | NA | (BEAMS Note 2) The ERC for this item should be added to all other rateable items on the hereditament (except land). Therefore the total of the ERC of the other Building Items and the P&M ERC (where applicable) to enable the correct contract size adjustment to be made. ERC of Building Component + ERC of P&M = Total ERC to which contract size adjustment should be applied. The appropriate % adjustment should be made in accordance with the scale for contract size adjustment specified under section 6 of the RCG 2021 Guidance notes. The currency ERC rates are set at £4m (Four Million Pounds) @ 1st April 2019 (AVD) for the RCG 2021 Publication. | Fire Protection - Fire Hydrants | - | 2 | TRUE
2484 | 208B06 | 8140 | 208B06 | Fire protection | Fire hydrants | Monitor | 360 traverse - water | 217 psig - outlet 62.5 mm. 75 deg elevation - 880 gallons / min | Monitor A MONITOR is a device with a nozzle. The whole unit can be hand turned by a metal extension bar. The nozzle and control either fit over the top of the rising main in one unit or form part of a normal hydrant with a 90o upwards turn to take the monitor. The ROSE can be adjusted to ensure a spray mist if required or a powerful water jet. Normal pressure is 100-150 psig whilst high pressure is regarded as 250 psig. Monitors may deliver foam instead of water. | Considered Not Applicable at time of Publication | (BEAMS Note 2) The ERC for this item should be added to all other rateable items on the hereditament (except land). Therefore the total of the ERC of the other Building Items and the P&M ERC (where applicable) to enable the correct contract size adjustment to be made. ERC of Building Component + ERC of P&M = Total ERC to which contract size adjustment should be applied. The appropriate % adjustment should be made in accordance with the scale for contract size adjustment specified under section 6 of the RCG 2023 Guidance notes. The currency ERC rates are set at £4m (Four Million Pounds) @ 1st April 2021 (AVD) for the RCG 2023 Publication. | Fire Monitors (Hydrants) - Monitor Traverse 360o 100mm (HT 630mm) 217 psig Outlet 62.5mm Elevation 75o Above Horiz 45o Below Horiz Flow 880 gallons/minute Costs do not include water storage tanks or water pumps. The fire hydrant is adapted to have a monitor fitted onto it. Usually both hydrant and monitor are permanently fixed on site. | Record number of monitors around the site. Age of system | Class 2 Table 2 (f) Protection from fire or other hazard. Hydrants, Monitors. | If Class 2 proviso applies - other than. Seek advice from CEO if in doubt. | It is assumed that the item forms part of an average size specialist industrial complex. Where it would be normal to find more than one item in | Pumps, tanks, pipes, fire alarm systems. Inert gas systems. | - | - | - | 20057 |  | Each | Each | NA | NA | NA | 2317.7261 | Option 2 | 3121.3173 | 34.67% | 4933.3588 | 4394.8692 | 89.62% | 40.8% | 4394.8692 | 89.62% | Indexed | NA | VOA_GPN_GOV_UK\7246041 | 2019-08-30 | Low | - | High | Risk taken from previous CG | - | - | NA | SPONS M | NA | (BEAMS Note 2) The ERC for this item should be added to all other rateable items on the hereditament (except land). Therefore the total of the ERC of the other Building Items and the P&M ERC (where applicable) to enable the correct contract size adjustment to be made. ERC of Building Component + ERC of P&M = Total ERC to which contract size adjustment should be applied. The appropriate % adjustment should be made in accordance with the scale for contract size adjustment specified under section 6 of the RCG 2021 Guidance notes. The currency ERC rates are set at £4m (Four Million Pounds) @ 1st April 2019 (AVD) for the RCG 2021 Publication. | - | - | 2 | TRUE
2485 | 208B07 | 8141 | 208B07 | Fire protection | Fire hydrants | Monitor | Foam | 100mm lbs/in² - 100mm inlet. 330 gallons/min - 360 deg blabbermouth | Monitor A MONITOR is a device with a nozzle. The whole unit can be hand turned by a metal extension bar. The nozzle and control either fit over the top of the rising main in one unit or form part of a normal hydrant with a 90o upwards turn to take the monitor. The ROSE can be adjusted to ensure a spray mist if required or a powerful water jet. Normal pressure is 100-150 psig whilst high pressure is regarded as 250 psig. Monitors may deliver foam instead of water. | Considered Not Applicable at time of Publication | (BEAMS Note 2) The ERC for this item should be added to all other rateable items on the hereditament (except land). Therefore the total of the ERC of the other Building Items and the P&M ERC (where applicable) to enable the correct contract size adjustment to be made. ERC of Building Component + ERC of P&M = Total ERC to which contract size adjustment should be applied. The appropriate % adjustment should be made in accordance with the scale for contract size adjustment specified under section 6 of the RCG 2023 Guidance notes. The currency ERC rates are set at £4m (Four Million Pounds) @ 1st April 2021 (AVD) for the RCG 2023 Publication. | Code Fire Monitors (Hydrants) - Foam/Water Monitor 100mm lb/sq in 100mm inlet 330 gals/minute Rotation 360o with blabbermouth Costs do not include water storage tanks or water pumps. The fire hydrant is adapted to have a monitor fitted onto it. Usually both hydrant and monitor are permanently fixed on site. | Record number of hydrants or monitors around the site. Age of system | Class 2 Table 2 (f) Protection from fire or other hazard. Hydrants, Monitors. | If Class 2 proviso applies - other than. Seek advice from CEO if in doubt. | It is assumed that the item forms part of an average size specialist industrial complex. Where it would be normal to find more than one item in | Pumps, tanks, pipes, fire alarm systems. Inert gas systems. | - | - | - | 20057 |  | Each | Each | NA | NA | NA | 5058.395 | Option 2 | 6812.2181 | 34.67% | 10697.064 | 9529.4503 | 88.39% | 39.89% | 9529.4503 | 88.39% | Indexed | NA | VOA_GPN_GOV_UK\7246041 | 2019-08-30 | Low | - | High | Risk taken from previous CG | - | - | NA | SPONS M | NA | (BEAMS Note 2) The ERC for this item should be added to all other rateable items on the hereditament (except land). Therefore the total of the ERC of the other Building Items and the P&M ERC (where applicable) to enable the correct contract size adjustment to be made. ERC of Building Component + ERC of P&M = Total ERC to which contract size adjustment should be applied. The appropriate % adjustment should be made in accordance with the scale for contract size adjustment specified under section 6 of the RCG 2021 Guidance notes. The currency ERC rates are set at £4m (Four Million Pounds) @ 1st April 2019 (AVD) for the RCG 2021 Publication. | - | - | 2 | TRUE
2486 | 208B08 | 8142 | 208B08 | Fire protection | Fire hydrants | Ring main | Based on 520 lin metres | Ring main and manholes only | Fresh water fire main manholes | Considered Not Applicable at time of Publication | (BEAMS Note 2) The ERC for this item should be added to all other rateable items on the hereditament (except land). Therefore the total of the ERC of the other Building Items and the P&M ERC (where applicable) to enable the correct contract size adjustment to be made. ERC of Building Component + ERC of P&M = Total ERC to which contract size adjustment should be applied. The appropriate % adjustment should be made in accordance with the scale for contract size adjustment specified under section 6 of the RCG 2023 Guidance notes. The currency ERC rates are set at £4m (Four Million Pounds) @ 1st April 2021 (AVD) for the RCG 2023 Publication. | Ring Main Overall figure to include 150mm nominal bore protected and buried in sand based excavated trench. Length 520 linear meters Ring Main and Manholes only. Costs do not include water storage tanks, hydrants or water pumps. | Note number and locations of Hydrants, covers or monitors around the site. | Class 2 Table 2 (f) Protection from fire or other hazard. Hydrants, Monitors. | If Class 2 proviso applies - other than. Seek advice from CEO if in doubt. | It is assumed that the item forms part of an average size specialist industrial complex. Where it would be normal to find more than one item in | Pumps, tanks, pipes, fire alarm systems. Inert gas systems. | - | Fire Protection: Fire Hydrants and Ring Mains Notes: To be used when exact details are not known. | - | 20052 |  | M | Per linear metre | NA | NA | NA | 139.5711 | Option 2 | 187.9625 | 34.67% | 194.8772 | 173.6058 | 24.39% | -7.638% | 173.6058 | 24.39% | Indexed | NA | VOA_GPN_GOV_UK\7246041 | 2019-08-30 | Low | - | High | Risk taken from previous CG | - | - | NA | SPONS M | NA | (BEAMS Note 2) The ERC for this item should be added to all other rateable items on the hereditament (except land). Therefore the total of the ERC of the other Building Items and the P&M ERC (where applicable) to enable the correct contract size adjustment to be made. ERC of Building Component + ERC of P&M = Total ERC to which contract size adjustment should be applied. The appropriate % adjustment should be made in accordance with the scale for contract size adjustment specified under section 6 of the RCG 2021 Guidance notes. The currency ERC rates are set at £4m (Four Million Pounds) @ 1st April 2019 (AVD) for the RCG 2021 Publication. | Fire Protection: Fire Hydrants and Ring Mains Notes: To be used when exact details are not known. | - | 2 | TRUE
2487 | 208B09 | 8440 | 208B09 | Fire protection | Fire hydrants | Ring main | Based on 520 lin metres | Ring main and man holes and 10 hydrants | Ring main, 10 hydrants and manholes. | Considered Not Applicable at time of Publication | (BEAMS Note 2) The ERC for this item should be added to all other rateable items on the hereditament (except land). Therefore the total of the ERC of the other Building Items and the P&M ERC (where applicable) to enable the correct contract size adjustment to be made. ERC of Building Component + ERC of P&M = Total ERC to which contract size adjustment should be applied. The appropriate % adjustment should be made in accordance with the scale for contract size adjustment specified under section 6 of the RCG 2023 Guidance notes. The currency ERC rates are set at £4m (Four Million Pounds) @ 1st April 2021 (AVD) for the RCG 2023 Publication. | Ring Main overall figure to include 150mm nominal bore protected and buried in sand based excavated trench. Length 520 linear meters. includes ring Main, 10 hydrants and manholes, water storage tanks or water pumps extra. The fire hydrant is adapted to have a monitor fitted onto it. Usually both hydrant and monitor are permanently fixed on site. | Note number and locations of Hydrants, covers or monitors around the site. | Class 2 Table 2 (f) Protection from fire or other hazard. Hydrants, Monitors. | If Class 2 proviso applies - other than. Seek advice from CEO if in doubt. | It is assumed that the item forms part of an average size specialist industrial complex. Where it would be normal to find more than one item in | Pumps, tanks, pipes, fire alarm systems. Inert gas systems. | - | Fire Protection: Fire Hydrants and Ring Mains | - | 20052 |  | M | Per linear metre | NA | NA | NA | 159.8724 | Option 2 | 215.3025 | 34.67% | 224.5324 | 200.0241 | 25.11% | -7.096% | 200.0241 | 25.11% | Indexed | NA | VOA_GPN_GOV_UK\7246041 | 2019-08-30 | Low | - | High | Risk taken from previous CG | - | - | NA | SPONS M | NA | (BEAMS Note 2) The ERC for this item should be added to all other rateable items on the hereditament (except land). Therefore the total of the ERC of the other Building Items and the P&M ERC (where applicable) to enable the correct contract size adjustment to be made. ERC of Building Component + ERC of P&M = Total ERC to which contract size adjustment should be applied. The appropriate % adjustment should be made in accordance with the scale for contract size adjustment specified under section 6 of the RCG 2021 Guidance notes. The currency ERC rates are set at £4m (Four Million Pounds) @ 1st April 2019 (AVD) for the RCG 2021 Publication. | Fire Protection: Fire Hydrants and Ring Mains | - | 2 | TRUE
2488 | 208B03 | 8135 | 208B03 | Fire protection | Fire hydrants | Sea water | 132mm cast iron dry barrel | 150 psig | Hydrant A gunmetal pillar above the ground, which includes some pipework below ground usually ending with, a 90o turn. The pumps, below ground pipes, manholes etc. are not included in these costings. The BRITISH fire hydrant is usually a 200mm diameter tube reducing to 150mm diameter. At right angles to the upright some 1 metre above ground are 4 connections in line. The AMERICAN fire hydrant is of similar size and design but has 4 arms projecting out at 90o to each other situated some 750mm above ground. Monitor A MONITOR is a device with a nozzle. The whole unit can be hand turned by a metal extension bar. The nozzle and control either fit over the top of the rising main in one unit or form part of a normal hydrant with a 90o upwards turn to take the monitor. The ROSE can be adjusted to ensure a spray mist if required or a powerful water jet. Normal pressure is 100-150 psig whilst high pressure is regarded as 250 psig. Monitors may deliver foam instead of water. | Considered Not Applicable at time of Publication | (BEAMS Note 2) The ERC for this item should be added to all other rateable items on the hereditament (except land). Therefore the total of the ERC of the other Building Items and the P&M ERC (where applicable) to enable the correct contract size adjustment to be made. ERC of Building Component + ERC of P&M = Total ERC to which contract size adjustment should be applied. The appropriate % adjustment should be made in accordance with the scale for contract size adjustment specified under section 6 of the RCG 2023 Guidance notes. The currency ERC rates are set at £4m (Four Million Pounds) @ 1st April 2021 (AVD) for the RCG 2023 Publication. | Fire Hydrants - Fire Hydrant (Sea Water) 132mm cast iron dry barrel. Pillar type at 150 psig Inlet at Base 150mm Right angle flange Outlet 1 male pumper nozzle 1 monitor elbow 2 globe valves with female Blank cap and chain Protected against Seawater salt corrosion Costs do not include water storage tanks or water pumps. The fire hydrant is adapted to have a monitor fitted onto it. Usually both hydrant and monitor are permanently fixed on site. | Number and location of hydrants, covers or monitors on site | Class 2 Table 2 (f) Protection from fire or other hazard. Hydrants, Monitors. | If Class 2 proviso applies - other than. Seek advice from CEO if in doubt. | Pumps, tanks, pipes, fire alarm systems. Inert gas systems. | It is assumed that the item forms part of an average size specialist industrial complex. Where it would be normal to find more than one item in such a hereditament the ERC stated has been adjusted to reflect any number, quantity discount These figures are NOT one off figures. | - | Fire Protection - Fire Hydrants | - | 20057 |  | Each | Each | NA | NA | NA | 2410.7735 | Option 2 | 3246.6257 | 34.67% | 5242.6205 | 4670.3741 | 93.73% | 43.85% | 4670.3741 | 93.73% | Indexed | NA | VOA_GPN_GOV_UK\7246041 | 2019-08-30 | Low | - | High | Risk taken from previous CG | - | - | NA | SPONS M | NA | (BEAMS Note 2) The ERC for this item should be added to all other rateable items on the hereditament (except land). Therefore the total of the ERC of the other Building Items and the P&M ERC (where applicable) to enable the correct contract size adjustment to be made. ERC of Building Component + ERC of P&M = Total ERC to which contract size adjustment should be applied. The appropriate % adjustment should be made in accordance with the scale for contract size adjustment specified under section 6 of the RCG 2021 Guidance notes. The currency ERC rates are set at £4m (Four Million Pounds) @ 1st April 2019 (AVD) for the RCG 2021 Publication. | Fire Protection - Fire Hydrants | - | 2 | TRUE
2489 | 208B04 | 8421 | 208B04 | Fire protection | Fire hydrants | Sea water | 132mm cast iron dry barrel | 150 psig - 100mm line outlets | Hydrant A gunmetal pillar above the ground, which includes some pipework below ground usually ending with, a 90o turn. The pumps, below ground pipes, manholes etc. are not included in these costings. The BRITISH fire hydrant is usually a 200mm diameter tube reducing to 150mm diameter. At right angles to the upright some 1 metre above ground are 4 connections in line. The AMERICAN fire hydrant is of similar size and design but has 4 arms projecting out at 90o to each other situated some 750mm above ground. Monitor A MONITOR is a device with a nozzle. The whole unit can be hand turned by a metal extension bar. The nozzle and control either fit over the top of the rising main in one unit or form part of a normal hydrant with a 90o upwards turn to take the monitor. The ROSE can be adjusted to ensure a spray mist if required or a powerful water jet. Normal pressure is 100-150 psig whilst high pressure is regarded as 250 psig. Monitors may deliver foam instead of water. | Considered Not Applicable at time of Publication | (BEAMS Note 2) The ERC for this item should be added to all other rateable items on the hereditament (except land). Therefore the total of the ERC of the other Building Items and the P&M ERC (where applicable) to enable the correct contract size adjustment to be made. ERC of Building Component + ERC of P&M = Total ERC to which contract size adjustment should be applied. The appropriate % adjustment should be made in accordance with the scale for contract size adjustment specified under section 6 of the RCG 2023 Guidance notes. The currency ERC rates are set at £4m (Four Million Pounds) @ 1st April 2021 (AVD) for the RCG 2023 Publication. | Fire Hydrants - Fire Hydrant (Sea Water)132mm cast iron dry barrel. Pillar type at 150 psig Inlet at Base 150mm Right angle flange Outlet 100mm line outlets Protected against Seawater salt corrosion Costs do not include water storage tanks or water pumps. The fire hydrant is adapted to have a monitor fitted onto it. Usually both hydrant and monitor are permanently fixed on site. | Number of hydrants, cover or monitors on site Age | Class 2 Table 2 (f) Protection from fire or other hazard. Hydrants, Monitors. | If Class 2 proviso applies - other than. Seek advice from CEO if in doubt. | It is assumed that the item forms part of an average size specialist industrial complex. Where it would be normal to find more than one item in | Pumps, tanks, pipes, fire alarm systems. Inert gas systems. | - | Fire Protection - Fire Hydrants | - | 20057 |  | Each | Each | NA | NA | NA | 2419.2324 | Option 2 | 3258.0173 | 34.67% | 5348.532 | 4764.7251 | 96.95% | 46.25% | 4764.7251 | 96.95% | Indexed | NA | VOA_GPN_GOV_UK\7246041 | 2019-08-30 | Low | - | High | Risk taken from previous CG | - | - | NA | SPONS M | NA | (BEAMS Note 2) The ERC for this item should be added to all other rateable items on the hereditament (except land). Therefore the total of the ERC of the other Building Items and the P&M ERC (where applicable) to enable the correct contract size adjustment to be made. ERC of Building Component + ERC of P&M = Total ERC to which contract size adjustment should be applied. The appropriate % adjustment should be made in accordance with the scale for contract size adjustment specified under section 6 of the RCG 2021 Guidance notes. The currency ERC rates are set at £4m (Four Million Pounds) @ 1st April 2019 (AVD) for the RCG 2021 Publication. | Fire Protection - Fire Hydrants | - | 2 | TRUE
2490 | 208B01 | 8307 | 208B01 | Fire protection | Fire hydrants | Water | 132mm cast iron construction | 150 psig | Hydrant A gunmetal pillar above the ground, which includes some pipework below ground usually ending with, a 90o turn. The pumps, below ground pipes, manholes etc. are not included in these costings. The BRITISH fire hydrant is usually a 200mm diameter tube reducing to 150mm diameter. At right angles to the upright some 1 metre above ground are 4 connections in line. The AMERICAN fire hydrant is of similar size and design but has 4 arms projecting out at 90o to each other situated some 750mm above ground. Monitor A MONITOR is a device with a nozzle. The whole unit can be hand turned by a metal extension bar. The nozzle and control either fit over the top of the rising main in one unit or form part of a normal hydrant with a 90o upwards turn to take the monitor. The ROSE can be adjusted to ensure a spray mist if required or a powerful water jet. Normal pressure is 100-150 psig whilst high pressure is regarded as 250 psig. Monitors may deliver foam instead of water. | Considered Not Applicable at time of Publication | (BEAMS Note 2) The ERC for this item should be added to all other rateable items on the hereditament (except land). Therefore the total of the ERC of the other Building Items and the P&M ERC (where applicable) to enable the correct contract size adjustment to be made. ERC of Building Component + ERC of P&M = Total ERC to which contract size adjustment should be applied. The appropriate % adjustment should be made in accordance with the scale for contract size adjustment specified under section 6 of the RCG 2023 Guidance notes. The currency ERC rates are set at £4m (Four Million Pounds) @ 1st April 2021 (AVD) for the RCG 2023 Publication. | Fire Hydrants - Cast iron dry barrel pillar type at 150 psig Inlet at base 150mm right angle flange Outlet 1 male pumper nozzle 1 monitor elbow 2 globe valves with female Blank cap and chain Costs do not include water storage tanks or water pumps. The fire hydrant is adapted to have a monitor fitted onto it. Usually both hydrant and monitor are permanently fixed on site. | Record number of hydrants, covers or monitors around the site. Age of system | Class 2 Table 2 (f) Protection from fire or other hazard. Hydrants, Monitors. | If Class 2 proviso applies - other than. Seek advice from CEO if in doubt. | Pumps, tanks, pipes, fire alarm systems. Inert gas systems. | It is assumed that the item forms part of an average size specialist industrial complex. Where it would be normal to find more than one item in such a hereditament the ERC stated has been adjusted to reflect any number, quantity discount These figures are NOT one off figures. | - | Fire Protection - Fire Hydrants Photo 2- Typical manhole cover access to hydrant below- Note yellow H post adjacent | - | 20057 |  | Each | Each | NA | NA | NA | 2063.9605 | Option 2 | 2779.5672 | 34.67% | 4448.284 | 3962.7417 | 92% | 42.57% | 3962.7417 | 92% | Indexed | NA | VOA_GPN_GOV_UK\7246041 | 2019-08-30 | Low | - | High | Risk taken from previous CG | - | - | NA | SPONS M | NA | (BEAMS Note 2) The ERC for this item should be added to all other rateable items on the hereditament (except land). Therefore the total of the ERC of the other Building Items and the P&M ERC (where applicable) to enable the correct contract size adjustment to be made. ERC of Building Component + ERC of P&M = Total ERC to which contract size adjustment should be applied. The appropriate % adjustment should be made in accordance with the scale for contract size adjustment specified under section 6 of the RCG 2021 Guidance notes. The currency ERC rates are set at £4m (Four Million Pounds) @ 1st April 2019 (AVD) for the RCG 2021 Publication. | Fire Protection - Fire Hydrants Photo 2- Typical manhole cover access to hydrant below- Note yellow H post adjacent | - | 2 | TRUE
2491 | 208B02 | 8324 | 208B02 | Fire protection | Fire hydrants | Water | 150mm cast iron construction | 150 psig | Hydrant A gunmetal pillar above the ground, which includes some pipework below ground usually ending with, a 90o turn. The pumps, below ground pipes, manholes etc. are not included in these costings. The BRITISH fire hydrant is usually a 200mm diameter tube reducing to 150mm diameter. At right angles to the upright some 1 metre above ground are 4 connections in line. The AMERICAN fire hydrant is of similar size and design but has 4 arms projecting out at 90o to each other situated some 750mm above ground. Monitor A MONITOR is a device with a nozzle. The whole unit can be hand turned by a metal extension bar. The nozzle and control either fit over the top of the rising main in one unit or form part of a normal hydrant with a 90o upwards turn to take the monitor. The ROSE can be adjusted to ensure a spray mist if required or a powerful water jet. Normal pressure is 100-150 psig whilst high pressure is regarded as 250 psig. Monitors may deliver foam instead of water. | Considered Not Applicable at time of Publication | (BEAMS Note 2) The ERC for this item should be added to all other rateable items on the hereditament (except land). Therefore the total of the ERC of the other Building Items and the P&M ERC (where applicable) to enable the correct contract size adjustment to be made. ERC of Building Component + ERC of P&M = Total ERC to which contract size adjustment should be applied. The appropriate % adjustment should be made in accordance with the scale for contract size adjustment specified under section 6 of the RCG 2023 Guidance notes. The currency ERC rates are set at £4m (Four Million Pounds) @ 1st April 2021 (AVD) for the RCG 2023 Publication. | Fire Hydrants - Fire Hydrant (Water) cast iron dry barrel pillar Hydrant with main internal valve and automatic drain off. Overall height 1800mm. Outlets fitted with 2 globe pattern horizontal hydrant valves. Costs do not include water storage tanks or water pumps. The fire hydrant is adapted to have a monitor fitted onto it. Usually both hydrant and monitor are permanently fixed on site. | Record number of hydrants, covers or monitors around the site. Age of system | Class 2 Table 2 (f) Protection from fire or other hazard. Hydrants, Monitors. | If Class 2 proviso applies - other than. Seek advice from CEO if in doubt. | It is assumed that the item forms part of an average size specialist industrial complex. Where it would be normal to find more than one item | Pumps, tanks, pipes, fire alarm systems. Inert gas systems. | - | Fire Protection - Fire Hydrants Photo 2- Typical manhole cover access to hydrant below- Note yellow H post adjacent | - | 20057 |  | Each | Each | NA | NA | NA | 2309.2673 | Option 2 | 3109.9256 | 34.67% | 4977.8416 | 4434.4967 | 92.03% | 42.59% | 4434.4967 | 92.03% | Indexed | NA | VOA_GPN_GOV_UK\7246041 | 2019-08-30 | Low | - | High | Risk taken from previous CG | - | - | NA | SPONS M | NA | (BEAMS Note 2) The ERC for this item should be added to all other rateable items on the hereditament (except land). Therefore the total of the ERC of the other Building Items and the P&M ERC (where applicable) to enable the correct contract size adjustment to be made. ERC of Building Component + ERC of P&M = Total ERC to which contract size adjustment should be applied. The appropriate % adjustment should be made in accordance with the scale for contract size adjustment specified under section 6 of the RCG 2021 Guidance notes. The currency ERC rates are set at £4m (Four Million Pounds) @ 1st April 2019 (AVD) for the RCG 2021 Publication. | Fire Protection - Fire Hydrants Photo 2- Typical manhole cover access to hydrant below- Note yellow H post adjacent | - | 2 | TRUE
2492 | 208M28 | 8148 | 208M28 | Fire protection | Fire ring mains | Underground in trench average 1m deep | Site distribution - per lin metre | 150mm dia. - ductile iron | Hydrant A gunmetal pillar above the ground, which includes some pipework below ground usually ending with, a 90o turn. The pumps, below ground pipes, manholes etc. are not included in these costings. The BRITISH fire hydrant is usually a 200mm diameter tube reducing to 150mm diameter. At right angles to the upright some 1 metre above ground are 4 connections in line. The AMERICAN fire hydrant is of similar size and design but has 4 arms projecting out at 90o to each other situated some 750mm above ground. Monitor A MONITOR is a device with a nozzle. The whole unit can be hand turned by a metal extension bar. The nozzle and control either fit over the top of the rising main in one unit or form part of a normal hydrant with a 90o upwards turn to take the monitor. The ROSE can be adjusted to ensure a spray mist if required or a powerful water jet. Normal pressure is 100-150 psig whilst high pressure is regarded as 250 psig. Monitors may deliver foam instead of water. | Considered Not Applicable at time of Publication | (BEAMS Note 2) The ERC for this item should be added to all other rateable items on the hereditament (except land). Therefore the total of the ERC of the other Building Items and the P&M ERC (where applicable) to enable the correct contract size adjustment to be made. ERC of Building Component + ERC of P&M = Total ERC to which contract size adjustment should be applied. The appropriate % adjustment should be made in accordance with the scale for contract size adjustment specified under section 6 of the RCG 2023 Guidance notes. The currency ERC rates are set at £4m (Four Million Pounds) @ 1st April 2021 (AVD) for the RCG 2023 Publication. | Ring Main Overall figure to include 150mm nominal bore protected and buried in sand based excavated trench including trench work, sand, backfilling, hydraulic testing and commissioning work. Length 520 linear meters. Costs do not include water storage tanks or water pumps. The fire hydrant is adapted to have a monitor fitted onto it. Usually both hydrant and monitor are permanently fixed on site. | Note number and locations of Hydrants, covers or monitors around the site. | Class 2 Table 2 (f) Protection from fire or other hazard. Hydrants, Monitors. | If Class 2 proviso applies - other than. Seek advice from CEO if in doubt. | It is assumed that the item forms part of an average size specialist industrial complex. Where it would be normal to find more than one item in | Pumps, tanks, pipes, fire alarm systems. Inert gas systems. | - | Fire Protection: Ring Mains. Notes: Based on the cost per metre run of 520 linear metres of pipe work including 10 water hydrants. Ductile iron pipe work for distribution of mains water around industrial sites. Maybe above ground but more likely to be below ground or in service ducts. | - | 20052 |  | M | Per linear metre | NA | NA | NA | 85.4344 | Option 2 | 115.0559 | 34.67% | 90.0248 | 80.1983 | -6.129% | -30.3% | 80.1983 | -6.129% | Indexed | NA | VOA_GPN_GOV_UK\7246041 | 2019-08-30 | Low | - | High | Risk taken from previous CG | - | - | NA | SPONS M | NA | (BEAMS Note 2) The ERC for this item should be added to all other rateable items on the hereditament (except land). Therefore the total of the ERC of the other Building Items and the P&M ERC (where applicable) to enable the correct contract size adjustment to be made. ERC of Building Component + ERC of P&M = Total ERC to which contract size adjustment should be applied. The appropriate % adjustment should be made in accordance with the scale for contract size adjustment specified under section 6 of the RCG 2021 Guidance notes. The currency ERC rates are set at £4m (Four Million Pounds) @ 1st April 2019 (AVD) for the RCG 2021 Publication. | Fire Protection: Ring Mains. Notes: Based on the cost per metre run of 520 linear metres of pipe work including 10 water hydrants. Ductile iron pipe work for distribution of mains water around industrial sites. Maybe above ground but more likely to be below ground or in service ducts. | - | 2 | TRUE
2493 | 208M29 | 8149 | 208M29 | Fire protection | Fire ring mains | Underground in trench average 1m deep | Site distribution - per lin metre | 200mm dia. - ductile iron | Hydrant A gunmetal pillar above the ground, which includes some pipework below ground usually ending with, a 90o turn. The pumps, below ground pipes, manholes etc. are not included in these costings. The BRITISH fire hydrant is usually a 200mm diameter tube reducing to 150mm diameter. At right angles to the upright some 1 metre above ground are 4 connections in line. The AMERICAN fire hydrant is of similar size and design but has 4 arms projecting out at 90o to each other situated some 750mm above ground. Monitor A MONITOR is a device with a nozzle. The whole unit can be hand turned by a metal extension bar. The nozzle and control either fit over the top of the rising main in one unit or form part of a normal hydrant with a 90o upwards turn to take the monitor. The ROSE can be adjusted to ensure a spray mist if required or a powerful water jet. Normal pressure is 100-150 psig whilst high pressure is regarded as 250 psig. Monitors may deliver foam instead of water. | Considered Not Applicable at time of Publication | (BEAMS Note 2) The ERC for this item should be added to all other rateable items on the hereditament (except land). Therefore the total of the ERC of the other Building Items and the P&M ERC (where applicable) to enable the correct contract size adjustment to be made. ERC of Building Component + ERC of P&M = Total ERC to which contract size adjustment should be applied. The appropriate % adjustment should be made in accordance with the scale for contract size adjustment specified under section 6 of the RCG 2023 Guidance notes. The currency ERC rates are set at £4m (Four Million Pounds) @ 1st April 2021 (AVD) for the RCG 2023 Publication. | Fire Monitors (Hydrants) - Ring Main Overall figure to include 150mm nominal bore protected and buried in sand based excavated trench. Based on 10 hydrants including trench work, sand, backfilling, hydraulic testing and commissioning work. Length 520 linear meters Ring Main and Manholes. Costs do not include water storage tanks or water pumps. The fire hydrant is adapted to have a monitor fitted onto it. Usually both hydrant and monitor are permanently fixed on site. | Note number and locations of Hydrants, covers or monitors around the site. | Class 2 Table 2 (f) Protection from fire or other hazard. Hydrants, Monitors. | If Class 2 proviso applies - other than. Seek advice from CEO if in doubt. | It is assumed that the item forms part of an average size specialist industrial complex. Where it would be normal to find more than one item in | Pumps, tanks, pipes, fire alarm systems. Inert gas systems. | - | Fire Protection: Ring Mains. Notes: Based on the cost per metre run of 520 linear metres of pipe work including 10 water hydrants. Ductile iron pipe work for distribution of mains water around industrial sites. Maybe above ground but more likely to be below ground or in service ducts. | - | 20052 |  | M | Per linear metre | NA | NA | NA | 120.1157 | Option 2 | 161.7617 | 34.67% | 148.2761 | 132.0914 | 9.97% | -18.34% | 132.0914 | 9.97% | Indexed | NA | VOA_GPN_GOV_UK\7246041 | 2019-08-30 | Low | - | High | Risk taken from previous CG | - | - | NA | SPONS M | NA | (BEAMS Note 2) The ERC for this item should be added to all other rateable items on the hereditament (except land). Therefore the total of the ERC of the other Building Items and the P&M ERC (where applicable) to enable the correct contract size adjustment to be made. ERC of Building Component + ERC of P&M = Total ERC to which contract size adjustment should be applied. The appropriate % adjustment should be made in accordance with the scale for contract size adjustment specified under section 6 of the RCG 2021 Guidance notes. The currency ERC rates are set at £4m (Four Million Pounds) @ 1st April 2019 (AVD) for the RCG 2021 Publication. | Fire Protection: Ring Mains. Notes: Based on the cost per metre run of 520 linear metres of pipe work including 10 water hydrants. Ductile iron pipe work for distribution of mains water around industrial sites. Maybe above ground but more likely to be below ground or in service ducts. | - | 2 | TRUE
2494 | 208A50 | 8133 | 208A50 | Fire protection | Firewater header tank | Excluding pump set + pipes | Including foundations | 400m³ | These tanks are similar in design and construction to the tanks on a Commercial Tank Farm. Tanks under 400 cu m are rateable as these tanks are rated under the List of Accessories where size is not an important factor. Assumed cost for average foundations included. | Considered Not Applicable at time of Publication | (BEAMS Note 2) The ERC for this item should be added to all other rateable items on the hereditament (except land). Therefore the total of the ERC of the other Building Items and the P&M ERC (where applicable) to enable the correct contract size adjustment to be made. ERC of Building Component + ERC of P&M = Total ERC to which contract size adjustment should be applied. The appropriate % adjustment should be made in accordance with the scale for contract size adjustment specified under section 6 of the RCG 2023 Guidance notes. The currency ERC rates are set at £4m (Four Million Pounds) @ 1st April 2021 (AVD) for the RCG 2023 Publication. | Foundation costs are included for this code. Costs based on 400m3 tank installation. External painting costs are excluded. Cost of pump and engine/motor to be added- see 208A60 | This is an average cost only to be used where no details are available or access in not permitted. | Class 2 Table 2 ( f ) fire protection ( List of Accessories 2 (v) tanks ) | - | It is assumed that the item forms part of an average size specialist industrial complex. Where it would be normal to find more than one item in | Pumps, engine and sprinkler system. | - | Photo 1 - Typical installation but with blue tank. Photo 2 - Pair of tanks painted red with pump house in foreground | Photo1 - Note pump house with red painted pipe connection. | 20054 |  | Each | Per tank | NA | NA | NA | 82896.7741 | Option 2 | 111638.3564 | 34.67% | 119680.0225 | 106616.6219 | 28.61% | -4.498% | 106616.6219 | 28.61% | Indexed | NA | VOA_GPN_GOV_UK\7246041 | 2019-08-30 | Low | - | High | Risk taken from previous CG | - | - | NA | SPONS M | NA | (BEAMS Note 2) The ERC for this item should be added to all other rateable items on the hereditament (except land). Therefore the total of the ERC of the other Building Items and the P&M ERC (where applicable) to enable the correct contract size adjustment to be made. ERC of Building Component + ERC of P&M = Total ERC to which contract size adjustment should be applied. The appropriate % adjustment should be made in accordance with the scale for contract size adjustment specified under section 6 of the RCG 2021 Guidance notes. The currency ERC rates are set at £4m (Four Million Pounds) @ 1st April 2019 (AVD) for the RCG 2021 Publication. | Photo 1 - Typical installation but with blue tank. Photo 2 - Pair of tanks painted red with pump house in foreground | Photo1 - Note pump house with red painted pipe connection. | 2 | TRUE
2495 | 208A51 | 8134 | 208A51 | Fire protection | Firewater header tank | Excluding pump set + pipes | Including foundations | 160m³ | These tanks are similar in design and construction to the tanks on a Commercial Tank Farm. Tanks under 400 cu m are rateable as these tanks are rated under the List of Accessories where size is not an important factor. Includes an average cost for foundations. | Considered Not Applicable at time of Publication | (BEAMS Note 2) The ERC for this item should be added to all other rateable items on the hereditament (except land). Therefore the total of the ERC of the other Building Items and the P&M ERC (where applicable) to enable the correct contract size adjustment to be made. ERC of Building Component + ERC of P&M = Total ERC to which contract size adjustment should be applied. The appropriate % adjustment should be made in accordance with the scale for contract size adjustment specified under section 6 of the RCG 2023 Guidance notes. The currency ERC rates are set at £4m (Four Million Pounds) @ 1st April 2021 (AVD) for the RCG 2023 Publication. | Foundation costs are included for this code. Costs based on 160m3 tank installation. Cost of pump, sprinkler system and engine/motor to be added. | Only to be used where no details are available or access in not permitted. | Class 2 Table 2 ( f ) fire protection ( List of Accessories 2 (v) tanks ) | - | It is assumed that the item forms part of an average size specialist industrial complex. Where it would be normal to find more than one item in | - | For tanks with 12mm thick base plates add 40% to rate for 8mm thick baseplate tanks. | Photo 1 - Typical installation but with blue tank. Photo 2 - Pair of tanks painted red with pump house in foreground | Photo1 - Note pump house with red painted pipe connection. | 20054 |  | Each | Per tank | NA | NA | NA | 50753.127 | Option 2 | 68350.0141 | 34.67% | 47448.3629 | 42269.2448 | -16.72% | -38.16% | 42269.2448 | -16.72% | Indexed | NA | VOA_GPN_GOV_UK\7246041 | 2019-08-30 | Low | - | High | Risk taken from previous CG | - | - | NA | SPONS M | NA | (BEAMS Note 2) The ERC for this item should be added to all other rateable items on the hereditament (except land). Therefore the total of the ERC of the other Building Items and the P&M ERC (where applicable) to enable the correct contract size adjustment to be made. ERC of Building Component + ERC of P&M = Total ERC to which contract size adjustment should be applied. The appropriate % adjustment should be made in accordance with the scale for contract size adjustment specified under section 6 of the RCG 2021 Guidance notes. The currency ERC rates are set at £4m (Four Million Pounds) @ 1st April 2019 (AVD) for the RCG 2021 Publication. | Photo 1 - Typical installation but with blue tank. Photo 2 - Pair of tanks painted red with pump house in foreground | Photo1 - Note pump house with red painted pipe connection. | 2 | TRUE
2496 | 208T01 | 8308 | 208T01 | Fire protection | Firewater header tank | Excluding pump set + pipes | Foundations extra | 160m³ | Tanks for storing water ready for use with a fire fighting system. | Considered Not Applicable at time of Publication | (BEAMS Note 2) The ERC for this item should be added to all other rateable items on the hereditament (except land). Therefore the total of the ERC of the other Building Items and the P&M ERC (where applicable) to enable the correct contract size adjustment to be made. ERC of Building Component + ERC of P&M = Total ERC to which contract size adjustment should be applied. The appropriate % adjustment should be made in accordance with the scale for contract size adjustment specified under section 6 of the RCG 2023 Guidance notes. The currency ERC rates are set at £4m (Four Million Pounds) @ 1st April 2021 (AVD) for the RCG 2023 Publication. | Cost figures are generally about 10% below that of a refinery or bulk storage tank to reflect (generally) bolted construction and slightly lower specifications. Add for foundations, the amount will depend upon specific installation factors. | Calculate the cubic capacity of the tank - total volume not volume of contents which may be less. | Class 2 Table 2 ( f ) fire protection ( List of Accessories 2 (v) tanks ) | - | It is assumed that the item forms part of an average size specialist industrial complex. Where it would be normal to find more than one item. | - | For tanks with 12mm thick base plates add 40% to rate for 8mm thick baseplate tanks. | Photo 1 - Typical installation but with blue tank. Photo 2 - Pair of tanks painted red with pump house in foreground. | Photo1 - Note pump house with red painted pipe connection. | 20054 |  | M3 | Per cubic metre | NA | NA | NA | 312.1317 | Option 2 | 420.3526 | 34.67% | 247.5682 | 220.5454 | -29.34% | -47.53% | 220.5454 | -29.34% | Indexed | NA | VOA_GPN_GOV_UK\7246041 | 2019-08-30 | Low | - | High | Risk taken from previous CG | - | - | NA | SPONS M | NA | (BEAMS Note 2) The ERC for this item should be added to all other rateable items on the hereditament (except land). Therefore the total of the ERC of the other Building Items and the P&M ERC (where applicable) to enable the correct contract size adjustment to be made. ERC of Building Component + ERC of P&M = Total ERC to which contract size adjustment should be applied. The appropriate % adjustment should be made in accordance with the scale for contract size adjustment specified under section 6 of the RCG 2021 Guidance notes. The currency ERC rates are set at £4m (Four Million Pounds) @ 1st April 2019 (AVD) for the RCG 2021 Publication. | Photo 1 - Typical installation but with blue tank. Photo 2 - Pair of tanks painted red with pump house in foreground. | Photo1 - Note pump house with red painted pipe connection. | 2 | TRUE
2497 | 208T02 | 8344 | 208T02 | Fire protection | Firewater header tank | Excluding pump set + pipes | Foundations extra | 400m³ | Tanks for storing water ready for use with a fire fighting system. | Considered Not Applicable at time of Publication | (BEAMS Note 2) The ERC for this item should be added to all other rateable items on the hereditament (except land). Therefore the total of the ERC of the other Building Items and the P&M ERC (where applicable) to enable the correct contract size adjustment to be made. ERC of Building Component + ERC of P&M = Total ERC to which contract size adjustment should be applied. The appropriate % adjustment should be made in accordance with the scale for contract size adjustment specified under section 6 of the RCG 2023 Guidance notes. The currency ERC rates are set at £4m (Four Million Pounds) @ 1st April 2021 (AVD) for the RCG 2023 Publication. | Cost figures are generally about 10% below that of a refinery or bulk storage tank to reflect (generally) bolted construction and slightly lower specifications. Add for foundations, the amount will depend upon specific installation factors. | Calculate the cubic capacity of the tank - total volume not volume of contents which may be less. | Class 2 Table 2 ( f ) fire protection ( List of Accessories 2 (v) tanks ) | - | It is assumed that the item forms part of an average size specialist industrial complex. Where it would be normal to find more than one item. | - | For tanks with 12mm thick base plates add 40% to rate for 8mm thick baseplate tanks. | Photo 1 - Typical installation but with blue tank. Photo 2 - Pair of tanks painted red with pump house in foreground. | Photo1 - Note pump house with red painted pipe connection. | 20054 |  | M3 | Per cubic metre | NA | NA | NA | 203.0125 | Option 2 | 273.4001 | 34.67% | 229.5632 | 204.5058 | 0.7356% | -25.2% | 204.5058 | 0.7356% | Indexed | NA | VOA_GPN_GOV_UK\7246041 | 2019-08-30 | Low | - | High | Risk taken from previous CG | - | - | NA | SPONS M | NA | (BEAMS Note 2) The ERC for this item should be added to all other rateable items on the hereditament (except land). Therefore the total of the ERC of the other Building Items and the P&M ERC (where applicable) to enable the correct contract size adjustment to be made. ERC of Building Component + ERC of P&M = Total ERC to which contract size adjustment should be applied. The appropriate % adjustment should be made in accordance with the scale for contract size adjustment specified under section 6 of the RCG 2021 Guidance notes. The currency ERC rates are set at £4m (Four Million Pounds) @ 1st April 2019 (AVD) for the RCG 2021 Publication. | Photo 1 - Typical installation but with blue tank. Photo 2 - Pair of tanks painted red with pump house in foreground. | Photo1 - Note pump house with red painted pipe connection. | 2 | TRUE
2498 | 208T03 | 8528 | 208T03 | Fire protection | Firewater header tank | Excluding pump set + pipes | Foundations extra | 500m³ | Tanks for storing water ready for use with a fire fighting system. | Considered Not Applicable at time of Publication | (BEAMS Note 2) The ERC for this item should be added to all other rateable items on the hereditament (except land). Therefore the total of the ERC of the other Building Items and the P&M ERC (where applicable) to enable the correct contract size adjustment to be made. ERC of Building Component + ERC of P&M = Total ERC to which contract size adjustment should be applied. The appropriate % adjustment should be made in accordance with the scale for contract size adjustment specified under section 6 of the RCG 2023 Guidance notes. The currency ERC rates are set at £4m (Four Million Pounds) @ 1st April 2021 (AVD) for the RCG 2023 Publication. | Cost figures are generally about 10% below that of a refinery or bulk storage tank to reflect (generally) bolted construction and slightly lower specifications. Add for foundations, the amount will depend upon specific installation factors. | Calculate the cubic capacity of the tank - total volume not volume of contents which may be less. | Class 2 Table 2 ( f ) fire protection ( List of Accessories 2 (v) tanks ) | - | It is assumed that the item forms part of an average size specialist industrial complex. Where it would be normal to find more than one item. | - | For tanks with 12mm thick base plates add 40% to rate for 8mm thick baseplate tanks. | Photo 1 - Typical installation but with blue tank. Photo 2 - Pair of tanks painted red with pump house in foreground. | Photo1 - Note pump house with red painted pipe connection. | 20054 |  | M3 | Per cubic metre | NA | NA | NA | 193.7078 | Option 2 | 260.8692 | 34.67% | 219.6605 | 195.684 | 1.02% | -24.99% | 195.684 | 1.02% | Indexed | NA | VOA_GPN_GOV_UK\7246041 | 2019-08-30 | Low | - | High | Risk taken from previous CG | - | - | NA | SPONS M | NA | (BEAMS Note 2) The ERC for this item should be added to all other rateable items on the hereditament (except land). Therefore the total of the ERC of the other Building Items and the P&M ERC (where applicable) to enable the correct contract size adjustment to be made. ERC of Building Component + ERC of P&M = Total ERC to which contract size adjustment should be applied. The appropriate % adjustment should be made in accordance with the scale for contract size adjustment specified under section 6 of the RCG 2021 Guidance notes. The currency ERC rates are set at £4m (Four Million Pounds) @ 1st April 2019 (AVD) for the RCG 2021 Publication. | Photo 1 - Typical installation but with blue tank. Photo 2 - Pair of tanks painted red with pump house in foreground. | Photo1 - Note pump house with red painted pipe connection. | 2 | TRUE
2499 | 208T04 | 8155 | 208T04 | Fire protection | Firewater header tank | Excluding pump set + pipes | Foundations extra | 750m³ | Tanks for storing water ready for use with a fire fighting system. | Considered Not Applicable at time of Publication | (BEAMS Note 2) The ERC for this item should be added to all other rateable items on the hereditament (except land). Therefore the total of the ERC of the other Building Items and the P&M ERC (where applicable) to enable the correct contract size adjustment to be made. ERC of Building Component + ERC of P&M = Total ERC to which contract size adjustment should be applied. The appropriate % adjustment should be made in accordance with the scale for contract size adjustment specified under section 6 of the RCG 2023 Guidance notes. The currency ERC rates are set at £4m (Four Million Pounds) @ 1st April 2021 (AVD) for the RCG 2023 Publication. | Cost figures are generally about 10% below that of a refinery or bulk storage tank to reflect (generally) bolted construction and slightly lower specifications. Add for foundations, the amount will depend upon specific installation factors. | Calculate the cubic capacity of the tank - total volume not volume of contents which may be less. | Class 2 Table 2 ( f ) fire protection ( List of Accessories 2 (v) tanks ) | - | It is assumed that the item forms part of an average size specialist industrial complex. Where it would be normal to find more than one item. | - | For tanks with 12mm thick base plates add 40% to rate for 8mm thick baseplate tanks. | Photo 1 - Typical installation but with blue tank. Photo 2 - Pair of tanks painted red with pump house in foreground. | Photo1 - Note pump house with red painted pipe connection. | 20054 |  | M3 | Per cubic metre | NA | NA | NA | 161.5641 | Option 2 | 217.5809 | 34.67% | 182.7503 | 162.8026 | 0.7666% | -25.18% | 162.8026 | 0.7666% | Indexed | NA | VOA_GPN_GOV_UK\7246041 | 2019-08-30 | Low | - | High | Risk taken from previous CG | - | - | NA | SPONS M | NA | (BEAMS Note 2) The ERC for this item should be added to all other rateable items on the hereditament (except land). Therefore the total of the ERC of the other Building Items and the P&M ERC (where applicable) to enable the correct contract size adjustment to be made. ERC of Building Component + ERC of P&M = Total ERC to which contract size adjustment should be applied. The appropriate % adjustment should be made in accordance with the scale for contract size adjustment specified under section 6 of the RCG 2021 Guidance notes. The currency ERC rates are set at £4m (Four Million Pounds) @ 1st April 2019 (AVD) for the RCG 2021 Publication. | Photo 1 - Typical installation but with blue tank. Photo 2 - Pair of tanks painted red with pump house in foreground. | Photo1 - Note pump house with red painted pipe connection. | 2 | TRUE
2500 | 208T05 | 8119 | 208T05 | Fire protection | Firewater header tank | Excluding pump set + pipes | Foundations extra | 1000m³ | Tanks for storing water ready for use with a fire fighting system. | Considered Not Applicable at time of Publication | (BEAMS Note 2) The ERC for this item should be added to all other rateable items on the hereditament (except land). Therefore the total of the ERC of the other Building Items and the P&M ERC (where applicable) to enable the correct contract size adjustment to be made. ERC of Building Component + ERC of P&M = Total ERC to which contract size adjustment should be applied. The appropriate % adjustment should be made in accordance with the scale for contract size adjustment specified under section 6 of the RCG 2023 Guidance notes. The currency ERC rates are set at £4m (Four Million Pounds) @ 1st April 2021 (AVD) for the RCG 2023 Publication. | Cost figures are generally about 10% below that of a refinery or bulk storage tank to reflect (generally) bolted construction and slightly lower specifications. Add for foundations, the amount will depend upon specific installation factors. | Calculate the cubic capacity of the tank - total volume not volume of contents which may be less. | Class 2 Table 2 ( f ) fire protection ( List of Accessories 2 (v) tanks ) | - | It is assumed that the item forms part of an average size specialist industrial complex. Where it would be normal to find more than one item | - | For tanks with 12mm thick base plates add 40% to rate for 8mm thick baseplate tanks. | Photo 1 - Typical installation but with blue tank. Photo 2 - Pair of tanks painted red with pump house in foreground. | Photo1 - Note pump house with red painted pipe connection. | 20054 |  | M3 | Per cubic metre | NA | NA | NA | 147.1841 | Option 2 | 198.215 | 34.67% | 164.7454 | 146.763 | -0.2861% | -25.96% | 146.763 | -0.2861% | Indexed | NA | VOA_GPN_GOV_UK\7246041 | 2019-08-30 | Low | - | High | Risk taken from previous CG | - | - | NA | SPONS M | NA | (BEAMS Note 2) The ERC for this item should be added to all other rateable items on the hereditament (except land). Therefore the total of the ERC of the other Building Items and the P&M ERC (where applicable) to enable the correct contract size adjustment to be made. ERC of Building Component + ERC of P&M = Total ERC to which contract size adjustment should be applied. The appropriate % adjustment should be made in accordance with the scale for contract size adjustment specified under section 6 of the RCG 2021 Guidance notes. The currency ERC rates are set at £4m (Four Million Pounds) @ 1st April 2019 (AVD) for the RCG 2021 Publication. | Photo 1 - Typical installation but with blue tank. Photo 2 - Pair of tanks painted red with pump house in foreground. | Photo1 - Note pump house with red painted pipe connection. | 2 | TRUE
2501 | 208T06 | 8363 | 208T06 | Fire protection | Firewater header tank | Excluding pump set + pipes | Foundations extra | 1250m³ | Tanks for storing water ready for use with a fire fighting system. | Considered Not Applicable at time of Publication | (BEAMS Note 2) The ERC for this item should be added to all other rateable items on the hereditament (except land). Therefore the total of the ERC of the other Building Items and the P&M ERC (where applicable) to enable the correct contract size adjustment to be made. ERC of Building Component + ERC of P&M = Total ERC to which contract size adjustment should be applied. The appropriate % adjustment should be made in accordance with the scale for contract size adjustment specified under section 6 of the RCG 2023 Guidance notes. The currency ERC rates are set at £4m (Four Million Pounds) @ 1st April 2021 (AVD) for the RCG 2023 Publication. | Cost figures are generally about 10% below that of a refinery or bulk storage tank to reflect (generally) bolted construction and slightly lower specifications. Add for foundations, the amount will depend upon specific installation factors. | Calculate the cubic capacity of the tank - total volume not volume of contents which may be less. | Class 2 Table 2 ( f ) fire protection ( List of Accessories 2 (v) tanks ) | - | It is assumed that the item forms part of an average size specialist industrial complex. Where it would be normal to find more than one item | - | For tanks with 12mm thick base plates add 40% to rate for 8mm thick baseplate tanks. | Photo 1 - Typical installation but with blue tank. Photo 2 - Pair of tanks painted red with pump house in foreground. | Photo1 - Note pump house with red painted pipe connection. | 20054 |  | M3 | Per cubic metre | NA | NA | NA | 128.5746 | Option 2 | 173.1534 | 34.67% | 144.0397 | 128.3174 | -0.2001% | -25.89% | 128.3174 | -0.2001% | Indexed | NA | VOA_GPN_GOV_UK\7246041 | 2019-08-30 | Low | - | High | Risk taken from previous CG | - | - | NA | SPONS M | NA | (BEAMS Note 2) The ERC for this item should be added to all other rateable items on the hereditament (except land). Therefore the total of the ERC of the other Building Items and the P&M ERC (where applicable) to enable the correct contract size adjustment to be made. ERC of Building Component + ERC of P&M = Total ERC to which contract size adjustment should be applied. The appropriate % adjustment should be made in accordance with the scale for contract size adjustment specified under section 6 of the RCG 2021 Guidance notes. The currency ERC rates are set at £4m (Four Million Pounds) @ 1st April 2019 (AVD) for the RCG 2021 Publication. | Photo 1 - Typical installation but with blue tank. Photo 2 - Pair of tanks painted red with pump house in foreground. | Photo1 - Note pump house with red painted pipe connection. | 2 | TRUE
2502 | 208T07 | 8289 | 208T07 | Fire protection | Firewater header tank | Excluding pump set + pipes | Foundations extra | 1500m³ | Tanks for storing water ready for use with a fire fighting system. | Considered Not Applicable at time of Publication | (BEAMS Note 2) The ERC for this item should be added to all other rateable items on the hereditament (except land). Therefore the total of the ERC of the other Building Items and the P&M ERC (where applicable) to enable the correct contract size adjustment to be made. ERC of Building Component + ERC of P&M = Total ERC to which contract size adjustment should be applied. The appropriate % adjustment should be made in accordance with the scale for contract size adjustment specified under section 6 of the RCG 2023 Guidance notes. The currency ERC rates are set at £4m (Four Million Pounds) @ 1st April 2021 (AVD) for the RCG 2023 Publication. | Cost figures are generally about 10% below that of a refinery or bulk storage tank to reflect (generally) bolted construction and slightly lower specifications. Add for foundations, the amount will depend upon specific installation factors. | Calculate the cubic capacity of the tank - total volume not volume of contents which may be less. | Class 2 Table 2 ( f ) fire protection ( List of Accessories 2 (v) tanks ) | - | It is assumed that the item forms part of an average size specialist industrial complex. Where it would be normal to find more than one item | - | For tanks with 12mm thick base plates add 40% to rate for 8mm thick baseplate tanks. | Photo 1 - Typical installation but with blue tank. Photo 2 - Pair of tanks painted red with pump house in foreground. | Photo1 - Note pump house with red painted pipe connection. | 20054 |  | M3 | Per cubic metre | NA | NA | NA | 115.0404 | Option 2 | 154.9267 | 34.67% | 129.6357 | 115.4856 | 0.387% | -25.46% | 115.4856 | 0.387% | Indexed | NA | VOA_GPN_GOV_UK\7246041 | 2019-08-30 | Low | - | High | Risk taken from previous CG | - | - | NA | SPONS M | NA | (BEAMS Note 2) The ERC for this item should be added to all other rateable items on the hereditament (except land). Therefore the total of the ERC of the other Building Items and the P&M ERC (where applicable) to enable the correct contract size adjustment to be made. ERC of Building Component + ERC of P&M = Total ERC to which contract size adjustment should be applied. The appropriate % adjustment should be made in accordance with the scale for contract size adjustment specified under section 6 of the RCG 2021 Guidance notes. The currency ERC rates are set at £4m (Four Million Pounds) @ 1st April 2019 (AVD) for the RCG 2021 Publication. | Photo 1 - Typical installation but with blue tank. Photo 2 - Pair of tanks painted red with pump house in foreground. | Photo1 - Note pump house with red painted pipe connection. | 2 | TRUE
2503 | 208T08 | 8492 | 208T08 | Fire protection | Firewater header tank | Excluding pump set + pipes | Foundations extra | 1750m³ | Tanks for storing water ready for use with a fire fighting system. | Considered Not Applicable at time of Publication | (BEAMS Note 2) The ERC for this item should be added to all other rateable items on the hereditament (except land). Therefore the total of the ERC of the other Building Items and the P&M ERC (where applicable) to enable the correct contract size adjustment to be made. ERC of Building Component + ERC of P&M = Total ERC to which contract size adjustment should be applied. The appropriate % adjustment should be made in accordance with the scale for contract size adjustment specified under section 6 of the RCG 2023 Guidance notes. The currency ERC rates are set at £4m (Four Million Pounds) @ 1st April 2021 (AVD) for the RCG 2023 Publication. | Cost figures are generally about 10% below that of a refinery or bulk storage tank to reflect (generally) bolted construction and slightly lower specifications. Add for foundations, the amount will depend upon specific installation factors. | Calculate the cubic capacity of the tank - total volume not volume of contents which may be less. | Class 2 Table 2 ( f ) fire protection ( List of Accessories 2 (v) tanks ) | - | It is assumed that the item forms part of an average size specialist industrial complex. Where it would be normal to find more than one item | - | For tanks with 12mm thick base plates add 40% to rate for 8mm thick baseplate tanks. | Photo 1 - Typical installation but with blue tank. Photo 2 - Pair of tanks painted red with pump house in foreground. | Photo1 - Note pump house with red painted pipe connection. | 20054 |  | M3 | Per cubic metre | NA | NA | NA | 109.1192 | Option 2 | 146.9525 | 34.67% | 122.4337 | 109.0697 | -0.04534% | -25.78% | 109.0697 | -0.04534% | Indexed | NA | VOA_GPN_GOV_UK\7246041 | 2019-08-30 | Low | - | High | Risk taken from previous CG | - | - | NA | SPONS M | NA | (BEAMS Note 2) The ERC for this item should be added to all other rateable items on the hereditament (except land). Therefore the total of the ERC of the other Building Items and the P&M ERC (where applicable) to enable the correct contract size adjustment to be made. ERC of Building Component + ERC of P&M = Total ERC to which contract size adjustment should be applied. The appropriate % adjustment should be made in accordance with the scale for contract size adjustment specified under section 6 of the RCG 2021 Guidance notes. The currency ERC rates are set at £4m (Four Million Pounds) @ 1st April 2019 (AVD) for the RCG 2021 Publication. | Photo 1 - Typical installation but with blue tank. Photo 2 - Pair of tanks painted red with pump house in foreground. | Photo1 - Note pump house with red painted pipe connection. | 2 | TRUE
2504 | 208T09 | 8529 | 208T09 | Fire protection | Firewater header tank | Excluding pump set + pipes | Foundations extra | 2000m³ | Tanks for storing water ready for use with a fire fighting system. | Considered Not Applicable at time of Publication | (BEAMS Note 2) The ERC for this item should be added to all other rateable items on the hereditament (except land). Therefore the total of the ERC of the other Building Items and the P&M ERC (where applicable) to enable the correct contract size adjustment to be made. ERC of Building Component + ERC of P&M = Total ERC to which contract size adjustment should be applied. The appropriate % adjustment should be made in accordance with the scale for contract size adjustment specified under section 6 of the RCG 2023 Guidance notes. The currency ERC rates are set at £4m (Four Million Pounds) @ 1st April 2021 (AVD) for the RCG 2023 Publication. | Cost figures are generally about 10% below that of a refinery or bulk storage tank to reflect (generally) bolted construction and slightly lower specifications. Add for foundations, the amount will depend upon specific installation factors. | Calculate the cubic capacity of the tank - total volume not volume of contents which may be less. | Class 2 Table 2 ( f ) fire protection ( List of Accessories 2 (v) tanks ) | - | It is assumed that the item forms part of an average size specialist industrial complex. Where it would be normal to find more than one item | - | For tanks with 12mm thick base plates add 40% to rate for 8mm thick baseplate tanks. | Photo 1 - Typical installation but with blue tank. Photo 2 - Pair of tanks painted red with pump house in foreground. | Photo1 - Note pump house with red painted pipe connection. | 20054 |  | M3 | Per cubic metre | NA | NA | NA | 103.198 | Option 2 | 138.9784 | 34.67% | 116.132 | 103.4559 | 0.2498% | -25.56% | 103.4559 | 0.2498% | Indexed | NA | VOA_GPN_GOV_UK\7246041 | 2019-08-30 | Low | - | High | Risk taken from previous CG | - | - | NA | SPONS M | NA | (BEAMS Note 2) The ERC for this item should be added to all other rateable items on the hereditament (except land). Therefore the total of the ERC of the other Building Items and the P&M ERC (where applicable) to enable the correct contract size adjustment to be made. ERC of Building Component + ERC of P&M = Total ERC to which contract size adjustment should be applied. The appropriate % adjustment should be made in accordance with the scale for contract size adjustment specified under section 6 of the RCG 2021 Guidance notes. The currency ERC rates are set at £4m (Four Million Pounds) @ 1st April 2019 (AVD) for the RCG 2021 Publication. | Photo 1 - Typical installation but with blue tank. Photo 2 - Pair of tanks painted red with pump house in foreground. | Photo1 - Note pump house with red painted pipe connection. | 2 | TRUE
2505 | 208T10 | 8823 | 208T10 | Fire protection | Firewater header tank | Excluding pump set + pipes | Foundations extra | 2250m³ | Tanks for storing water ready for use with a fire fighting system. | Considered Not Applicable at time of Publication | (BEAMS Note 2) The ERC for this item should be added to all other rateable items on the hereditament (except land). Therefore the total of the ERC of the other Building Items and the P&M ERC (where applicable) to enable the correct contract size adjustment to be made. ERC of Building Component + ERC of P&M = Total ERC to which contract size adjustment should be applied. The appropriate % adjustment should be made in accordance with the scale for contract size adjustment specified under section 6 of the RCG 2023 Guidance notes. The currency ERC rates are set at £4m (Four Million Pounds) @ 1st April 2021 (AVD) for the RCG 2023 Publication. | Cost figures are generally about 10% below that of a refinery or bulk storage tank to reflect (generally) bolted construction and slightly lower specifications. Add for foundations, the amount will depend upon specific installation factors. | Calculate the cubic capacity of the tank - total volume not volume of contents which may be less. | Class 2 Table 2 ( f ) fire protection ( List of Accessories 2 (v) tanks ) | - | It is assumed that the item forms part of an average size specialist industrial complex. Where it would be normal to find more than one item | - | For tanks with 12mm thick base plates add 40% to rate for 8mm thick baseplate tanks. | Photo 1 - Typical installation but with blue tank. Photo 2 - Pair of tanks painted red with pump house in foreground. | Photo1 - Note pump house with red painted pipe connection. | 20054 |  | M3 | Per cubic metre | NA | NA | NA | 97.2768 | Option 2 | 131.0042 | 34.67% | 109.8303 | 97.842 | 0.581% | -25.31% | 97.842 | 0.581% | Indexed | NA | VOA_GPN_GOV_UK\7246041 | 2019-08-30 | Low | - | High | Risk taken from previous CG | - | - | NA | SPONS M | NA | (BEAMS Note 2) The ERC for this item should be added to all other rateable items on the hereditament (except land). Therefore the total of the ERC of the other Building Items and the P&M ERC (where applicable) to enable the correct contract size adjustment to be made. ERC of Building Component + ERC of P&M = Total ERC to which contract size adjustment should be applied. The appropriate % adjustment should be made in accordance with the scale for contract size adjustment specified under section 6 of the RCG 2021 Guidance notes. The currency ERC rates are set at £4m (Four Million Pounds) @ 1st April 2019 (AVD) for the RCG 2021 Publication. | Photo 1 - Typical installation but with blue tank. Photo 2 - Pair of tanks painted red with pump house in foreground. | Photo1 - Note pump house with red painted pipe connection. | 2 | TRUE
2506 | 208T11 | 8493 | 208T11 | Fire protection | Firewater header tank | Excluding pump set + pipes | Foundations extra | 2500m³ | Tanks for storing water ready for use with a fire fighting system. | Considered Not Applicable at time of Publication | (BEAMS Note 2) The ERC for this item should be added to all other rateable items on the hereditament (except land). Therefore the total of the ERC of the other Building Items and the P&M ERC (where applicable) to enable the correct contract size adjustment to be made. ERC of Building Component + ERC of P&M = Total ERC to which contract size adjustment should be applied. The appropriate % adjustment should be made in accordance with the scale for contract size adjustment specified under section 6 of the RCG 2023 Guidance notes. The currency ERC rates are set at £4m (Four Million Pounds) @ 1st April 2021 (AVD) for the RCG 2023 Publication. | Cost figures are generally about 10% below that of a refinery or bulk storage tank to reflect (generally) bolted construction and slightly lower specifications. Add for foundations, the amount will depend upon specific installation factors. | Calculate the cubic capacity of the tank - total volume not volume of contents which may be less. | Class 2 Table 2 ( f ) fire protection ( List of Accessories 2 (v) tanks ) | - | It is assumed that the item forms part of an average size specialist industrial complex. Where it would be normal to find more than one item | - | For tanks with 12mm thick base plates add 40% to rate for 8mm thick baseplate tanks. | Photo 1 - Typical installation but with blue tank. Photo 2 - Pair of tanks painted red with pump house in foreground. | Photo1 - Note pump house with red painted pipe connection. | 20054 |  | M3 | Per cubic metre | NA | NA | NA | 92.2015 | Option 2 | 124.1692 | 34.67% | 104.4288 | 93.0301 | 0.8986% | -25.08% | 93.0301 | 0.8986% | Indexed | NA | VOA_GPN_GOV_UK\7246041 | 2019-08-30 | Low | - | High | Risk taken from previous CG | - | - | NA | SPONS M | NA | (BEAMS Note 2) The ERC for this item should be added to all other rateable items on the hereditament (except land). Therefore the total of the ERC of the other Building Items and the P&M ERC (where applicable) to enable the correct contract size adjustment to be made. ERC of Building Component + ERC of P&M = Total ERC to which contract size adjustment should be applied. The appropriate % adjustment should be made in accordance with the scale for contract size adjustment specified under section 6 of the RCG 2021 Guidance notes. The currency ERC rates are set at £4m (Four Million Pounds) @ 1st April 2019 (AVD) for the RCG 2021 Publication. | Photo 1 - Typical installation but with blue tank. Photo 2 - Pair of tanks painted red with pump house in foreground. | Photo1 - Note pump house with red painted pipe connection. | 2 | TRUE
2507 | 208T12 | 8165 | 208T12 | Fire protection | Firewater header tank | Excluding pump set + pipes | Foundations extra | 2750m³ | Tanks for storing water ready for use with a fire fighting system. | Considered Not Applicable at time of Publication | (BEAMS Note 2) The ERC for this item should be added to all other rateable items on the hereditament (except land). Therefore the total of the ERC of the other Building Items and the P&M ERC (where applicable) to enable the correct contract size adjustment to be made. ERC of Building Component + ERC of P&M = Total ERC to which contract size adjustment should be applied. The appropriate % adjustment should be made in accordance with the scale for contract size adjustment specified under section 6 of the RCG 2023 Guidance notes. The currency ERC rates are set at £4m (Four Million Pounds) @ 1st April 2021 (AVD) for the RCG 2023 Publication. | Cost figures are generally about 10% below that of a refinery or bulk storage tank to reflect (generally) bolted construction and slightly lower specifications. Add for foundations, the amount will depend upon specific installation factors. | Calculate the cubic capacity of the tank - total volume not volume of contents which may be less. | Class 2 Table 2 ( f ) fire protection ( List of Accessories 2 (v) tanks ) | - | It is assumed that the item forms part of an average size specialist industrial complex. Where it would be normal to find more than one item | - | For tanks with 12mm thick base plates add 40% to rate for 8mm thick baseplate tanks. | Photo 1 - Typical installation but with blue tank. Photo 2 - Pair of tanks painted red with pump house in foreground. | Photo1 - Note pump house with red painted pipe connection. | 20054 |  | M3 | Per cubic metre | NA | NA | NA | 88.818 | Option 2 | 119.6125 | 34.67% | 101.728 | 90.6241 | 2.034% | -24.24% | 90.6241 | 2.034% | Indexed | NA | VOA_GPN_GOV_UK\7246041 | 2019-08-30 | Low | - | High | Risk taken from previous CG | - | - | NA | SPONS M | NA | (BEAMS Note 2) The ERC for this item should be added to all other rateable items on the hereditament (except land). Therefore the total of the ERC of the other Building Items and the P&M ERC (where applicable) to enable the correct contract size adjustment to be made. ERC of Building Component + ERC of P&M = Total ERC to which contract size adjustment should be applied. The appropriate % adjustment should be made in accordance with the scale for contract size adjustment specified under section 6 of the RCG 2021 Guidance notes. The currency ERC rates are set at £4m (Four Million Pounds) @ 1st April 2019 (AVD) for the RCG 2021 Publication. | Photo 1 - Typical installation but with blue tank. Photo 2 - Pair of tanks painted red with pump house in foreground. | Photo1 - Note pump house with red painted pipe connection. | 2 | TRUE
2508 | 208T13 | 8494 | 208T13 | Fire protection | Firewater header tank | Excluding pump set + pipes | Foundations extra | 3000m³ | Tanks for storing water ready for use with a fire fighting system. | Considered Not Applicable at time of Publication | (BEAMS Note 2) The ERC for this item should be added to all other rateable items on the hereditament (except land). Therefore the total of the ERC of the other Building Items and the P&M ERC (where applicable) to enable the correct contract size adjustment to be made. ERC of Building Component + ERC of P&M = Total ERC to which contract size adjustment should be applied. The appropriate % adjustment should be made in accordance with the scale for contract size adjustment specified under section 6 of the RCG 2023 Guidance notes. The currency ERC rates are set at £4m (Four Million Pounds) @ 1st April 2021 (AVD) for the RCG 2023 Publication. | Cost figures are generally about 10% below that of a refinery or bulk storage tank to reflect (generally) bolted construction and slightly lower specifications. Add for foundations, the amount will depend upon specific installation factors. | Calculate the cubic capacity of the tank - total volume not volume of contents which may be less. | Class 2 Table 2 ( f ) fire protection ( List of Accessories 2 (v) tanks ) | - | It is assumed that the item forms part of an average size specialist industrial complex. Where it would be normal to find more than one item | - | For tanks with 12mm thick base plates add 40% to rate for 8mm thick baseplate tanks. | Photo 1 - Typical installation but with blue tank. Photo 2 - Pair of tanks painted red with pump house in foreground. | Photo1 - Note pump house with red painted pipe connection. | 20054 |  | M3 | Per cubic metre | NA | NA | NA | 84.5885 | Option 2 | 113.9167 | 34.67% | 99.9275 | 89.0202 | 5.239% | -21.86% | 89.0202 | 5.239% | Indexed | NA | VOA_GPN_GOV_UK\7246041 | 2019-08-30 | Low | - | High | Risk taken from previous CG | - | - | NA | SPONS M | NA | (BEAMS Note 2) The ERC for this item should be added to all other rateable items on the hereditament (except land). Therefore the total of the ERC of the other Building Items and the P&M ERC (where applicable) to enable the correct contract size adjustment to be made. ERC of Building Component + ERC of P&M = Total ERC to which contract size adjustment should be applied. The appropriate % adjustment should be made in accordance with the scale for contract size adjustment specified under section 6 of the RCG 2021 Guidance notes. The currency ERC rates are set at £4m (Four Million Pounds) @ 1st April 2019 (AVD) for the RCG 2021 Publication. | Photo 1 - Typical installation but with blue tank. Photo 2 - Pair of tanks painted red with pump house in foreground. | Photo1 - Note pump house with red painted pipe connection. | 2 | TRUE
2509 | 208T14 | 8824 | 208T14 | Fire protection | Firewater header tank | Excluding pump set + pipes | Foundations extra | 3500m³ | Tanks for storing water ready for use with a fire fighting system. | Considered Not Applicable at time of Publication | (BEAMS Note 2) The ERC for this item should be added to all other rateable items on the hereditament (except land). Therefore the total of the ERC of the other Building Items and the P&M ERC (where applicable) to enable the correct contract size adjustment to be made. ERC of Building Component + ERC of P&M = Total ERC to which contract size adjustment should be applied. The appropriate % adjustment should be made in accordance with the scale for contract size adjustment specified under section 6 of the RCG 2023 Guidance notes. The currency ERC rates are set at £4m (Four Million Pounds) @ 1st April 2021 (AVD) for the RCG 2023 Publication. | Cost figures are generally about 10% below that of a refinery or bulk storage tank to reflect (generally) bolted construction and slightly lower specifications. Add for foundations, the amount will depend upon specific installation factors. | Calculate the cubic capacity of the tank - total volume not volume of contents which may be less. | Class 2 Table 2 ( f ) fire protection ( List of Accessories 2 (v) tanks ) | - | It is assumed that the item forms part of an average size specialist industrial complex. Where it would be normal to find more than one item | - | For tanks with 12mm thick base plates add 40% to rate for 8mm thick baseplate tanks. | Photo 1 - Typical installation but with blue tank. Photo 2 - Pair of tanks painted red with pump house in foreground. | Photo1 - Note pump house with red painted pipe connection. | 20054 |  | M3 | Per cubic metre | NA | NA | NA | 82.8968 | Option 2 | 111.6384 | 34.67% | 93.6258 | 83.4063 | 0.6146% | -25.29% | 83.4063 | 0.6146% | Indexed | NA | VOA_GPN_GOV_UK\7246041 | 2019-08-30 | Low | - | High | Risk taken from previous CG | - | - | NA | SPONS M | NA | (BEAMS Note 2) The ERC for this item should be added to all other rateable items on the hereditament (except land). Therefore the total of the ERC of the other Building Items and the P&M ERC (where applicable) to enable the correct contract size adjustment to be made. ERC of Building Component + ERC of P&M = Total ERC to which contract size adjustment should be applied. The appropriate % adjustment should be made in accordance with the scale for contract size adjustment specified under section 6 of the RCG 2021 Guidance notes. The currency ERC rates are set at £4m (Four Million Pounds) @ 1st April 2019 (AVD) for the RCG 2021 Publication. | Photo 1 - Typical installation but with blue tank. Photo 2 - Pair of tanks painted red with pump house in foreground. | Photo1 - Note pump house with red painted pipe connection. | 2 | TRUE
2510 | 208T15 | 8325 | 208T15 | Fire protection | Firewater header tank | Excluding pump set + pipes | Foundations extra | 4000m³ | Tanks for storing water ready for use with a fire fighting system. | Considered Not Applicable at time of Publication | (BEAMS Note 2) The ERC for this item should be added to all other rateable items on the hereditament (except land). Therefore the total of the ERC of the other Building Items and the P&M ERC (where applicable) to enable the correct contract size adjustment to be made. ERC of Building Component + ERC of P&M = Total ERC to which contract size adjustment should be applied. The appropriate % adjustment should be made in accordance with the scale for contract size adjustment specified under section 6 of the RCG 2023 Guidance notes. The currency ERC rates are set at £4m (Four Million Pounds) @ 1st April 2021 (AVD) for the RCG 2023 Publication. | Cost figures are generally about 10% below that of a refinery or bulk storage tank to reflect (generally) bolted construction and slightly lower specifications. Add for foundations, the amount will depend upon specific installation factors. | Calculate the cubic capacity of the tank - total volume not volume of contents which may be less. | Class 2 Table 2 ( f ) fire protection ( List of Accessories 2 (v) tanks ) | - | It is assumed that the item forms part of an average size specialist industrial complex. Where it would be normal to find more than one item | - | For tanks with 12mm thick base plates add 40% to rate for 8mm thick baseplate tanks. | Photo 1 - Typical installation but with blue tank. Photo 2 - Pair of tanks painted red with pump house in foreground. | Photo1 - Note pump house with red painted pipe connection. | 20054 |  | M3 | Per cubic metre | NA | NA | NA | 80.3591 | Option 2 | 108.2209 | 34.67% | 89.1245 | 79.3964 | -1.198% | -26.63% | 79.3964 | -1.198% | Indexed | NA | VOA_GPN_GOV_UK\7246041 | 2019-08-30 | Low | - | High | Risk taken from previous CG | - | - | NA | SPONS M | NA | (BEAMS Note 2) The ERC for this item should be added to all other rateable items on the hereditament (except land). Therefore the total of the ERC of the other Building Items and the P&M ERC (where applicable) to enable the correct contract size adjustment to be made. ERC of Building Component + ERC of P&M = Total ERC to which contract size adjustment should be applied. The appropriate % adjustment should be made in accordance with the scale for contract size adjustment specified under section 6 of the RCG 2021 Guidance notes. The currency ERC rates are set at £4m (Four Million Pounds) @ 1st April 2019 (AVD) for the RCG 2021 Publication. | Photo 1 - Typical installation but with blue tank. Photo 2 - Pair of tanks painted red with pump house in foreground. | Photo1 - Note pump house with red painted pipe connection. | 2 | TRUE
2511 | 208T16 | 8137 | 208T16 | Fire protection | Firewater header tank | Excluding pump set + pipes | Foundations extra | 5000m³ | Tanks for storing water ready for use with a fire fighting system. | Considered Not Applicable at time of Publication | (BEAMS Note 2) The ERC for this item should be added to all other rateable items on the hereditament (except land). Therefore the total of the ERC of the other Building Items and the P&M ERC (where applicable) to enable the correct contract size adjustment to be made. ERC of Building Component + ERC of P&M = Total ERC to which contract size adjustment should be applied. The appropriate % adjustment should be made in accordance with the scale for contract size adjustment specified under section 6 of the RCG 2023 Guidance notes. The currency ERC rates are set at £4m (Four Million Pounds) @ 1st April 2021 (AVD) for the RCG 2023 Publication. | Cost figures are generally about 10% below that of a refinery or bulk storage tank to reflect (generally) bolted construction and slightly lower specifications. Add for foundations, the amount will depend upon specific installation factors. | Calculate the cubic capacity of the tank - total volume not volume of contents which may be less. | Class 2 Table 2 ( f ) fire protection ( List of Accessories 2 (v) tanks ) | - | It is assumed that the item forms part of an average size specialist industrial complex. Where it would be normal to find more than one item | - | For tanks with 12mm thick base plates add 40% to rate for 8mm thick baseplate tanks. | Photo 1 - Typical installation but with blue tank. Photo 2 - Pair of tanks painted red with pump house in foreground. | Photo1 - Note pump house with red painted pipe connection. | 20054 |  | M3 | Per cubic metre | NA | NA | NA | 76.1297 | Option 2 | 102.525 | 34.67% | 81.9226 | 72.9805 | -4.137% | -28.82% | 72.9805 | -4.137% | Indexed | NA | VOA_GPN_GOV_UK\7246041 | 2019-08-30 | Low | - | High | Risk taken from previous CG | - | - | NA | SPONS M | NA | (BEAMS Note 2) The ERC for this item should be added to all other rateable items on the hereditament (except land). Therefore the total of the ERC of the other Building Items and the P&M ERC (where applicable) to enable the correct contract size adjustment to be made. ERC of Building Component + ERC of P&M = Total ERC to which contract size adjustment should be applied. The appropriate % adjustment should be made in accordance with the scale for contract size adjustment specified under section 6 of the RCG 2021 Guidance notes. The currency ERC rates are set at £4m (Four Million Pounds) @ 1st April 2019 (AVD) for the RCG 2021 Publication. | Photo 1 - Typical installation but with blue tank. Photo 2 - Pair of tanks painted red with pump house in foreground. | Photo1 - Note pump house with red painted pipe connection. | 2 | TRUE
2512 | 208T17 | 8530 | 208T17 | Fire protection | Firewater header tank | Excluding pump set + pipes | Foundations extra | 6000m³ | Tanks for storing water ready for use with a fire fighting system. | Considered Not Applicable at time of Publication | (BEAMS Note 2) The ERC for this item should be added to all other rateable items on the hereditament (except land). Therefore the total of the ERC of the other Building Items and the P&M ERC (where applicable) to enable the correct contract size adjustment to be made. ERC of Building Component + ERC of P&M = Total ERC to which contract size adjustment should be applied. The appropriate % adjustment should be made in accordance with the scale for contract size adjustment specified under section 6 of the RCG 2023 Guidance notes. The currency ERC rates are set at £4m (Four Million Pounds) @ 1st April 2021 (AVD) for the RCG 2023 Publication. | Cost figures are generally about 10% below that of a refinery or bulk storage tank to reflect (generally) bolted construction and slightly lower specifications. Add for foundations, the amount will depend upon specific installation factors. | Calculate the cubic capacity of the tank - total volume not volume of contents which may be less. | Class 2 Table 2 ( f ) fire protection ( List of Accessories 2 (v) tanks ) | - | It is assumed that the item forms part of an average size specialist industrial complex. Where it would be normal to find more than one item | - | For tanks with 12mm thick base plates add 40% to rate for 8mm thick baseplate tanks. | Photo 1 - Typical installation but with blue tank. Photo 2 - Pair of tanks painted red with pump house in foreground. | Photo1 - Note pump house with red painted pipe connection. | 20054 |  | M3 | Per cubic metre | NA | NA | NA | 74.4379 | Option 2 | 100.2467 | 34.67% | 77.4213 | 68.9706 | -7.345% | -31.2% | 68.9706 | -7.345% | Indexed | NA | VOA_GPN_GOV_UK\7246041 | 2019-08-30 | Low | - | High | Risk taken from previous CG | - | - | NA | SPONS M | NA | (BEAMS Note 2) The ERC for this item should be added to all other rateable items on the hereditament (except land). Therefore the total of the ERC of the other Building Items and the P&M ERC (where applicable) to enable the correct contract size adjustment to be made. ERC of Building Component + ERC of P&M = Total ERC to which contract size adjustment should be applied. The appropriate % adjustment should be made in accordance with the scale for contract size adjustment specified under section 6 of the RCG 2021 Guidance notes. The currency ERC rates are set at £4m (Four Million Pounds) @ 1st April 2019 (AVD) for the RCG 2021 Publication. | Photo 1 - Typical installation but with blue tank. Photo 2 - Pair of tanks painted red with pump house in foreground. | Photo1 - Note pump house with red painted pipe connection. | 2 | TRUE
2513 | 208T18 | 8326 | 208T18 | Fire protection | Firewater header tank | Excluding pump set + pipes | Foundations extra | 7000m³ | Tanks for storing water ready for use with a fire fighting system. | Considered Not Applicable at time of Publication | (BEAMS Note 2) The ERC for this item should be added to all other rateable items on the hereditament (except land). Therefore the total of the ERC of the other Building Items and the P&M ERC (where applicable) to enable the correct contract size adjustment to be made. ERC of Building Component + ERC of P&M = Total ERC to which contract size adjustment should be applied. The appropriate % adjustment should be made in accordance with the scale for contract size adjustment specified under section 6 of the RCG 2023 Guidance notes. The currency ERC rates are set at £4m (Four Million Pounds) @ 1st April 2021 (AVD) for the RCG 2023 Publication. | Cost figures are generally about 10% below that of a refinery or bulk storage tank to reflect (generally) bolted construction and slightly lower specifications. Add for foundations, the amount will depend upon specific installation factors. | Calculate the cubic capacity of the tank - total volume not volume of contents which may be less. | Class 2 Table 2 ( f ) fire protection ( List of Accessories 2 (v) tanks ) | - | It is assumed that the item forms part of an average size specialist industrial complex. Where it would be normal to find more than one item | - | For tanks with 12mm thick base plates add 40% to rate for 8mm thick baseplate tanks. | Photo 1 - Typical installation but with blue tank. Photo 2 - Pair of tanks painted red with pump house in foreground. | Photo1 - Note pump house with red painted pipe connection. | 20054 |  | M3 | Per cubic metre | NA | NA | NA | 67.6708 | Option 2 | 91.1334 | 34.67% | 72.9201 | 64.9607 | -4.005% | -28.72% | 64.9607 | -4.005% | Indexed | NA | VOA_GPN_GOV_UK\7246041 | 2019-08-30 | Low | - | High | Risk taken from previous CG | - | - | NA | SPONS M | NA | (BEAMS Note 2) The ERC for this item should be added to all other rateable items on the hereditament (except land). Therefore the total of the ERC of the other Building Items and the P&M ERC (where applicable) to enable the correct contract size adjustment to be made. ERC of Building Component + ERC of P&M = Total ERC to which contract size adjustment should be applied. The appropriate % adjustment should be made in accordance with the scale for contract size adjustment specified under section 6 of the RCG 2021 Guidance notes. The currency ERC rates are set at £4m (Four Million Pounds) @ 1st April 2019 (AVD) for the RCG 2021 Publication. | Photo 1 - Typical installation but with blue tank. Photo 2 - Pair of tanks painted red with pump house in foreground. | Photo1 - Note pump house with red painted pipe connection. | 2 | TRUE
2514 | 208T19 | 8269 | 208T19 | Fire protection | Firewater header tank | Excluding pump set + pipes | Foundations extra | 8000m³ | Tanks for storing water ready for use with a fire fighting system. | Considered Not Applicable at time of Publication | (BEAMS Note 2) The ERC for this item should be added to all other rateable items on the hereditament (except land). Therefore the total of the ERC of the other Building Items and the P&M ERC (where applicable) to enable the correct contract size adjustment to be made. ERC of Building Component + ERC of P&M = Total ERC to which contract size adjustment should be applied. The appropriate % adjustment should be made in accordance with the scale for contract size adjustment specified under section 6 of the RCG 2023 Guidance notes. The currency ERC rates are set at £4m (Four Million Pounds) @ 1st April 2021 (AVD) for the RCG 2023 Publication. | Cost figures are generally about 10% below that of a refinery or bulk storage tank to reflect (generally) bolted construction and slightly lower specifications. Add for foundations, the amount will depend upon specific installation factors. | Calculate the cubic capacity of the tank - total volume not volume of contents which may be less. | Class 2 Table 2 ( f ) fire protection ( List of Accessories 2 (v) tanks ) | - | It is assumed that the item forms part of an average size specialist industrial complex. Where it would be normal to find more than one item | - | For tanks with 12mm thick base plates add 40% to rate for 8mm thick baseplate tanks. | Photo 1 - Typical installation but with blue tank. Photo 2 - Pair of tanks painted red with pump house in foreground. | Photo1 - Note pump house with red painted pipe connection. | 20054 |  | M3 | Per cubic metre | NA | NA | NA | 65.9791 | Option 2 | 88.855 | 34.67% | 69.3191 | 61.7527 | -6.406% | -30.5% | 61.7527 | -6.406% | Indexed | NA | VOA_GPN_GOV_UK\7246041 | 2019-08-30 | Low | - | High | Risk taken from previous CG | - | - | NA | SPONS M | NA | (BEAMS Note 2) The ERC for this item should be added to all other rateable items on the hereditament (except land). Therefore the total of the ERC of the other Building Items and the P&M ERC (where applicable) to enable the correct contract size adjustment to be made. ERC of Building Component + ERC of P&M = Total ERC to which contract size adjustment should be applied. The appropriate % adjustment should be made in accordance with the scale for contract size adjustment specified under section 6 of the RCG 2021 Guidance notes. The currency ERC rates are set at £4m (Four Million Pounds) @ 1st April 2019 (AVD) for the RCG 2021 Publication. | Photo 1 - Typical installation but with blue tank. Photo 2 - Pair of tanks painted red with pump house in foreground. | Photo1 - Note pump house with red painted pipe connection. | 2 | TRUE
2515 | 208T20 | 8401 | 208T20 | Fire protection | Firewater header tank | Excluding pump set + pipes | Foundations extra | 9000m³ | Tanks for storing water ready for use with a fire fighting system. | Considered Not Applicable at time of Publication | (BEAMS Note 2) The ERC for this item should be added to all other rateable items on the hereditament (except land). Therefore the total of the ERC of the other Building Items and the P&M ERC (where applicable) to enable the correct contract size adjustment to be made. ERC of Building Component + ERC of P&M = Total ERC to which contract size adjustment should be applied. The appropriate % adjustment should be made in accordance with the scale for contract size adjustment specified under section 6 of the RCG 2023 Guidance notes. The currency ERC rates are set at £4m (Four Million Pounds) @ 1st April 2021 (AVD) for the RCG 2023 Publication. | Cost figures are generally about 10% below that of a refinery or bulk storage tank to reflect (generally) bolted construction and slightly lower specifications. Add for foundations, the amount will depend upon specific installation factors. | Calculate the cubic capacity of the tank - total volume not volume of contents which may be less. | Class 2 Table 2 ( f ) fire protection ( List of Accessories 2 (v) tanks ) | - | It is assumed that the item forms part of an average size specialist industrial complex. Where it would be normal to find more than one item | - | For tanks with 12mm thick base plates add 40% to rate for 8mm thick baseplate tanks. | Photo 1 - Typical installation but with blue tank. Photo 2 - Pair of tanks painted red with pump house in foreground. | Photo1 - Note pump house with red painted pipe connection. | 20054 |  | M3 | Per cubic metre | NA | NA | NA | 61.7496 | Option 2 | 83.1592 | 34.67% | 67.5186 | 60.1488 | -2.593% | -27.67% | 60.1488 | -2.593% | Indexed | NA | VOA_GPN_GOV_UK\7246041 | 2019-08-30 | Low | - | High | Risk taken from previous CG | - | - | NA | SPONS M | NA | (BEAMS Note 2) The ERC for this item should be added to all other rateable items on the hereditament (except land). Therefore the total of the ERC of the other Building Items and the P&M ERC (where applicable) to enable the correct contract size adjustment to be made. ERC of Building Component + ERC of P&M = Total ERC to which contract size adjustment should be applied. The appropriate % adjustment should be made in accordance with the scale for contract size adjustment specified under section 6 of the RCG 2021 Guidance notes. The currency ERC rates are set at £4m (Four Million Pounds) @ 1st April 2019 (AVD) for the RCG 2021 Publication. | Photo 1 - Typical installation but with blue tank. Photo 2 - Pair of tanks painted red with pump house in foreground. | Photo1 - Note pump house with red painted pipe connection. | 2 | TRUE
2516 | 208T21 | 8822 | 208T21 | Fire protection | Firewater header tank | Excluding pump set + pipes | Foundations extra | 10000m³ | Tanks for storing water ready for use with a fire fighting system. | Considered Not Applicable at time of Publication | (BEAMS Note 2) The ERC for this item should be added to all other rateable items on the hereditament (except land). Therefore the total of the ERC of the other Building Items and the P&M ERC (where applicable) to enable the correct contract size adjustment to be made. ERC of Building Component + ERC of P&M = Total ERC to which contract size adjustment should be applied. The appropriate % adjustment should be made in accordance with the scale for contract size adjustment specified under section 6 of the RCG 2023 Guidance notes. The currency ERC rates are set at £4m (Four Million Pounds) @ 1st April 2021 (AVD) for the RCG 2023 Publication. | Cost figures are generally about 10% below that of a refinery or bulk storage tank to reflect (generally) bolted construction and slightly lower specifications. Add for foundations, the amount will depend upon specific installation factors. | Calculate the cubic capacity of the tank - total volume not volume of contents which may be less. | Class 2 Table 2 ( f ) fire protection ( List of Accessories 2 (v) tanks ) | - | It is assumed that the item forms part of an average size specialist industrial complex. Where it would be normal to find more than one item | - | For tanks with 12mm thick base plates add 40% to rate for 8mm thick baseplate tanks. | Photo 1 - Typical installation but with blue tank. Photo 2 - Pair of tanks painted red with pump house in foreground. | Photo1 - Note pump house with red painted pipe connection. | 20054 |  | M3 | Per cubic metre | NA | NA | NA | 60.0579 | Option 2 | 80.8809 | 34.67% | 65.7181 | 58.5448 | -2.519% | -27.62% | 58.5448 | -2.519% | Indexed | NA | VOA_GPN_GOV_UK\7246041 | 2019-08-30 | Low | - | High | Risk taken from previous CG | - | - | NA | SPONS M | NA | (BEAMS Note 2) The ERC for this item should be added to all other rateable items on the hereditament (except land). Therefore the total of the ERC of the other Building Items and the P&M ERC (where applicable) to enable the correct contract size adjustment to be made. ERC of Building Component + ERC of P&M = Total ERC to which contract size adjustment should be applied. The appropriate % adjustment should be made in accordance with the scale for contract size adjustment specified under section 6 of the RCG 2021 Guidance notes. The currency ERC rates are set at £4m (Four Million Pounds) @ 1st April 2019 (AVD) for the RCG 2021 Publication. | Photo 1 - Typical installation but with blue tank. Photo 2 - Pair of tanks painted red with pump house in foreground. | Photo1 - Note pump house with red painted pipe connection. | 2 | TRUE
2517 | 208T22 | 8345 | 208T22 | Fire protection | Firewater header tank | Excluding pump set + pipes | Foundations extra | 11000m³ | Tanks for storing water ready for use with a fire fighting system. | Considered Not Applicable at time of Publication | (BEAMS Note 2) The ERC for this item should be added to all other rateable items on the hereditament (except land). Therefore the total of the ERC of the other Building Items and the P&M ERC (where applicable) to enable the correct contract size adjustment to be made. ERC of Building Component + ERC of P&M = Total ERC to which contract size adjustment should be applied. The appropriate % adjustment should be made in accordance with the scale for contract size adjustment specified under section 6 of the RCG 2023 Guidance notes. The currency ERC rates are set at £4m (Four Million Pounds) @ 1st April 2021 (AVD) for the RCG 2023 Publication. | Cost figures are generally about 10% below that of a refinery or bulk storage tank to reflect (generally) bolted construction and slightly lower specifications. Add for foundations, the amount will depend upon specific installation factors. | Calculate the cubic capacity of the tank - total volume not volume of contents which may be less. | Class 2 Table 2 ( f ) fire protection ( List of Accessories 2 (v) tanks ) | - | It is assumed that the item forms part of an average size specialist industrial complex. Where it would be normal to find more than one item | - | For tanks with 12mm thick base plates add 40% to rate for 8mm thick baseplate tanks. | Photo 1 - Typical installation but with blue tank. Photo 2 - Pair of tanks painted red with pump house in foreground. | Photo1 - Note pump house with red painted pipe connection. | 20054 |  | M3 | Per cubic metre | NA | NA | NA | 59.212 | Option 2 | 79.7417 | 34.67% | 64.8179 | 57.7428 | -2.481% | -27.59% | 57.7428 | -2.481% | Indexed | NA | VOA_GPN_GOV_UK\7246041 | 2019-08-30 | Low | - | High | Risk taken from previous CG | - | - | NA | SPONS M | NA | (BEAMS Note 2) The ERC for this item should be added to all other rateable items on the hereditament (except land). Therefore the total of the ERC of the other Building Items and the P&M ERC (where applicable) to enable the correct contract size adjustment to be made. ERC of Building Component + ERC of P&M = Total ERC to which contract size adjustment should be applied. The appropriate % adjustment should be made in accordance with the scale for contract size adjustment specified under section 6 of the RCG 2021 Guidance notes. The currency ERC rates are set at £4m (Four Million Pounds) @ 1st April 2019 (AVD) for the RCG 2021 Publication. | Photo 1 - Typical installation but with blue tank. Photo 2 - Pair of tanks painted red with pump house in foreground. | Photo1 - Note pump house with red painted pipe connection. | 2 | TRUE
2518 | 208T23 | 8270 | 208T23 | Fire protection | Firewater header tank | Excluding pump set + pipes | Foundations extra | 12000m³ | Tanks for storing water ready for use with a fire fighting system. | Considered Not Applicable at time of Publication | (BEAMS Note 2) The ERC for this item should be added to all other rateable items on the hereditament (except land). Therefore the total of the ERC of the other Building Items and the P&M ERC (where applicable) to enable the correct contract size adjustment to be made. ERC of Building Component + ERC of P&M = Total ERC to which contract size adjustment should be applied. The appropriate % adjustment should be made in accordance with the scale for contract size adjustment specified under section 6 of the RCG 2023 Guidance notes. The currency ERC rates are set at £4m (Four Million Pounds) @ 1st April 2021 (AVD) for the RCG 2023 Publication. | Cost figures are generally about 10% below that of a refinery or bulk storage tank to reflect (generally) bolted construction and slightly lower specifications. Add for foundations, the amount will depend upon specific installation factors. | Calculate the cubic capacity of the tank - total volume not volume of contents which may be less. | Class 2 Table 2 ( f ) fire protection ( List of Accessories 2 (v) tanks ) | - | It is assumed that the item forms part of an average size specialist industrial complex. Where it would be normal to find more than one item | - | For tanks with 12mm thick base plates add 40% to rate for 8mm thick baseplate tanks. | Photo 1 - Typical installation but with blue tank. Photo 2 - Pair of tanks painted red with pump house in foreground. | Photo1 - Note pump house with red painted pipe connection. | 20054 |  | M3 | Per cubic metre | NA | NA | NA | 59.212 | Option 2 | 79.7417 | 34.67% | 62.1171 | 55.3369 | -6.544% | -30.6% | 55.3369 | -6.544% | Indexed | NA | VOA_GPN_GOV_UK\7246041 | 2019-08-30 | Low | - | High | Risk taken from previous CG | - | - | NA | SPONS M | NA | (BEAMS Note 2) The ERC for this item should be added to all other rateable items on the hereditament (except land). Therefore the total of the ERC of the other Building Items and the P&M ERC (where applicable) to enable the correct contract size adjustment to be made. ERC of Building Component + ERC of P&M = Total ERC to which contract size adjustment should be applied. The appropriate % adjustment should be made in accordance with the scale for contract size adjustment specified under section 6 of the RCG 2021 Guidance notes. The currency ERC rates are set at £4m (Four Million Pounds) @ 1st April 2019 (AVD) for the RCG 2021 Publication. | Photo 1 - Typical installation but with blue tank. Photo 2 - Pair of tanks painted red with pump house in foreground. | Photo1 - Note pump house with red painted pipe connection. | 2 | TRUE
2519 | 208T24 | 8271 | 208T24 | Fire protection | Firewater header tank | Excluding pump set + pipes | Foundations extra | 13000m³ | Tanks for storing water ready for use with a fire fighting system. | Considered Not Applicable at time of Publication | (BEAMS Note 2) The ERC for this item should be added to all other rateable items on the hereditament (except land). Therefore the total of the ERC of the other Building Items and the P&M ERC (where applicable) to enable the correct contract size adjustment to be made. ERC of Building Component + ERC of P&M = Total ERC to which contract size adjustment should be applied. The appropriate % adjustment should be made in accordance with the scale for contract size adjustment specified under section 6 of the RCG 2023 Guidance notes. The currency ERC rates are set at £4m (Four Million Pounds) @ 1st April 2021 (AVD) for the RCG 2023 Publication. | Cost figures are generally about 10% below that of a refinery or bulk storage tank to reflect (generally) bolted construction and slightly lower specifications. Add for foundations, the amount will depend upon specific installation factors. | Calculate the cubic capacity of the tank - total volume not volume of contents which may be less. | Class 2 Table 2 ( f ) fire protection ( List of Accessories 2 (v) tanks ) | - | It is assumed that the item forms part of an average size specialist industrial complex. Where it would be normal to find more than one item | - | For tanks with 12mm thick base plates add 40% to rate for 8mm thick baseplate tanks. | Photo 1 - Typical installation but with blue tank. Photo 2 - Pair of tanks painted red with pump house in foreground. | Photo1 - Note pump house with red painted pipe connection. | 20054 |  | M3 | Per cubic metre | NA | NA | NA | 58.3661 | Option 2 | 78.6025 | 34.67% | 61.2169 | 54.5349 | -6.564% | -30.62% | 54.5349 | -6.564% | Indexed | NA | VOA_GPN_GOV_UK\7246041 | 2019-08-30 | Low | - | High | Risk taken from previous CG | - | - | NA | SPONS M | NA | (BEAMS Note 2) The ERC for this item should be added to all other rateable items on the hereditament (except land). Therefore the total of the ERC of the other Building Items and the P&M ERC (where applicable) to enable the correct contract size adjustment to be made. ERC of Building Component + ERC of P&M = Total ERC to which contract size adjustment should be applied. The appropriate % adjustment should be made in accordance with the scale for contract size adjustment specified under section 6 of the RCG 2021 Guidance notes. The currency ERC rates are set at £4m (Four Million Pounds) @ 1st April 2019 (AVD) for the RCG 2021 Publication. | Photo 1 - Typical installation but with blue tank. Photo 2 - Pair of tanks painted red with pump house in foreground. | Photo1 - Note pump house with red painted pipe connection. | 2 | TRUE
2520 | 208T25 | 8364 | 208T25 | Fire protection | Firewater header tank | Excluding pump set + pipes | Foundations extra | 14000m³ | Tanks for storing water ready for use with a fire fighting system. | Considered Not Applicable at time of Publication | (BEAMS Note 2) The ERC for this item should be added to all other rateable items on the hereditament (except land). Therefore the total of the ERC of the other Building Items and the P&M ERC (where applicable) to enable the correct contract size adjustment to be made. ERC of Building Component + ERC of P&M = Total ERC to which contract size adjustment should be applied. The appropriate % adjustment should be made in accordance with the scale for contract size adjustment specified under section 6 of the RCG 2023 Guidance notes. The currency ERC rates are set at £4m (Four Million Pounds) @ 1st April 2021 (AVD) for the RCG 2023 Publication. | Cost figures are generally about 10% below that of a refinery or bulk storage tank to reflect (generally) bolted construction and slightly lower specifications. Add for foundations, the amount will depend upon specific installation factors. | Calculate the cubic capacity of the tank - total volume not volume of contents which may be less. | Class 2 Table 2 ( f ) fire protection ( List of Accessories 2 (v) tanks ) | - | It is assumed that the item forms part of an average size specialist industrial complex. Where it would be normal to find more than one item | - | For tanks with 12mm thick base plates add 40% to rate for 8mm thick baseplate tanks. | Photo 1 - Typical installation but with blue tank. Photo 2 - Pair of tanks painted red with pump house in foreground. | Photo1 - Note pump house with red painted pipe connection. | 20054 |  | M3 | Per cubic metre | NA | NA | NA | 57.5202 | Option 2 | 77.4633 | 34.67% | 59.4164 | 52.9309 | -7.979% | -31.67% | 52.9309 | -7.979% | Indexed | NA | VOA_GPN_GOV_UK\7246041 | 2019-08-30 | Low | - | High | Risk taken from previous CG | - | - | NA | SPONS M | NA | (BEAMS Note 2) The ERC for this item should be added to all other rateable items on the hereditament (except land). Therefore the total of the ERC of the other Building Items and the P&M ERC (where applicable) to enable the correct contract size adjustment to be made. ERC of Building Component + ERC of P&M = Total ERC to which contract size adjustment should be applied. The appropriate % adjustment should be made in accordance with the scale for contract size adjustment specified under section 6 of the RCG 2021 Guidance notes. The currency ERC rates are set at £4m (Four Million Pounds) @ 1st April 2019 (AVD) for the RCG 2021 Publication. | Photo 1 - Typical installation but with blue tank. Photo 2 - Pair of tanks painted red with pump house in foreground. | Photo1 - Note pump house with red painted pipe connection. | 2 | TRUE
2521 | 208T26 | 8382 | 208T26 | Fire protection | Firewater header tank | Excluding pump set + pipes | Foundations extra | 15000m³ | Tanks for storing water ready for use with a fire fighting system. | Considered Not Applicable at time of Publication | (BEAMS Note 2) The ERC for this item should be added to all other rateable items on the hereditament (except land). Therefore the total of the ERC of the other Building Items and the P&M ERC (where applicable) to enable the correct contract size adjustment to be made. ERC of Building Component + ERC of P&M = Total ERC to which contract size adjustment should be applied. The appropriate % adjustment should be made in accordance with the scale for contract size adjustment specified under section 6 of the RCG 2023 Guidance notes. The currency ERC rates are set at £4m (Four Million Pounds) @ 1st April 2021 (AVD) for the RCG 2023 Publication. | Cost figures are generally about 10% below that of a refinery or bulk storage tank to reflect (generally) bolted construction and slightly lower specifications. Add for foundations, the amount will depend upon specific installation factors. | Calculate the cubic capacity of the tank - total volume not volume of contents which may be less. | Class 2 Table 2 ( f ) fire protection ( List of Accessories 2 (v) tanks ) | - | It is assumed that the item forms part of an average size specialist industrial complex. Where it would be normal to find more than one item | - | For tanks with 12mm thick base plates add 40% to rate for 8mm thick baseplate tanks. | Photo 1 - Typical installation but with blue tank. Photo 2 - Pair of tanks painted red with pump house in foreground. | Photo1 - Note pump house with red painted pipe connection. | 20054 |  | M3 | Per cubic metre | NA | NA | NA | 56.6743 | Option 2 | 76.3242 | 34.67% | 58.5161 | 52.1289 | -8.02% | -31.7% | 52.1289 | -8.02% | Indexed | NA | VOA_GPN_GOV_UK\7246041 | 2019-08-30 | Low | - | High | Risk taken from previous CG | - | - | NA | SPONS M | NA | (BEAMS Note 2) The ERC for this item should be added to all other rateable items on the hereditament (except land). Therefore the total of the ERC of the other Building Items and the P&M ERC (where applicable) to enable the correct contract size adjustment to be made. ERC of Building Component + ERC of P&M = Total ERC to which contract size adjustment should be applied. The appropriate % adjustment should be made in accordance with the scale for contract size adjustment specified under section 6 of the RCG 2021 Guidance notes. The currency ERC rates are set at £4m (Four Million Pounds) @ 1st April 2019 (AVD) for the RCG 2021 Publication. | Photo 1 - Typical installation but with blue tank. Photo 2 - Pair of tanks painted red with pump house in foreground. | Photo1 - Note pump house with red painted pipe connection. | 2 | TRUE
2522 | 208T27 | 8156 | 208T27 | Fire protection | Firewater header tank | Excluding pump set + pipes | Foundations extra | 16000m³ | Tanks for storing water ready for use with a fire fighting system. | Considered Not Applicable at time of Publication | (BEAMS Note 2) The ERC for this item should be added to all other rateable items on the hereditament (except land). Therefore the total of the ERC of the other Building Items and the P&M ERC (where applicable) to enable the correct contract size adjustment to be made. ERC of Building Component + ERC of P&M = Total ERC to which contract size adjustment should be applied. The appropriate % adjustment should be made in accordance with the scale for contract size adjustment specified under section 6 of the RCG 2023 Guidance notes. The currency ERC rates are set at £4m (Four Million Pounds) @ 1st April 2021 (AVD) for the RCG 2023 Publication. | Cost figures are generally about 10% below that of a refinery or bulk storage tank to reflect (generally) bolted construction and slightly lower specifications. Add for foundations, the amount will depend upon specific installation factors. | Calculate the cubic capacity of the tank - total volume not volume of contents which may be less. | Class 2 Table 2 ( f ) fire protection ( List of Accessories 2 (v) tanks ) | - | It is assumed that the item forms part of an average size specialist industrial complex. Where it would be normal to find more than one item | - | For tanks with 12mm thick base plates add 40% to rate for 8mm thick baseplate tanks. | Photo 1 - Typical installation but with blue tank. Photo 2 - Pair of tanks painted red with pump house in foreground. | Photo1 - Note pump house with red painted pipe connection. | 20054 |  | M3 | Per cubic metre | NA | NA | NA | 56.6743 | Option 2 | 76.3242 | 34.67% | 56.7156 | 50.525 | -10.85% | -33.8% | 50.525 | -10.85% | Indexed | NA | VOA_GPN_GOV_UK\7246041 | 2019-08-30 | Low | - | High | Risk taken from previous CG | - | - | NA | SPONS M | NA | (BEAMS Note 2) The ERC for this item should be added to all other rateable items on the hereditament (except land). Therefore the total of the ERC of the other Building Items and the P&M ERC (where applicable) to enable the correct contract size adjustment to be made. ERC of Building Component + ERC of P&M = Total ERC to which contract size adjustment should be applied. The appropriate % adjustment should be made in accordance with the scale for contract size adjustment specified under section 6 of the RCG 2021 Guidance notes. The currency ERC rates are set at £4m (Four Million Pounds) @ 1st April 2019 (AVD) for the RCG 2021 Publication. | Photo 1 - Typical installation but with blue tank. Photo 2 - Pair of tanks painted red with pump house in foreground. | Photo1 - Note pump house with red painted pipe connection. | 2 | TRUE
2523 | 208T28 | 8383 | 208T28 | Fire protection | Firewater header tank | Excluding pump set + pipes | Foundations extra | 17000m³ | Tanks for storing water ready for use with a fire fighting system. | Considered Not Applicable at time of Publication | (BEAMS Note 2) The ERC for this item should be added to all other rateable items on the hereditament (except land). Therefore the total of the ERC of the other Building Items and the P&M ERC (where applicable) to enable the correct contract size adjustment to be made. ERC of Building Component + ERC of P&M = Total ERC to which contract size adjustment should be applied. The appropriate % adjustment should be made in accordance with the scale for contract size adjustment specified under section 6 of the RCG 2023 Guidance notes. The currency ERC rates are set at £4m (Four Million Pounds) @ 1st April 2021 (AVD) for the RCG 2023 Publication. | Cost figures are generally about 10% below that of a refinery or bulk storage tank to reflect (generally) bolted construction and slightly lower specifications. Add for foundations, the amount will depend upon specific installation factors. | Calculate the cubic capacity of the tank - total volume not volume of contents which may be less. | Class 2 Table 2 ( f ) fire protection ( List of Accessories 2 (v) tanks ) | - | It is assumed that the item forms part of an average size specialist industrial complex. Where it would be normal to find more than one item | - | For tanks with 12mm thick base plates add 40% to rate for 8mm thick baseplate tanks. | Photo 1 - Typical installation but with blue tank. Photo 2 - Pair of tanks painted red with pump house in foreground. | Photo1 - Note pump house with red painted pipe connection. | 20054 |  | M3 | Per cubic metre | NA | NA | NA | 55.8284 | Option 2 | 75.185 | 34.67% | 56.7156 | 50.525 | -9.5% | -32.8% | 50.525 | -9.5% | Indexed | NA | VOA_GPN_GOV_UK\7246041 | 2019-08-30 | Low | - | High | Risk taken from previous CG | - | - | NA | SPONS M | NA | (BEAMS Note 2) The ERC for this item should be added to all other rateable items on the hereditament (except land). Therefore the total of the ERC of the other Building Items and the P&M ERC (where applicable) to enable the correct contract size adjustment to be made. ERC of Building Component + ERC of P&M = Total ERC to which contract size adjustment should be applied. The appropriate % adjustment should be made in accordance with the scale for contract size adjustment specified under section 6 of the RCG 2021 Guidance notes. The currency ERC rates are set at £4m (Four Million Pounds) @ 1st April 2019 (AVD) for the RCG 2021 Publication. | Photo 1 - Typical installation but with blue tank. Photo 2 - Pair of tanks painted red with pump house in foreground. | Photo1 - Note pump house with red painted pipe connection. | 2 | TRUE
2524 | 208T29 | 8138 | 208T29 | Fire protection | Firewater header tank | Excluding pump set + pipes | Foundations extra | 20000m³ | Tanks for storing water ready for use with a fire fighting system. | Considered Not Applicable at time of Publication | (BEAMS Note 2) The ERC for this item should be added to all other rateable items on the hereditament (except land). Therefore the total of the ERC of the other Building Items and the P&M ERC (where applicable) to enable the correct contract size adjustment to be made. ERC of Building Component + ERC of P&M = Total ERC to which contract size adjustment should be applied. The appropriate % adjustment should be made in accordance with the scale for contract size adjustment specified under section 6 of the RCG 2023 Guidance notes. The currency ERC rates are set at £4m (Four Million Pounds) @ 1st April 2021 (AVD) for the RCG 2023 Publication. | Cost figures are generally about 10% below that of a refinery or bulk storage tank to reflect (generally) bolted construction and slightly lower specifications. Add for foundations, the amount will depend upon specific installation factors. | Calculate the cubic capacity of the tank - total volume not volume of contents which may be less. | Class 2 Table 2 ( f ) fire protection ( List of Accessories 2 (v) tanks ) | - | It is assumed that the item forms part of an average size specialist industrial complex. Where it would be normal to find more than one item | - | For tanks with 12mm thick base plates add 40% to rate for 8mm thick baseplate tanks. | Photo 1 - Typical installation but with blue tank. Photo 2 - Pair of tanks painted red with pump house in foreground. | Photo1 - Note pump house with red painted pipe connection. | 20054 |  | M3 | Per cubic metre | NA | NA | NA | 55.8284 | Option 2 | 75.185 | 34.67% | 54.0149 | 48.119 | -13.81% | -36% | 48.119 | -13.81% | Indexed | NA | VOA_GPN_GOV_UK\7246041 | 2019-08-30 | Low | - | High | Risk taken from previous CG | - | - | NA | SPONS M | NA | (BEAMS Note 2) The ERC for this item should be added to all other rateable items on the hereditament (except land). Therefore the total of the ERC of the other Building Items and the P&M ERC (where applicable) to enable the correct contract size adjustment to be made. ERC of Building Component + ERC of P&M = Total ERC to which contract size adjustment should be applied. The appropriate % adjustment should be made in accordance with the scale for contract size adjustment specified under section 6 of the RCG 2021 Guidance notes. The currency ERC rates are set at £4m (Four Million Pounds) @ 1st April 2019 (AVD) for the RCG 2021 Publication. | Photo 1 - Typical installation but with blue tank. Photo 2 - Pair of tanks painted red with pump house in foreground. | Photo1 - Note pump house with red painted pipe connection. | 2 | TRUE
2525 | 208T30 | 8402 | 208T30 | Fire protection | Firewater header tank | Excluding pump set + pipes | Foundations extra | 25000m³ | Tanks for storing water ready for use with a fire fighting system. | Considered Not Applicable at time of Publication | (BEAMS Note 2) The ERC for this item should be added to all other rateable items on the hereditament (except land). Therefore the total of the ERC of the other Building Items and the P&M ERC (where applicable) to enable the correct contract size adjustment to be made. ERC of Building Component + ERC of P&M = Total ERC to which contract size adjustment should be applied. The appropriate % adjustment should be made in accordance with the scale for contract size adjustment specified under section 6 of the RCG 2023 Guidance notes. The currency ERC rates are set at £4m (Four Million Pounds) @ 1st April 2021 (AVD) for the RCG 2023 Publication. | Cost figures are generally about 10% below that of a refinery or bulk storage tank to reflect (generally) bolted construction and slightly lower specifications. Add for foundations, the amount will depend upon specific installation factors. | Calculate the cubic capacity of the tank - total volume not volume of contents which may be less. | Class 2 Table 2 ( f ) fire protection ( List of Accessories 2 (v) tanks ) | - | It is assumed that the item forms part of an average size specialist industrial complex. Where it would be normal to find more than one item | - | For tanks with 12mm thick base plates add 40% to rate for 8mm thick baseplate tanks. | Photo 1 - Typical installation but with blue tank. Photo 2 - Pair of tanks painted red with pump house in foreground. | Photo1 - Note pump house with red painted pipe connection. | 20054 |  | M3 | Per cubic metre | NA | NA | NA | 54.9826 | Option 2 | 74.0458 | 34.67% | 53.1146 | 47.317 | -13.94% | -36.1% | 47.317 | -13.94% | Indexed | NA | VOA_GPN_GOV_UK\7246041 | 2019-08-30 | Low | - | High | Risk taken from previous CG | - | - | NA | SPONS M | NA | (BEAMS Note 2) The ERC for this item should be added to all other rateable items on the hereditament (except land). Therefore the total of the ERC of the other Building Items and the P&M ERC (where applicable) to enable the correct contract size adjustment to be made. ERC of Building Component + ERC of P&M = Total ERC to which contract size adjustment should be applied. The appropriate % adjustment should be made in accordance with the scale for contract size adjustment specified under section 6 of the RCG 2021 Guidance notes. The currency ERC rates are set at £4m (Four Million Pounds) @ 1st April 2019 (AVD) for the RCG 2021 Publication. | Photo 1 - Typical installation but with blue tank. Photo 2 - Pair of tanks painted red with pump house in foreground. | Photo1 - Note pump house with red painted pipe connection. | 2 | TRUE
2526 | 208A22 | 8131 | 208A22 | Fire protection | Firewater header tank | Including pump set + pipes | Average cost where details unknown | Serving up to 100 sprinkler heads | Pumps and engine together with valves and automatic control to serve firewater header tank to deliver required pressure and volume of water to sprinkler system. Usually tank and pump system is situated outside the main building but can be on roof in some circumstances. Usually system is painted RED | Considered Not Applicable at time of Publication | (BEAMS Note 1) The ERC for this item should be added to the total of the ERC of the other P&M items on the site and the Buildings ERC (where applicable) to enable the correct contract size adjustment to be made. ERC of P&M Items + ERC of Building Component’s = Total ERC (net figure rateable items only) to which contract size adjustment should be applied The 2023 Generic Contractors Test Spreadsheet has this facility built into the programme - it is recommended you undertake all contractors test valuations using this spreadsheet. (Details on the application of contract size adjustments can be found in the RCG 2023 Guidance notes). Where RV is calculated using the comparative method (rental method) the contract size adjustment should be made as follows: Select - SCAT code box ""P and M as an addition” within the 2023 Generic Contractors Test Spreadsheet facility. Or Where the spreadsheet is not used take the: Reciprocal of statutory de-capitalisation rate (i.e. 5% reciprocal = 20) multiply by rateable value of the buildings (before any overall end allowances are made and after making a notional deduction for the land value) and add to the ERC of P&M. Use resultant figure to calculate contract size adjustment. (Guidance Notes - Section 6) | Apply where full details of system are unknown. This is an average cost for tank, pumps, engine and distribution pipework. Cost excludes sprinkler heads, detection and alarm. Add for sprinkler system per 208D01 at 950 per sprinkler head. | - | - | - | Sprinkler heads, fire detection and alarm system. | It is assumed that the item forms part of an average size industrial, commercial or office complex. Where it would be normal to find more than one item in such a hereditament the ERC stated has been adjusted to reflect any number / quantity, discount. These figures are NOT one off figures. | - | - | - | 20053 |  | Each | set | NA | NA | NA | 91457.1348 | Option 2 | 123166.7254 | 34.67% | 127093.8292 | 113221.1914 | 23.8% | -8.075% | 113221.1914 | 23.8% | Indexed | NA | VOA_GPN_GOV_UK\7246041 | 2019-08-30 | Low | - | High | Risk taken from previous CG | - | - | NA | SPONS M | NA | (BEAMS Note 1) The ERC for this item should be added to the total of the ERC of the other P&M items on the site and the Buildings ERC (where applicable) to enable the correct contract size adjustment to be made. ERC of P&M Items + ERC of Building Component’s = Total ERC (net figure rateable items only) to which contract size adjustment should be applied The 2021 Generic Contractors Test Spreadsheet has this facility built into the programme - it is recommended you undertake all contractors test valuations using this spreadsheet. (Details on the application of contract size adjustments can be found in the RCG 2021 Guidance notes). Where RV is calculated using the comparative method (rental method) the contract size adjustment should be made as follows: Select - SCAT code box "P and M as an addition” within the 2021 Generic Contractors Test Spreadsheet facility. Or Where the spreadsheet is not used take the: Reciprocal of statutory de-capitalisation rate (i.e. 5% reciprocal = 20) multiply by rateable value of the buildings (before any overall end allowances are made and after making a notional deduction for the land value) and add to the ERC of P&M. Use resultant figure to calculate contract size adjustment. (Guidance Notes - Section 6) | - | - | 1 | TRUE
2527 | 208A23 | 8132 | 208A23 | Fire protection | Firewater header tank | Including pump set + pipes | Average cost where details unknown | Serving over 100 heads | Water pumps and engine together with valves and automatic control to serve firewater header tank to deliver required pressure and volume of water to sprinkler system. Usually tank and pump system is situated outside the main building but can be on roof in some circumstances. Usually system is painted RED | Considered Not Applicable at time of Publication | (BEAMS Note 1) The ERC for this item should be added to the total of the ERC of the other P&M items on the site and the Buildings ERC (where applicable) to enable the correct contract size adjustment to be made. ERC of P&M Items + ERC of Building Component’s = Total ERC (net figure rateable items only) to which contract size adjustment should be applied The 2023 Generic Contractors Test Spreadsheet has this facility built into the programme - it is recommended you undertake all contractors test valuations using this spreadsheet. (Details on the application of contract size adjustments can be found in the RCG 2023 Guidance notes). Where RV is calculated using the comparative method (rental method) the contract size adjustment should be made as follows: Select - SCAT code box ""P and M as an addition” within the 2023 Generic Contractors Test Spreadsheet facility. Or Where the spreadsheet is not used take the: Reciprocal of statutory de-capitalisation rate (i.e. 5% reciprocal = 20) multiply by rateable value of the buildings (before any overall end allowances are made and after making a notional deduction for the land value) and add to the ERC of P&M. Use resultant figure to calculate contract size adjustment. (Guidance Notes - Section 6) | This is an average cost where details are unknown. Excludes cost of sprinklers, fire detection and alarm. Add to cost of sprinklers per 208D01 at 950 per sprinkler head. | - | Class 2 Table 2 (f). | - | Sprinklers, fire detection and alarm. | It is assumed that the item forms part of an average size industrial, commercial or office complex. Where it would be normal to find more than one item in such a hereditament the ERC stated has been adjusted to reflect any number / quantity, discount. These figures are NOT one off figures. | - | - | - | 20053 |  | Each | set | NA | NA | NA | 91457.1348 | Option 2 | 123166.7254 | 34.67% | 142980.5578 | 127373.8403 | 39.27% | 3.416% | 127373.8403 | 39.27% | Indexed | NA | VOA_GPN_GOV_UK\7246041 | 2019-08-30 | Low | - | High | Risk taken from previous CG | - | - | NA | SPONS M | NA | (BEAMS Note 1) The ERC for this item should be added to the total of the ERC of the other P&M items on the site and the Buildings ERC (where applicable) to enable the correct contract size adjustment to be made. ERC of P&M Items + ERC of Building Component’s = Total ERC (net figure rateable items only) to which contract size adjustment should be applied The 2021 Generic Contractors Test Spreadsheet has this facility built into the programme - it is recommended you undertake all contractors test valuations using this spreadsheet. (Details on the application of contract size adjustments can be found in the RCG 2021 Guidance notes). Where RV is calculated using the comparative method (rental method) the contract size adjustment should be made as follows: Select - SCAT code box "P and M as an addition” within the 2021 Generic Contractors Test Spreadsheet facility. Or Where the spreadsheet is not used take the: Reciprocal of statutory de-capitalisation rate (i.e. 5% reciprocal = 20) multiply by rateable value of the buildings (before any overall end allowances are made and after making a notional deduction for the land value) and add to the ERC of P&M. Use resultant figure to calculate contract size adjustment. (Guidance Notes - Section 6) | - | - | 1 | TRUE
2528 | 208T50 | 8157 | 208T50 | Fire protection | Firewater header tank | Underground | Braithwaite tank type | 3.66 depth x 4.88 x 4.88 | Tanks for storing water ready for use with a fire fighting system. | Considered Not Applicable at time of Publication | (BEAMS Note 2) The ERC for this item should be added to all other rateable items on the hereditament (except land). Therefore the total of the ERC of the other Building Items and the P&M ERC (where applicable) to enable the correct contract size adjustment to be made. ERC of Building Component + ERC of P&M = Total ERC to which contract size adjustment should be applied. The appropriate % adjustment should be made in accordance with the scale for contract size adjustment specified under section 6 of the RCG 2023 Guidance notes. The currency ERC rates are set at £4m (Four Million Pounds) @ 1st April 2021 (AVD) for the RCG 2023 Publication. | Underground water storage tanks are usually rectangular and are often Braithwaite type tanks. Pump rooms and pumps are also underground | Note capacity of tank and dimensions where possible. Note pump rooms or chambers and sizes. Age | Class 2 Table 2 ( f ) fire protection ( List of Accessories 2 (v) tanks ) | - | Add for pit in which the tank sits. | It is assumed that the item forms part of an average size specialist industrial complex. Where it would be normal to find more than one item in such a hereditament the ERC stated has been adjusted to reflect any number, quantity discount These figures are NOT one off figures. | - | - | - | 20055 |  | Each | Per tank | NA | NA | NA | 31593.8216 | Option 2 | 42547.8838 | 34.67% | 46480.5963 | 41407.1126 | 31.06% | -2.681% | 41407.1126 | 31.06% | Indexed | NA | VOA_GPN_GOV_UK\7246041 | 2019-08-30 | Low | - | High | Risk taken from previous CG | - | - | NA | SPONS M | NA | (BEAMS Note 2) The ERC for this item should be added to all other rateable items on the hereditament (except land). Therefore the total of the ERC of the other Building Items and the P&M ERC (where applicable) to enable the correct contract size adjustment to be made. ERC of Building Component + ERC of P&M = Total ERC to which contract size adjustment should be applied. The appropriate % adjustment should be made in accordance with the scale for contract size adjustment specified under section 6 of the RCG 2021 Guidance notes. The currency ERC rates are set at £4m (Four Million Pounds) @ 1st April 2019 (AVD) for the RCG 2021 Publication. | - | - | 2 | TRUE
2529 | 208T51 | 8166 | 208T51 | Fire protection | Firewater header tank | Underground | Braithwaite tank type | 3.66 depth x 6.10 x 4.88 | Tanks for storing water ready for use with a fire fighting system. | Considered Not Applicable at time of Publication | (BEAMS Note 2) The ERC for this item should be added to all other rateable items on the hereditament (except land). Therefore the total of the ERC of the other Building Items and the P&M ERC (where applicable) to enable the correct contract size adjustment to be made. ERC of Building Component + ERC of P&M = Total ERC to which contract size adjustment should be applied. The appropriate % adjustment should be made in accordance with the scale for contract size adjustment specified under section 6 of the RCG 2023 Guidance notes. The currency ERC rates are set at £4m (Four Million Pounds) @ 1st April 2021 (AVD) for the RCG 2023 Publication. | Underground water storage tanks are usually rectangular and are often Braithwaite type tanks. Pump rooms and pumps are also underground | Note capacity of tank and dimensions where possible. Note pump rooms or chambers and sizes. Age | Class 2 Table 2 ( f ) fire protection ( List of Accessories 2 (v) tanks ) | - | Add for pit in which the tank sits. | It is assumed that the item forms part of an average size specialist industrial complex. Where it would be normal to find more than one item in such a hereditament the ERC stated has been adjusted to reflect any number, quantity discount These figures are NOT one off figures. | - | - | - | 20055 |  | Each | Per tank | NA | NA | NA | 37134.3713 | Option 2 | 50009.427 | 34.67% | 54631.812 | 48668.6009 | 31.06% | -2.681% | 48668.6009 | 31.06% | Indexed | NA | VOA_GPN_GOV_UK\7246041 | 2019-08-30 | Low | - | High | Risk taken from previous CG | - | - | NA | SPONS M | NA | (BEAMS Note 2) The ERC for this item should be added to all other rateable items on the hereditament (except land). Therefore the total of the ERC of the other Building Items and the P&M ERC (where applicable) to enable the correct contract size adjustment to be made. ERC of Building Component + ERC of P&M = Total ERC to which contract size adjustment should be applied. The appropriate % adjustment should be made in accordance with the scale for contract size adjustment specified under section 6 of the RCG 2021 Guidance notes. The currency ERC rates are set at £4m (Four Million Pounds) @ 1st April 2019 (AVD) for the RCG 2021 Publication. | - | - | 2 | TRUE
2530 | 208T52 | 8167 | 208T52 | Fire protection | Firewater header tank | Underground | Braithwaite tank type | 3.66 depth x 6.10 x 6.10 | Tanks for storing water ready for use with a fire fighting system. | Considered Not Applicable at time of Publication | (BEAMS Note 2) The ERC for this item should be added to all other rateable items on the hereditament (except land). Therefore the total of the ERC of the other Building Items and the P&M ERC (where applicable) to enable the correct contract size adjustment to be made. ERC of Building Component + ERC of P&M = Total ERC to which contract size adjustment should be applied. The appropriate % adjustment should be made in accordance with the scale for contract size adjustment specified under section 6 of the RCG 2023 Guidance notes. The currency ERC rates are set at £4m (Four Million Pounds) @ 1st April 2021 (AVD) for the RCG 2023 Publication. | Underground water storage tanks are usually rectangular and are often Braithwaite type tanks. Pump rooms and pumps are also underground | Note capacity of tank and dimensions where possible. Note pump rooms or chambers and sizes. Age | Class 2 Table 2 ( f ) fire protection ( List of Accessories 2 (v) tanks ) | - | Add for pit in which the tank sits. | It is assumed that the item forms part of an average size specialist industrial complex. Where it would be normal to find more than one item in such a hereditament the ERC stated has been adjusted to reflect any number, quantity discount These figures are NOT one off figures. | - | - | - | 20055 |  | Each | Per tank | NA | NA | NA | 44789.6346 | Option 2 | 60318.8874 | 34.67% | 65894.1787 | 58701.6496 | 31.06% | -2.681% | 58701.6496 | 31.06% | Indexed | NA | VOA_GPN_GOV_UK\7246041 | 2019-08-30 | Low | - | High | Risk taken from previous CG | - | - | NA | SPONS M | NA | (BEAMS Note 2) The ERC for this item should be added to all other rateable items on the hereditament (except land). Therefore the total of the ERC of the other Building Items and the P&M ERC (where applicable) to enable the correct contract size adjustment to be made. ERC of Building Component + ERC of P&M = Total ERC to which contract size adjustment should be applied. The appropriate % adjustment should be made in accordance with the scale for contract size adjustment specified under section 6 of the RCG 2021 Guidance notes. The currency ERC rates are set at £4m (Four Million Pounds) @ 1st April 2019 (AVD) for the RCG 2021 Publication. | - | - | 2 | TRUE
2531 | 208T53 | 8290 | 208T53 | Fire protection | Firewater header tank | Underground | Braithwaite tank type | 3.66 depth x 7.32 x 7.32 | Tanks for storing water ready for use with a fire fighting system. | Considered Not Applicable at time of Publication | (BEAMS Note 2) The ERC for this item should be added to all other rateable items on the hereditament (except land). Therefore the total of the ERC of the other Building Items and the P&M ERC (where applicable) to enable the correct contract size adjustment to be made. ERC of Building Component + ERC of P&M = Total ERC to which contract size adjustment should be applied. The appropriate % adjustment should be made in accordance with the scale for contract size adjustment specified under section 6 of the RCG 2023 Guidance notes. The currency ERC rates are set at £4m (Four Million Pounds) @ 1st April 2021 (AVD) for the RCG 2023 Publication. | Underground water storage tanks are usually rectangular and are often Braithwaite type tanks. Pump rooms and pumps are also underground | Note capacity of tank and dimensions where possible. Note pump rooms or chambers and sizes. Age | Class 2 Table 2 ( f ) fire protection ( List of Accessories 2 (v) tanks ) | - | Add for pit in which the tank sits. | It is assumed that the item forms part of an average size specialist industrial complex. Where it would be normal to find more than one item in such a hereditament the ERC stated has been adjusted to reflect any number, quantity discount These figures are NOT one off figures. | - | - | - | 20055 |  | Each | Per tank | NA | NA | NA | 58577.5674 | Option 2 | 78887.3079 | 34.67% | 86178.8834 | 76772.2234 | 31.06% | -2.681% | 76772.2234 | 31.06% | Indexed | NA | VOA_GPN_GOV_UK\7246041 | 2019-08-30 | Low | - | High | Risk taken from previous CG | - | - | NA | SPONS M | NA | (BEAMS Note 2) The ERC for this item should be added to all other rateable items on the hereditament (except land). Therefore the total of the ERC of the other Building Items and the P&M ERC (where applicable) to enable the correct contract size adjustment to be made. ERC of Building Component + ERC of P&M = Total ERC to which contract size adjustment should be applied. The appropriate % adjustment should be made in accordance with the scale for contract size adjustment specified under section 6 of the RCG 2021 Guidance notes. The currency ERC rates are set at £4m (Four Million Pounds) @ 1st April 2019 (AVD) for the RCG 2021 Publication. | - | - | 2 | TRUE
2532 | 208T54 | 8168 | 208T54 | Fire protection | Firewater header tank | Underground | Braithwaite tank type | 3.66 depth x 8.53 x 8.53 | Tanks for storing water ready for use with a fire fighting system. | Considered Not Applicable at time of Publication | (BEAMS Note 2) The ERC for this item should be added to all other rateable items on the hereditament (except land). Therefore the total of the ERC of the other Building Items and the P&M ERC (where applicable) to enable the correct contract size adjustment to be made. ERC of Building Component + ERC of P&M = Total ERC to which contract size adjustment should be applied. The appropriate % adjustment should be made in accordance with the scale for contract size adjustment specified under section 6 of the RCG 2023 Guidance notes. The currency ERC rates are set at £4m (Four Million Pounds) @ 1st April 2021 (AVD) for the RCG 2023 Publication. | Underground water storage tanks are usually rectangular and are often Braithwaite type tanks. Pump rooms and pumps are also underground | Note capacity of tank and dimensions where possible. Note pump rooms or chambers and sizes. Age | Class 2 Table 2 ( f ) fire protection ( List of Accessories 2 (v) tanks ) | - | Add for pit in which the tank sits. | It is assumed that the item forms part of an average size specialist industrial complex. Where it would be normal to find more than one item in such a hereditament the ERC stated has been adjusted to reflect any number, quantity discount These figures are NOT one off figures. | - | - | - | 20055 |  | Each | Per tank | NA | NA | NA | 74099.5654 | Option 2 | 99791.0206 | 34.67% | 109014.732 | 97115.4769 | 31.06% | -2.681% | 97115.4769 | 31.06% | Indexed | NA | VOA_GPN_GOV_UK\7246041 | 2019-08-30 | Low | - | High | Risk taken from previous CG | - | - | NA | SPONS M | NA | (BEAMS Note 2) The ERC for this item should be added to all other rateable items on the hereditament (except land). Therefore the total of the ERC of the other Building Items and the P&M ERC (where applicable) to enable the correct contract size adjustment to be made. ERC of Building Component + ERC of P&M = Total ERC to which contract size adjustment should be applied. The appropriate % adjustment should be made in accordance with the scale for contract size adjustment specified under section 6 of the RCG 2021 Guidance notes. The currency ERC rates are set at £4m (Four Million Pounds) @ 1st April 2019 (AVD) for the RCG 2021 Publication. | - | - | 2 | TRUE
2533 | 208T55 | 8169 | 208T55 | Fire protection | Firewater header tank | Underground | Braithwaite tank type | 3.66 depth x 10.97 x 8.53 | Tanks for storing water ready for use with a fire fighting system. | Considered Not Applicable at time of Publication | (BEAMS Note 2) The ERC for this item should be added to all other rateable items on the hereditament (except land). Therefore the total of the ERC of the other Building Items and the P&M ERC (where applicable) to enable the correct contract size adjustment to be made. ERC of Building Component + ERC of P&M = Total ERC to which contract size adjustment should be applied. The appropriate % adjustment should be made in accordance with the scale for contract size adjustment specified under section 6 of the RCG 2023 Guidance notes. The currency ERC rates are set at £4m (Four Million Pounds) @ 1st April 2021 (AVD) for the RCG 2023 Publication. | Underground water storage tanks are usually rectangular and are often Braithwaite type tanks. Pump rooms and pumps are also underground | Note capacity of tank and dimensions where possible. Note pump rooms or chambers and sizes. Age | Class 2 Table 2 ( f ) fire protection ( List of Accessories 2 (v) tanks ) | - | Add for pit in which the tank sits. | It is assumed that the item forms part of an average size specialist industrial complex. Where it would be normal to find more than one item in such a hereditament the ERC stated has been adjusted to reflect any number, quantity discount These figures are NOT one off figures. | - | - | - | 20055 |  | Each | Per tank | NA | NA | NA | 90805.8031 | Option 2 | 122289.5669 | 34.67% | 133592.8251 | 119010.8041 | 31.06% | -2.681% | 119010.8041 | 31.06% | Indexed | NA | VOA_GPN_GOV_UK\7246041 | 2019-08-30 | Low | - | High | Risk taken from previous CG | - | - | NA | SPONS M | NA | (BEAMS Note 2) The ERC for this item should be added to all other rateable items on the hereditament (except land). Therefore the total of the ERC of the other Building Items and the P&M ERC (where applicable) to enable the correct contract size adjustment to be made. ERC of Building Component + ERC of P&M = Total ERC to which contract size adjustment should be applied. The appropriate % adjustment should be made in accordance with the scale for contract size adjustment specified under section 6 of the RCG 2021 Guidance notes. The currency ERC rates are set at £4m (Four Million Pounds) @ 1st April 2019 (AVD) for the RCG 2021 Publication. | - | - | 2 | TRUE
2534 | 208T56 | 8170 | 208T56 | Fire protection | Firewater header tank | Underground | Braithwaite tank type | 3.66 depth x 10.97 x 10.97 | Tanks for storing water ready for use with a fire fighting system. | Considered Not Applicable at time of Publication | (BEAMS Note 2) The ERC for this item should be added to all other rateable items on the hereditament (except land). Therefore the total of the ERC of the other Building Items and the P&M ERC (where applicable) to enable the correct contract size adjustment to be made. ERC of Building Component + ERC of P&M = Total ERC to which contract size adjustment should be applied. The appropriate % adjustment should be made in accordance with the scale for contract size adjustment specified under section 6 of the RCG 2023 Guidance notes. The currency ERC rates are set at £4m (Four Million Pounds) @ 1st April 2021 (AVD) for the RCG 2023 Publication. | Underground water storage tanks are usually rectangular and are often Braithwaite type tanks. Pump rooms and pumps are also underground | Note capacity of tank and dimensions where possible. Note pump rooms or chambers and sizes. Age | Class 2 Table 2 ( f ) fire protection ( List of Accessories 2 (v) tanks ) | - | Add for pit in which the tank sits. | It is assumed that the item forms part of an average size specialist industrial complex. Where it would be normal to find more than one item in such a hereditament the ERC stated has been adjusted to reflect any number, quantity discount These figures are NOT one off figures. | - | - | - | 20055 |  | Each | Per tank | NA | NA | NA | 98461.0664 | Option 2 | 132599.0273 | 34.67% | 144855.1918 | 129043.8528 | 31.06% | -2.681% | 129043.8528 | 31.06% | Indexed | NA | VOA_GPN_GOV_UK\7246041 | 2019-08-30 | Low | - | High | Risk taken from previous CG | - | - | NA | SPONS M | NA | (BEAMS Note 2) The ERC for this item should be added to all other rateable items on the hereditament (except land). Therefore the total of the ERC of the other Building Items and the P&M ERC (where applicable) to enable the correct contract size adjustment to be made. ERC of Building Component + ERC of P&M = Total ERC to which contract size adjustment should be applied. The appropriate % adjustment should be made in accordance with the scale for contract size adjustment specified under section 6 of the RCG 2021 Guidance notes. The currency ERC rates are set at £4m (Four Million Pounds) @ 1st April 2019 (AVD) for the RCG 2021 Publication. | - | - | 2 | TRUE
2535 | 208T57 | 8171 | 208T57 | Fire protection | Firewater header tank | Underground | Braithwaite tank type | 3.66 depth x 12.19 x 12.19 | Tanks for storing water ready for use with a fire fighting system. | Considered Not Applicable at time of Publication | (BEAMS Note 2) The ERC for this item should be added to all other rateable items on the hereditament (except land). Therefore the total of the ERC of the other Building Items and the P&M ERC (where applicable) to enable the correct contract size adjustment to be made. ERC of Building Component + ERC of P&M = Total ERC to which contract size adjustment should be applied. The appropriate % adjustment should be made in accordance with the scale for contract size adjustment specified under section 6 of the RCG 2023 Guidance notes. The currency ERC rates are set at £4m (Four Million Pounds) @ 1st April 2021 (AVD) for the RCG 2023 Publication. | Underground water storage tanks are usually rectangular and are often Braithwaite type tanks. Pump rooms and pumps are also underground | Note capacity of tank and dimensions where possible. Note pump rooms or chambers and sizes. Age | Class 2 Table 2 ( f ) fire protection ( List of Accessories 2 (v) tanks ) | - | Add for pit in which the tank sits. | It is assumed that the item forms part of an average size specialist industrial complex. Where it would be normal to find more than one item in such a hereditament the ERC stated has been adjusted to reflect any number, quantity discount These figures are NOT one off figures. | - | - | - | 20055 |  | Each | Per tank | NA | NA | NA | 116732.1921 | Option 2 | 157205.0324 | 34.67% | 171735.5367 | 152990.1348 | 31.06% | -2.681% | 152990.1348 | 31.06% | Indexed | NA | VOA_GPN_GOV_UK\7246041 | 2019-08-30 | Low | - | High | Risk taken from previous CG | - | - | NA | SPONS M | NA | (BEAMS Note 2) The ERC for this item should be added to all other rateable items on the hereditament (except land). Therefore the total of the ERC of the other Building Items and the P&M ERC (where applicable) to enable the correct contract size adjustment to be made. ERC of Building Component + ERC of P&M = Total ERC to which contract size adjustment should be applied. The appropriate % adjustment should be made in accordance with the scale for contract size adjustment specified under section 6 of the RCG 2021 Guidance notes. The currency ERC rates are set at £4m (Four Million Pounds) @ 1st April 2019 (AVD) for the RCG 2021 Publication. | - | - | 2 | TRUE
2536 | 208C01 | 8557 | 208C01 | Fire protection | Gas protection | Argon gas for compartment within complex | Based on floor area | 81m² x 3m ht | In many specialist areas water is not an appropriate medium especially where electrical or sensitive items are stored. Over the years various inert gasses have been used and the heavier inert gasses are preferred. CO2 is very popular especially in areas where humans do not work but where the workforce is employed Halon was formally used but today Argon is the most popular gas. The gas is stored in pressure vessels and when released forms a gas blanket which drops to the floor of the building and knocks out the oxygen which keeps the fire burning. The costs for the pipes and the heads is the same as for water sprinkler systems (see appropriate section) Once the system has been discharged it has to be re charged | Considered Not Applicable at time of Publication | (BEAMS Note 2) The ERC for this item should be added to all other rateable items on the hereditament (except land). Therefore the total of the ERC of the other Building Items and the P&M ERC (where applicable) to enable the correct contract size adjustment to be made. ERC of Building Component + ERC of P&M = Total ERC to which contract size adjustment should be applied. The appropriate % adjustment should be made in accordance with the scale for contract size adjustment specified under section 6 of the RCG 2023 Guidance notes. The currency ERC rates are set at £4m (Four Million Pounds) @ 1st April 2021 (AVD) for the RCG 2023 Publication. | Location within industrial complex - Argon Gas Control Room 185.6m2 x 3.5m high (main control room with computer control systems) Based on floor area ERC £36.00 £/m2 To include tanks, electrical detection system, pipes, and pipe supports, heads, installation and controls including alarms. | Record medium of protection used, storage vessels , sizes and age Where appropriate - number of outlets. | Class 2 Table 2 (f) Protection from Hazards fire and explosion protection and suppressions systems. List of Accessories 2 (v) pipes, tanks, valves. (viii) instruments …. et cetera | - | - | It is assumed that the item forms part of an average size specialist industrial complex. Where it would be normal to find more than one item in such a hereditament the ERC stated has been adjusted to reflect any number, quantity discount These figures are NOT one off figures. | - | Fire Protection: Gas Systems. Notes: Carbon Dioxide is used extensively in electrical sub stations or where personnel are not constantly in occupation. Halon 1301 was originally employed where personnel where in occupation however this gas has been withdrawn and replaced by Argon Gas. The number of gas bottles required is usually calculated by considering the volume of the room. | - | 20050 |  | Each | - | NA | NA | NA | 38.0648 | Option 2 | 51.2625 | 34.67% | 175.8131 | 156.6226 | 311.5% | 205.5% | 156.6226 | 311.5% | Indexed | NA | VOA_GPN_GOV_UK\7246041 | 2019-08-30 | Low | - | High | Risk taken from previous CG | - | - | NA | SPONS M | NA | (BEAMS Note 2) The ERC for this item should be added to all other rateable items on the hereditament (except land). Therefore the total of the ERC of the other Building Items and the P&M ERC (where applicable) to enable the correct contract size adjustment to be made. ERC of Building Component + ERC of P&M = Total ERC to which contract size adjustment should be applied. The appropriate % adjustment should be made in accordance with the scale for contract size adjustment specified under section 6 of the RCG 2021 Guidance notes. The currency ERC rates are set at £4m (Four Million Pounds) @ 1st April 2019 (AVD) for the RCG 2021 Publication. | Fire Protection: Gas Systems. Notes: Carbon Dioxide is used extensively in electrical sub stations or where personnel are not constantly in occupation. Halon 1301 was originally employed where personnel where in occupation however this gas has been withdrawn and replaced by Argon Gas. The number of gas bottles required is usually calculated by considering the volume of the room. | - | 2 | TRUE
2537 | 208C02 | 8558 | 208C02 | Fire protection | Gas protection | Argon gas for compartment within complex | Based on floor area | 185.6m² x 3.5m ht | In many specialist areas water is not an appropriate medium especially where electrical or sensitive items are stored. Over the years various inert gasses have been used and the heavier inert gasses are preferred. CO2 is very popular especially in areas where humans do not work but where the workforce is employed Halon was formally used but today Argon is the most popular gas. The gas is stored in pressure vessels and when released forms a gas blanket which drops to the floor of the building and knocks out the oxygen which keeps the fire burning. The costs for the pipes and the heads is the same as for water sprinkler systems (see appropriate section) Once the system has been discharged it has to be re charged | Considered Not Applicable at time of Publication | (BEAMS Note 2) The ERC for this item should be added to all other rateable items on the hereditament (except land). Therefore the total of the ERC of the other Building Items and the P&M ERC (where applicable) to enable the correct contract size adjustment to be made. ERC of Building Component + ERC of P&M = Total ERC to which contract size adjustment should be applied. The appropriate % adjustment should be made in accordance with the scale for contract size adjustment specified under section 6 of the RCG 2023 Guidance notes. The currency ERC rates are set at £4m (Four Million Pounds) @ 1st April 2021 (AVD) for the RCG 2023 Publication. | Location within industrial complex - Argon Gas Control Room 185.6m2 x 3.5m high (main control room with computer control systems) Based on floor area ERC £36.00 £/m2 To include tanks, electrical detection system, pipes, and pipe supports, heads, installation and controls including alarms. | Record medium of protection used, storage vessels , sizes and age Where appropriate - number of outlets. | Class 2 Table 2 (f) Protection from Hazards fire and explosion protection and suppressions systems. List of Accessories 2 (v) pipes, tanks, valves. (viii) instruments …. et cetera | - | - | It is assumed that the item forms part of an average size specialist industrial complex. Where it would be normal to find more than one item in such a hereditament the ERC stated has been adjusted to reflect any number, quantity discount These figures are NOT one off figures. | - | Fire Protection: Gas Systems. Notes: Carbon Dioxide is used extensively in electrical sub stations or where personnel are not constantly in occupation. Halon 1301 was originally employed where personnel where in occupation however this gas has been withdrawn and replaced by Argon Gas. The number of gas bottles required is usually calculated by considering the volume of the room. | - | 20050 |  | Each | Per square metre | NA | NA | NA | 40.6025 | Option 2 | 54.68 | 34.67% | 149.3352 | 133.0349 | 227.7% | 143.3% | 133.0349 | 227.7% | Indexed | NA | VOA_GPN_GOV_UK\7246041 | 2019-08-30 | Low | - | High | Risk taken from previous CG | - | - | NA | SPONS M | NA | (BEAMS Note 2) The ERC for this item should be added to all other rateable items on the hereditament (except land). Therefore the total of the ERC of the other Building Items and the P&M ERC (where applicable) to enable the correct contract size adjustment to be made. ERC of Building Component + ERC of P&M = Total ERC to which contract size adjustment should be applied. The appropriate % adjustment should be made in accordance with the scale for contract size adjustment specified under section 6 of the RCG 2021 Guidance notes. The currency ERC rates are set at £4m (Four Million Pounds) @ 1st April 2019 (AVD) for the RCG 2021 Publication. | Fire Protection: Gas Systems. Notes: Carbon Dioxide is used extensively in electrical sub stations or where personnel are not constantly in occupation. Halon 1301 was originally employed where personnel where in occupation however this gas has been withdrawn and replaced by Argon Gas. The number of gas bottles required is usually calculated by considering the volume of the room. | - | 2 | TRUE
2538 | 208C03 | 8559 | 208C03 | Fire protection | Gas protection | Argon gas for compartment within complex | Based on floor area | 36m² x 3.5m ht | In many specialist areas water is not an appropriate medium especially where electrical or sensitive items are stored. Over the years various inert gasses have been used and the heavier inert gasses are preferred. CO2 is very popular especially in areas where humans do not work but where the workforce is employed Halon was formally used but today Argon is the most popular gas. The gas is stored in pressure vessels and when released forms a gas blanket which drops to the floor of the building and knocks out the oxygen which keeps the fire burning. The costs for the pipes and the heads is the same as for water sprinkler systems (see appropriate section) Once the system has been discharged it has to be re charged | Considered Not Applicable at time of Publication | (BEAMS Note 2) The ERC for this item should be added to all other rateable items on the hereditament (except land). Therefore the total of the ERC of the other Building Items and the P&M ERC (where applicable) to enable the correct contract size adjustment to be made. ERC of Building Component + ERC of P&M = Total ERC to which contract size adjustment should be applied. The appropriate % adjustment should be made in accordance with the scale for contract size adjustment specified under section 6 of the RCG 2023 Guidance notes. The currency ERC rates are set at £4m (Four Million Pounds) @ 1st April 2021 (AVD) for the RCG 2023 Publication. | Location within industrial complex - Argon Gas Control Room 185.6m2 x 3.5m high (main control room with computer control systems) Based on floor area ERC £36.00 £/m2 To include tanks, electrical detection system, pipes, and pipe supports, heads, installation and controls including alarms. | Record medium of protection used, storage vessels , sizes and age Where appropriate - number of outlets. | Class 2 Table 2 (f) Protection from Hazards fire and explosion protection and suppressions systems. List of Accessories 2 (v) pipes, tanks, valves. (viii) instruments …. et cetera | - | - | It is assumed that the item forms part of an average size specialist industrial complex. Where it would be normal to find more than one item in such a hereditament the ERC stated has been adjusted to reflect any number, quantity discount These figures are NOT one off figures. | - | Fire Protection: Gas Systems. Notes: Carbon Dioxide is used extensively in electrical sub stations or where personnel are not constantly in occupation. Halon 1301 was originally employed where personnel where in occupation however this gas has been withdrawn and replaced by Argon Gas. The number of gas bottles required is usually calculated by considering the volume of the room. | - | 20050 |  | Each | Per square metre | NA | NA | NA | 27.0683 | Option 2 | 36.4533 | 34.67% | 249.9512 | 222.6683 | 722.6% | 510.8% | 222.6683 | 722.6% | Indexed | NA | VOA_GPN_GOV_UK\7246041 | 2019-08-30 | Low | - | High | Risk taken from previous CG | - | - | NA | SPONS M | NA | (BEAMS Note 2) The ERC for this item should be added to all other rateable items on the hereditament (except land). Therefore the total of the ERC of the other Building Items and the P&M ERC (where applicable) to enable the correct contract size adjustment to be made. ERC of Building Component + ERC of P&M = Total ERC to which contract size adjustment should be applied. The appropriate % adjustment should be made in accordance with the scale for contract size adjustment specified under section 6 of the RCG 2021 Guidance notes. The currency ERC rates are set at £4m (Four Million Pounds) @ 1st April 2019 (AVD) for the RCG 2021 Publication. | Fire Protection: Gas Systems. Notes: Carbon Dioxide is used extensively in electrical sub stations or where personnel are not constantly in occupation. Halon 1301 was originally employed where personnel where in occupation however this gas has been withdrawn and replaced by Argon Gas. The number of gas bottles required is usually calculated by considering the volume of the room. | - | 2 | TRUE
2539 | 208C11 | 8560 | 208C11 | Fire protection | Gas protection | Argon gas for compartment within complex | Based on internal volume | 81m² x 3m ht | In many specialist areas water is not an appropriate medium especially where electrical or sensitive items are stored. Over the years various inert gasses have been used and the heavier inert gasses are preferred. CO2 is very popular especially in areas where humans do not work but where the workforce is employed Halon was formally used but today Argon is the most popular gas. The gas is stored in pressure vessels and when released forms a gas blanket which drops to the floor of the building and knocks out the oxygen which keeps the fire burning. The costs for the pipes and the heads is the same as for water sprinkler systems (see appropriate section) Once the system has been discharged it has to be re charged | Considered Not Applicable at time of Publication | (BEAMS Note 2) The ERC for this item should be added to all other rateable items on the hereditament (except land). Therefore the total of the ERC of the other Building Items and the P&M ERC (where applicable) to enable the correct contract size adjustment to be made. ERC of Building Component + ERC of P&M = Total ERC to which contract size adjustment should be applied. The appropriate % adjustment should be made in accordance with the scale for contract size adjustment specified under section 6 of the RCG 2023 Guidance notes. The currency ERC rates are set at £4m (Four Million Pounds) @ 1st April 2021 (AVD) for the RCG 2023 Publication. | Location within industrial complex - Argon Gas Control Room 185.6m2 x 3.5m high (main control room with computer control systems) Based on floor area ERC £36.00 £/m2 To include tanks, electrical detection system, pipes, and pipe supports, heads, installation and controls including alarms. | Record medium of protection used, storage vessels , sizes and age Where appropriate - number of outlets. | Class 2 Table 2 (f) Protection from Hazards fire and explosion protection and suppressions systems. List of Accessories 2 (v) pipes, tanks, valves. (viii) instruments …. et cetera | - | - | It is assumed that the item forms part of an average size specialist industrial complex. Where it would be normal to find more than one item in such a hereditament the ERC stated has been adjusted to reflect any number, quantity discount These figures are NOT one off figures. | - | Fire Protection: Gas Systems. Notes: Carbon Dioxide is used extensively in electrical sub stations or where personnel are not constantly in occupation. Halon 1301 was originally employed where personnel where in occupation however this gas has been withdrawn and replaced by Argon Gas. The number of gas bottles required is usually calculated by considering the volume of the room. | - | 20050 |  | Each | Per cubic metre | NA | NA | NA | 13.5342 | Option 2 | 18.2267 | 34.67% | 68.8425 | 61.3281 | 353.1% | 236.5% | 61.3281 | 353.1% | Indexed | NA | VOA_GPN_GOV_UK\7246041 | 2019-08-30 | Low | - | High | Risk taken from previous CG | - | - | NA | SPONS M | NA | (BEAMS Note 2) The ERC for this item should be added to all other rateable items on the hereditament (except land). Therefore the total of the ERC of the other Building Items and the P&M ERC (where applicable) to enable the correct contract size adjustment to be made. ERC of Building Component + ERC of P&M = Total ERC to which contract size adjustment should be applied. The appropriate % adjustment should be made in accordance with the scale for contract size adjustment specified under section 6 of the RCG 2021 Guidance notes. The currency ERC rates are set at £4m (Four Million Pounds) @ 1st April 2019 (AVD) for the RCG 2021 Publication. | Fire Protection: Gas Systems. Notes: Carbon Dioxide is used extensively in electrical sub stations or where personnel are not constantly in occupation. Halon 1301 was originally employed where personnel where in occupation however this gas has been withdrawn and replaced by Argon Gas. The number of gas bottles required is usually calculated by considering the volume of the room. | - | 2 | TRUE
2540 | 208C22 | 8561 | 208C22 | Fire protection | Gas protection | Argon gas for compartment within complex | Based on internal volume | 185.6m² x 3.5m ht | In many specialist areas water is not an appropriate medium especially where electrical or sensitive items are stored. Over the years various inert gasses have been used and the heavier inert gasses are preferred. CO2 is very popular especially in areas where humans do not work but where the workforce is employed Halon was formally used but today Argon is the most popular gas. The gas is stored in pressure vessels and when released forms a gas blanket which drops to the floor of the building and knocks out the oxygen which keeps the fire burning. The costs for the pipes and the heads is the same as for water sprinkler systems (see appropriate section) Once the system has been discharged it has to be re charged | Considered Not Applicable at time of Publication | (BEAMS Note 2) The ERC for this item should be added to all other rateable items on the hereditament (except land). Therefore the total of the ERC of the other Building Items and the P&M ERC (where applicable) to enable the correct contract size adjustment to be made. ERC of Building Component + ERC of P&M = Total ERC to which contract size adjustment should be applied. The appropriate % adjustment should be made in accordance with the scale for contract size adjustment specified under section 6 of the RCG 2023 Guidance notes. The currency ERC rates are set at £4m (Four Million Pounds) @ 1st April 2021 (AVD) for the RCG 2023 Publication. | Location within industrial complex - Argon Gas Control Room 185.6m2 x 3.5m high (main control room with computer control systems) Based on floor area ERC £36.00 £/m2 To include tanks, electrical detection system, pipes, and pipe supports, heads, installation and controls including alarms. | Record medium of protection used, storage vessels , sizes and age Where appropriate - number of outlets. | Class 2 Table 2 (f) Protection from Hazards fire and explosion protection and suppressions systems. List of Accessories 2 (v) pipes, tanks, valves. (viii) instruments …. et cetera | - | - | It is assumed that the item forms part of an average size specialist industrial complex. Where it would be normal to find more than one item in such a hereditament the ERC stated has been adjusted to reflect any number, quantity discount These figures are NOT one off figures. | - | Fire Protection: Gas Systems. Notes: Carbon Dioxide is used extensively in electrical sub stations or where personnel are not constantly in occupation. Halon 1301 was originally employed where personnel where in occupation however this gas has been withdrawn and replaced by Argon Gas. The number of gas bottles required is usually calculated by considering the volume of the room. | - | 20050 |  | Each | Per cubic metre | NA | NA | NA | 13.5342 | Option 2 | 18.2267 | 34.67% | 46.6011 | 41.5144 | 206.7% | 127.8% | 41.5144 | 206.7% | Indexed | NA | VOA_GPN_GOV_UK\7246041 | 2019-08-30 | Low | - | High | Risk taken from previous CG | - | - | NA | SPONS M | NA | (BEAMS Note 2) The ERC for this item should be added to all other rateable items on the hereditament (except land). Therefore the total of the ERC of the other Building Items and the P&M ERC (where applicable) to enable the correct contract size adjustment to be made. ERC of Building Component + ERC of P&M = Total ERC to which contract size adjustment should be applied. The appropriate % adjustment should be made in accordance with the scale for contract size adjustment specified under section 6 of the RCG 2021 Guidance notes. The currency ERC rates are set at £4m (Four Million Pounds) @ 1st April 2019 (AVD) for the RCG 2021 Publication. | Fire Protection: Gas Systems. Notes: Carbon Dioxide is used extensively in electrical sub stations or where personnel are not constantly in occupation. Halon 1301 was originally employed where personnel where in occupation however this gas has been withdrawn and replaced by Argon Gas. The number of gas bottles required is usually calculated by considering the volume of the room. | - | 2 | TRUE
2541 | 208C33 | 8562 | 208C33 | Fire protection | Gas protection | Argon gas for compartment within complex | Based on internal volume | 36m² x 3.5m ht | In many specialist areas water is not an appropriate medium especially where electrical or sensitive items are stored. Over the years various inert gasses have been used and the heavier inert gasses are preferred. CO2 is very popular especially in areas where humans do not work but where the workforce is employed Halon was formally used but today Argon is the most popular gas. The gas is stored in pressure vessels and when released forms a gas blanket which drops to the floor of the building and knocks out the oxygen which keeps the fire burning. The costs for the pipes and the heads is the same as for water sprinkler systems (see appropriate section) Once the system has been discharged it has to be re charged | Considered Not Applicable at time of Publication | (BEAMS Note 2) The ERC for this item should be added to all other rateable items on the hereditament (except land). Therefore the total of the ERC of the other Building Items and the P&M ERC (where applicable) to enable the correct contract size adjustment to be made. ERC of Building Component + ERC of P&M = Total ERC to which contract size adjustment should be applied. The appropriate % adjustment should be made in accordance with the scale for contract size adjustment specified under section 6 of the RCG 2023 Guidance notes. The currency ERC rates are set at £4m (Four Million Pounds) @ 1st April 2021 (AVD) for the RCG 2023 Publication. | Location within industrial complex - Argon Gas Control Room 185.6m2 x 3.5m high (main control room with computer control systems) Based on floor area ERC £36.00 £/m2 To include tanks, electrical detection system, pipes, and pipe supports, heads, installation and controls including alarms. | Record medium of protection used, storage vessels , sizes and age Where appropriate - number of outlets. | Class 2 Table 2 (f) Protection from Hazards fire and explosion protection and suppressions systems. List of Accessories 2 (v) pipes, tanks, valves. (viii) instruments …. et cetera | - | - | It is assumed that the item forms part of an average size specialist industrial complex. Where it would be normal to find more than one item in such a hereditament the ERC stated has been adjusted to reflect any number, quantity discount These figures are NOT one off figures. | - | Fire Protection: Gas Systems. Notes: Carbon Dioxide is used extensively in electrical sub stations or where personnel are not constantly in occupation. Halon 1301 was originally employed where personnel where in occupation however this gas has been withdrawn and replaced by Argon Gas. The number of gas bottles required is usually calculated by considering the volume of the room. | - | 20050 |  | Each | Per cubic metre | NA | NA | NA | 8.4589 | Option 2 | 11.3917 | 34.67% | 80.4928 | 71.7068 | 747.7% | 529.5% | 71.7068 | 747.7% | Indexed | NA | VOA_GPN_GOV_UK\7246041 | 2019-08-30 | Low | - | High | Risk taken from previous CG | - | - | NA | SPONS M | NA | (BEAMS Note 2) The ERC for this item should be added to all other rateable items on the hereditament (except land). Therefore the total of the ERC of the other Building Items and the P&M ERC (where applicable) to enable the correct contract size adjustment to be made. ERC of Building Component + ERC of P&M = Total ERC to which contract size adjustment should be applied. The appropriate % adjustment should be made in accordance with the scale for contract size adjustment specified under section 6 of the RCG 2021 Guidance notes. The currency ERC rates are set at £4m (Four Million Pounds) @ 1st April 2019 (AVD) for the RCG 2021 Publication. | Fire Protection: Gas Systems. Notes: Carbon Dioxide is used extensively in electrical sub stations or where personnel are not constantly in occupation. Halon 1301 was originally employed where personnel where in occupation however this gas has been withdrawn and replaced by Argon Gas. The number of gas bottles required is usually calculated by considering the volume of the room. | - | 2 | TRUE
2542 | 208D01 | 8548 | 208D01 | Fire protection | Sprinklers | Outside and round plant | - | - | This system is exactly the one envisaged in RSA when the tick box is invoked. The assumption is that the pressure in the street mains is sufficient to supply the whole system continuously (or until the fire engines arrive). The Costs are based on the number of heads. This includes:- mains pipes from the boundary fence to the building, control and regulation valves including gauges and dials, mains pipework (and supports) throughout the buildings, branch pipework (and supports) and the head mechanism itself. Also included are the detection devises and the alarm systems and the computer control / display equipment. Read :- Cost Information Notes below The type of goods / assets being protected are assessed and the number of heads are calculated to suit BS 5306 Part 2 1990. Mains street supply with no extra pumping is assumed. (i) High Hazard Class :- Occupancies 97 sq ft (9m2) per head e.g. chemical work, petrol storage. (ii) Ordinary Hazard Class :- Occupancies 130 sq ft (12m2) per head e.g. factories, offices, shops. (iii) Light Hazard Class :- Occupancies 225 sq ft (21m2) per head e.g. steel stockholders, warehousing of inert materials. The greater the Hazard rating the more densely the bulbs are located and thus the greater number required. The heads become active when the heat from below a certain section is so great it expands the liquid held in the glass head bulb whereupon the bulb breaks. This allows the water to flow - the water hits the star shaped devise fitted above the bulb whereupon the water forms a shower, which falls to the ground. In many cases the bulbs released at any one time may be restricted thus not causing undue water damage. The system may have water behind the bulb but in many cases, especially in shops and offices the system is dry - air holds back the water. The release of the bulb allows the water behind the air to drive it out and spray water as normal. In many cases a control can be seen saying, dry riser. The water requirement for over 100 heads is significant. | Considered Not Applicable at time of Publication | (BEAMS Note 1) The ERC for this item should be added to the total of the ERC of the other P&M items on the site and the Buildings ERC (where applicable) to enable the correct contract size adjustment to be made. ERC of P&M Items + ERC of Building Component’s = Total ERC (net figure rateable items only) to which contract size adjustment should be applied The 2023 Generic Contractors Test Spreadsheet has this facility built into the programme - it is recommended you undertake all contractors test valuations using this spreadsheet. (Details on the application of contract size adjustments can be found in the RCG 2023 Guidance notes). Where RV is calculated using the comparative method (rental method) the contract size adjustment should be made as follows: Select - SCAT code box ""P and M as an addition” within the 2023 Generic Contractors Test Spreadsheet facility. Or Where the spreadsheet is not used take the: Reciprocal of statutory de-capitalisation rate (i.e. 5% reciprocal = 20) multiply by rateable value of the buildings (before any overall end allowances are made and after making a notional deduction for the land value) and add to the ERC of P&M. Use resultant figure to calculate contract size adjustment. (Guidance Notes - Section 6) | The costs per head ONLY are for what is described above. Where firewater header tanks are employed, pumps, et cetera see Cost Guide for additional costings. High Hazard Class above may require these extra facilities. This addition is usually applied where a life safety situation arises i.e. shops, offices, hotels, areas were children / elderly - infirm are present. | Count or estimate the total number of heads served by one mains connection ( this may be more than one building on site. Beware there may be more than one mains connection | Class 2 Table 2 (f) PROTECTION FROM HAZARDS fire and explosion protection and suppression systems. List of Accessories 2 (i) to (viii) incl | When sprinklers form part of the manufacturing Operations - This is very specific and unlikely to be encountered | Fire ring mains, firewater header tanks, firewater pump sets, fire alarm systems ( no sprinklers ) | It is assumed that the item forms part of an average size industrial, commercial or office complex. Where it would be normal to find more than one item in such a hereditament the ERC stated has been adjusted to reflect any number / quantity, discount. These figures are NOT one off figures. | - | Photo 1 - Sprinklers round plant | - | 20051 |  | Each | Per sprinkler head | NA | NA | NA | 126.8828 | Option 2 | 170.875 | 34.67% | 1006.1595 | 896.3344 | 606.4% | 424.6% | 896.3344 | 606.4% | Indexed | NA | VOA_GPN_GOV_UK\7246041 | 2019-08-30 | Low | - | High | Risk taken from previous CG | - | - | NA | SPONS M | NA | (BEAMS Note 1) The ERC for this item should be added to the total of the ERC of the other P&M items on the site and the Buildings ERC (where applicable) to enable the correct contract size adjustment to be made. ERC of P&M Items + ERC of Building Component’s = Total ERC (net figure rateable items only) to which contract size adjustment should be applied The 2021 Generic Contractors Test Spreadsheet has this facility built into the programme - it is recommended you undertake all contractors test valuations using this spreadsheet. (Details on the application of contract size adjustments can be found in the RCG 2021 Guidance notes). Where RV is calculated using the comparative method (rental method) the contract size adjustment should be made as follows: Select - SCAT code box "P and M as an addition” within the 2021 Generic Contractors Test Spreadsheet facility. Or Where the spreadsheet is not used take the: Reciprocal of statutory de-capitalisation rate (i.e. 5% reciprocal = 20) multiply by rateable value of the buildings (before any overall end allowances are made and after making a notional deduction for the land value) and add to the ERC of P&M. Use resultant figure to calculate contract size adjustment. (Guidance Notes - Section 6) | Photo 1 - Sprinklers round plant | - | 1 | TRUE
2543 | 208A08 | 8129 | 208A08 | Fire protection | Water sprinklers - mains supply | High Pile Stacking - extra high hazard class | Sophisticated alarm - detection system | Up to 100 heads | Sprinkler head and pipe work within a factory building. Notes - Automatic fire detectors / smoke detectors. Each system is designed for the type of building in which it is to be used and the type of materials being protected. BS 5306 Part 2 1990. (1) High Hazard Class: Occupancies 97 sq ft (9m2) per head e.g. chemical work, petrol storage. (2) Ordinary Hazard Class: Occupancies 130 sq ft (12m2) per head Factories, offices, shops etc. (3) Light Hazard Class: Occupancies 225 sq ft (21m2) per head e.g. steel stockholding warehouse. In (2) older ordinary hazard class systems usually the town water supply is adequate. However the widespread reduction of town water main pressure has meant that most modern ordinary hazard systems now demand tanks and pump backup system. Assume all modern systems require an addition for a tank, pumps and mains connection pipes unless informed otherwise. For (1) extra high hazard class a pump and tank system is required and a separate addition should be made for this item in all cases. All detection systems of control electrics, pipes and alarms are included in the costs. Town Water only systems are not suitable for life safety applications i.e. as in hotels, offices and shops. Terms: Wet System: Water is in pipe up to sprinkler head at all times. Dry System: Pipe work is charged with air to prevent water lying in pipes used in cold stores or areas where frost damage could occur. | Considered Not Applicable at time of Publication | (BEAMS Note 2) The ERC for this item should be added to all other rateable items on the hereditament (except land). Therefore the total of the ERC of the other Building Items and the P&M ERC (where applicable) to enable the correct contract size adjustment to be made. ERC of Building Component + ERC of P&M = Total ERC to which contract size adjustment should be applied. The appropriate % adjustment should be made in accordance with the scale for contract size adjustment specified under section 6 of the RCG 2023 Guidance notes. The currency ERC rates are set at £4m (Four Million Pounds) @ 1st April 2021 (AVD) for the RCG 2023 Publication. | Normal Stacking. Normal height stacking. Fire risk low. Ordinary hazard. Mains water supply. Individual head glass bulb detection. One head every 10m2 - 12m2. The water mains from the town supply to the building and the pipe work in the building is included in these costs. Where applicable the pipe work from a storage tank to the building is included in the costs. Where a ring main is employed or branch mains to items of rateable plant a separate figure is required for the pipe work. Concrete foundations to tanks, motors and pumps are additional costs, as are costs for, insulation to pipes, pipe racks and pipe supports. All these items are to be rated under Class 2 and List of Accessories 2. (i) to (viii) | Count or estimate number of heads based on area | Class 2 Table 2 (f) protection hazard List of accessories 2(i), (v), (vii), (viii) | Unlikely to fall within Class 2 other than gas systems may well so do. See Gas Protection Halon/CO2 | Alarms, tanks, foundations, pipes, pumps | It is assumed that the item forms part of an average size specialist industrial complex. Where it would be normal to find more than one item in such a hereditament the ERC stated has been adjusted to reflect any number, quantity discount These figures are NOT one off figures. | - | Fire Protection - Firewater Sprinkler Systems Heads | - | 20056 |  | Each | Per sprinkler head | NA | NA | NA | 296.0599 | Option 2 | 398.7084 | 34.67% | 519.496 | 462.7916 | 56.32% | 16.07% | 462.7916 | 56.32% | Indexed | NA | VOA_GPN_GOV_UK\7246041 | 2019-08-30 | Low | - | High | Risk taken from previous CG | - | - | NA | SPONS M | NA | (BEAMS Note 2) The ERC for this item should be added to all other rateable items on the hereditament (except land). Therefore the total of the ERC of the other Building Items and the P&M ERC (where applicable) to enable the correct contract size adjustment to be made. ERC of Building Component + ERC of P&M = Total ERC to which contract size adjustment should be applied. The appropriate % adjustment should be made in accordance with the scale for contract size adjustment specified under section 6 of the RCG 2021 Guidance notes. The currency ERC rates are set at £4m (Four Million Pounds) @ 1st April 2019 (AVD) for the RCG 2021 Publication. | Fire Protection - Firewater Sprinkler Systems Heads | - | 2 | TRUE
2544 | 208A09 | 8130 | 208A09 | Fire protection | Water sprinklers - mains supply | High Pile Stacking - extra high hazard class | Sophisticated alarm - detection system | Over 100 heads | Sprinkler head and pipe work within a factory building. Notes - Automatic fire detectors / smoke detectors. Each system is designed for the type of building in which it is to be used and the type of materials being protected. BS 5306 Part 2 1990. (1) High Hazard Class: Occupancies 97 sq ft (9m2) per head e.g. chemical work, petrol storage. (2) Ordinary Hazard Class: Occupancies 130 sq ft (12m2) per head Factories, offices, shops etc. (3) Light Hazard Class: Occupancies 225 sq ft (21m2) per head e.g. steel stockholding warehouse. In (2) older ordinary hazard class systems usually the town water supply is adequate. However the widespread reduction of town water main pressure has meant that most modern ordinary hazard systems now demand tanks and pump backup system. Assume all modern systems require an addition for a tank, pumps and mains connection pipes unless informed otherwise. For (1) extra high hazard class a pump and tank system is required and a separate addition should be made for this item in all cases. All detection systems of control electrics, pipes and alarms are included in the costs. Town Water only systems are not suitable for life safety applications i.e. as in hotels, offices and shops. Terms: Wet System: Water is in pipe up to sprinkler head at all times. Dry System: Pipe work is charged with air to prevent water lying in pipes used in cold stores or areas where frost damage could occur. | Considered Not Applicable at time of Publication | (BEAMS Note 2) The ERC for this item should be added to all other rateable items on the hereditament (except land). Therefore the total of the ERC of the other Building Items and the P&M ERC (where applicable) to enable the correct contract size adjustment to be made. ERC of Building Component + ERC of P&M = Total ERC to which contract size adjustment should be applied. The appropriate % adjustment should be made in accordance with the scale for contract size adjustment specified under section 6 of the RCG 2023 Guidance notes. The currency ERC rates are set at £4m (Four Million Pounds) @ 1st April 2021 (AVD) for the RCG 2023 Publication. | Normal Stacking. Normal height stacking. Fire risk low. Ordinary hazard. Mains water supply. Individual head glass bulb detection. One head every 10m2 - 12m2. The water mains from the town supply to the building and the pipe work in the building is included in these costs. Where applicable the pipe work from a storage tank to the building is included in the costs. Where a ring main is employed or branch mains to items of rateable plant a separate figure is required for the pipe work. Concrete foundations to tanks, motors and pumps are additional costs, as are costs for, insulation to pipes, pipe racks and pipe supports. All these items are to be rated under Class 2 and List of Accessories 2. (i) to (viii) | Count or estimate number of heads based on area | Class 2 Table 2 (f) protection hazard List of accessories 2(i), (v), (vii), (viii) | Unlikely to fall within Class 2 other than gas systems may well so do. See Gas Protection Halon/CO2 | Alarms, tanks, foundations, pipes, pumps | It is assumed that the item forms part of an average size specialist industrial complex. Where it would be normal to find more than one item in such a hereditament the ERC stated has been adjusted to reflect any number, quantity discount These figures are NOT one off figures. | - | Fire Protection - Firewater Sprinkler Systems Heads | - | 20056 |  | Each | Per sprinkler head | NA | NA | NA | 236.8479 | Option 2 | 318.9667 | 34.67% | 415.5968 | 370.2333 | 56.32% | 16.07% | 370.2333 | 56.32% | Indexed | NA | VOA_GPN_GOV_UK\7246041 | 2019-08-30 | Low | - | High | Risk taken from previous CG | - | - | NA | SPONS M | NA | (BEAMS Note 2) The ERC for this item should be added to all other rateable items on the hereditament (except land). Therefore the total of the ERC of the other Building Items and the P&M ERC (where applicable) to enable the correct contract size adjustment to be made. ERC of Building Component + ERC of P&M = Total ERC to which contract size adjustment should be applied. The appropriate % adjustment should be made in accordance with the scale for contract size adjustment specified under section 6 of the RCG 2021 Guidance notes. The currency ERC rates are set at £4m (Four Million Pounds) @ 1st April 2019 (AVD) for the RCG 2021 Publication. | Fire Protection - Firewater Sprinkler Systems Heads | - | 2 | TRUE
2545 | 208A06 | 8127 | 208A06 | Fire protection | Water sprinklers - mains supply | High Pile Stacking - high hazard class | Individual bulbs - One head every 9m² | 100 - 200 heads | Sprinkler head and pipe work within a factory building. Notes - Automatic fire detectors / smoke detectors. Each system is designed for the type of building in which it is to be used and the type of materials being protected. BS 5306 Part 2 1990. (1) High Hazard Class: Occupancies 97 sq ft (9m2) per head e.g. chemical work, petrol storage. (2) Ordinary Hazard Class: Occupancies 130 sq ft (12m2) per head Factories, offices, shops etc. (3) Light Hazard Class: Occupancies 225 sq ft (21m2) per head e.g. steel stockholding warehouse. In (2) older ordinary hazard class systems usually the town water supply is adequate. However the widespread reduction of town water main pressure has meant that most modern ordinary hazard systems now demand tanks and pump backup system. Assume all modern systems require an addition for a tank, pumps and mains connection pipes unless informed otherwise. For (1) extra high hazard class a pump and tank system is required and a separate addition should be made for this item in all cases. All detection systems of control electrics, pipes and alarms are included in the costs. Town Water only systems are not suitable for life safety applications i.e. as in hotels, offices and shops. Terms: Wet System: Water is in pipe up to sprinkler head at all times. Dry System: Pipe work is charged with air to prevent water lying in pipes used in cold stores or areas where frost damage could occur. | Considered Not Applicable at time of Publication | (BEAMS Note 2) The ERC for this item should be added to all other rateable items on the hereditament (except land). Therefore the total of the ERC of the other Building Items and the P&M ERC (where applicable) to enable the correct contract size adjustment to be made. ERC of Building Component + ERC of P&M = Total ERC to which contract size adjustment should be applied. The appropriate % adjustment should be made in accordance with the scale for contract size adjustment specified under section 6 of the RCG 2023 Guidance notes. The currency ERC rates are set at £4m (Four Million Pounds) @ 1st April 2021 (AVD) for the RCG 2023 Publication. | Normal Stacking. Normal height stacking. Fire risk low. Ordinary hazard. Mains water supply. Individual head glass bulb detection. One head every 10m2 - 12m2. The water mains from the town supply to the building and the pipe work in the building is included in these costs. Where applicable the pipe work from a storage tank to the building is included in the costs. Where a ring main is employed or branch mains to items of rateable plant a separate figure is required for the pipe work. Concrete foundations to tanks, motors and pumps are additional costs, as are costs for, insulation to pipes, pipe racks and pipe supports. All these items are to be rated under Class 2 and List of Accessories 2. (i) to (viii) | Count or estimate number of heads based on area | Class 2 Table 2 (f) protection hazard List of accessories 2(i), (v), (vii), (viii) | Unlikely to fall within Class 2 other than gas systems may well so do. See Gas Protection Halon/CO2 | Alarms, tanks, foundations, pipes, pumps | It is assumed that the item forms part of an average size specialist industrial complex. Where it would be normal to find more than one item in such a hereditament the ERC stated has been adjusted to reflect any number, quantity discount These figures are NOT one off figures. | - | Fire Protection - Firewater Sprinkler Systems Heads | - | 20056 |  | Each | Per sprinkler head | NA | NA | NA | 169.1771 | Option 2 | 227.8334 | 34.67% | 240.3662 | 214.1296 | 26.57% | -6.015% | 214.1296 | 26.57% | Indexed | NA | VOA_GPN_GOV_UK\7246041 | 2019-08-30 | Low | - | High | Risk taken from previous CG | - | - | NA | SPONS M | NA | (BEAMS Note 2) The ERC for this item should be added to all other rateable items on the hereditament (except land). Therefore the total of the ERC of the other Building Items and the P&M ERC (where applicable) to enable the correct contract size adjustment to be made. ERC of Building Component + ERC of P&M = Total ERC to which contract size adjustment should be applied. The appropriate % adjustment should be made in accordance with the scale for contract size adjustment specified under section 6 of the RCG 2021 Guidance notes. The currency ERC rates are set at £4m (Four Million Pounds) @ 1st April 2019 (AVD) for the RCG 2021 Publication. | Fire Protection - Firewater Sprinkler Systems Heads | - | 2 | TRUE
2546 | 208A07 | 8128 | 208A07 | Fire protection | Water sprinklers - mains supply | High Pile Stacking - high hazard class | Individual bulbs - One head every 9m² | Over 200 heads | Sprinkler head and pipe work within a factory building. Notes - Automatic fire detectors / smoke detectors. Each system is designed for the type of building in which it is to be used and the type of materials being protected. BS 5306 Part 2 1990. (1) High Hazard Class: Occupancies 97 sq ft (9m2) per head e.g. chemical work, petrol storage. (2) Ordinary Hazard Class: Occupancies 130 sq ft (12m2) per head Factories, offices, shops etc. (3) Light Hazard Class: Occupancies 225 sq ft (21m2) per head e.g. steel stockholding warehouse. In (2) older ordinary hazard class systems usually the town water supply is adequate. However the widespread reduction of town water main pressure has meant that most modern ordinary hazard systems now demand tanks and pump backup system. Assume all modern systems require an addition for a tank, pumps and mains connection pipes unless informed otherwise. For (1) extra high hazard class a pump and tank system is required and a separate addition should be made for this item in all cases. All detection systems of control electrics, pipes and alarms are included in the costs. Town Water only systems are not suitable for life safety applications i.e. as in hotels, offices and shops. Terms: Wet System: Water is in pipe up to sprinkler head at all times. Dry System: Pipe work is charged with air to prevent water lying in pipes used in cold stores or areas where frost damage could occur. | Considered Not Applicable at time of Publication | (BEAMS Note 2) The ERC for this item should be added to all other rateable items on the hereditament (except land). Therefore the total of the ERC of the other Building Items and the P&M ERC (where applicable) to enable the correct contract size adjustment to be made. ERC of Building Component + ERC of P&M = Total ERC to which contract size adjustment should be applied. The appropriate % adjustment should be made in accordance with the scale for contract size adjustment specified under section 6 of the RCG 2023 Guidance notes. The currency ERC rates are set at £4m (Four Million Pounds) @ 1st April 2021 (AVD) for the RCG 2023 Publication. | Normal Stacking. Normal height stacking. Fire risk low. Ordinary hazard. Mains water supply. Individual head glass bulb detection. One head every 10m2 - 12m2. The water mains from the town supply to the building and the pipe work in the building is included in these costs. Where applicable the pipe work from a storage tank to the building is included in the costs. Where a ring main is employed or branch mains to items of rateable plant a separate figure is required for the pipe work. Concrete foundations to tanks, motors and pumps are additional costs, as are costs for, insulation to pipes, pipe racks and pipe supports. All these items are to be rated under Class 2 and List of Accessories 2. (i) to (viii) | Count or estimate number of heads based on area | Class 2 Table 2 (f) protection hazard List of accessories 2(i), (v), (vii), (viii) | Unlikely to fall within Class 2 other than gas systems may well so do. See Gas Protection Halon/CO2 | Alarms, tanks, foundations, pipes, pumps | It is assumed that the item forms part of an average size specialist industrial complex. Where it would be normal to find more than one item in such a hereditament the ERC stated has been adjusted to reflect any number, quantity discount These figures are NOT one off figures. | - | Fire Protection - Firewater Sprinkler Systems Heads | - | 20056 |  | Each | Per sprinkler head | NA | NA | NA | 126.8828 | Option 2 | 170.875 | 34.67% | 216.3296 | 192.7166 | 51.89% | 12.78% | 192.7166 | 51.89% | Indexed | NA | VOA_GPN_GOV_UK\7246041 | 2019-08-30 | Low | - | High | Risk taken from previous CG | - | - | NA | SPONS M | NA | (BEAMS Note 2) The ERC for this item should be added to all other rateable items on the hereditament (except land). Therefore the total of the ERC of the other Building Items and the P&M ERC (where applicable) to enable the correct contract size adjustment to be made. ERC of Building Component + ERC of P&M = Total ERC to which contract size adjustment should be applied. The appropriate % adjustment should be made in accordance with the scale for contract size adjustment specified under section 6 of the RCG 2021 Guidance notes. The currency ERC rates are set at £4m (Four Million Pounds) @ 1st April 2019 (AVD) for the RCG 2021 Publication. | Fire Protection - Firewater Sprinkler Systems Heads | - | 2 | TRUE
2547 | 208A01 | 8120 | 208A01 | Fire protection | Water sprinklers - mains supply | Normal stacking - low risk | Individual bulbs - one head every 10m² to 12m² | Up to 100 heads | Sprinkler head and pipe work within a factory building. Notes - Automatic fire detectors / smoke detectors. Each system is designed for the type of building in which it is to be used and the type of materials being protected. BS 5306 Part 2 1990. (1) High Hazard Class: Occupancies 97 sq ft (9m2) per head e.g. chemical work, petrol storage. (2) Ordinary Hazard Class: Occupancies 130 sq ft (12m2) per head Factories, offices, shops etc. (3) Light Hazard Class: Occupancies 225 sq ft (21m2) per head e.g. steel stockholding warehouse. In (2) older ordinary hazard class systems usually the town water supply is adequate. However the widespread reduction of town water main pressure has meant that most modern ordinary hazard systems now demand tanks and pump backup system. Assume all modern systems require an addition for a tank, pumps and mains connection pipes unless informed otherwise. For (1) extra high hazard class a pump and tank system is required and a separate addition should be made for this item in all cases. All detection systems of control electrics, pipes and alarms are included in the costs. Town Water only systems are not suitable for life safety applications i.e. as in hotels, offices and shops. Terms: Wet System: Water is in pipe up to sprinkler head at all times. Dry System: Pipe work is charged with air to prevent water lying in pipes used in cold stores or areas where frost damage could occur. | Considered Not Applicable at time of Publication | (BEAMS Note 2) The ERC for this item should be added to all other rateable items on the hereditament (except land). Therefore the total of the ERC of the other Building Items and the P&M ERC (where applicable) to enable the correct contract size adjustment to be made. ERC of Building Component + ERC of P&M = Total ERC to which contract size adjustment should be applied. The appropriate % adjustment should be made in accordance with the scale for contract size adjustment specified under section 6 of the RCG 2023 Guidance notes. The currency ERC rates are set at £4m (Four Million Pounds) @ 1st April 2021 (AVD) for the RCG 2023 Publication. | Normal Stacking. Normal height stacking. Fire risk low. Ordinary hazard. Mains water supply. Individual head glass bulb detection. One head every 10m2 - 12m2. The water mains from the town supply to the building and the pipe work in the building is included in these costs. Where applicable the pipe work from a storage tank to the building is included in the costs. Where a ring main is employed or branch mains to items of rateable plant a separate figure is required for the pipe work. Concrete foundations to tanks, motors and pumps are additional costs, as are costs for, insulation to pipes, pipe racks and pipe supports. All these items are to be rated under Class 2 and List of Accessories 2. (i) to (viii) | Count or estimate number of heads based on area | Class 2 Table 2 (f) protection hazard List of accessories 2(i), (v), (vii), (viii) | Unlikely to fall within Class 2 other than gas systems may well so do. See Gas Protection Halon/CO2 | Alarms, tanks, foundations, pipes, pumps | It is assumed that the item forms part of an average size specialist industrial complex. Where it would be normal to find more than one item in such a hereditament the ERC stated has been adjusted to reflect any number, quantity discount These figures are NOT one off figures. | - | Fire Protection - Firewater Sprinkler Systems Heads | - | 20056 |  | Each | Per sprinkler head | NA | NA | NA | 173.4065 | Option 2 | 233.5292 | 34.67% | 282.7838 | 251.9172 | 45.28% | 7.874% | 251.9172 | 45.28% | Indexed | NA | VOA_GPN_GOV_UK\7246041 | 2019-08-30 | Low | - | High | Risk taken from previous CG | - | - | NA | SPONS M | NA | (BEAMS Note 2) The ERC for this item should be added to all other rateable items on the hereditament (except land). Therefore the total of the ERC of the other Building Items and the P&M ERC (where applicable) to enable the correct contract size adjustment to be made. ERC of Building Component + ERC of P&M = Total ERC to which contract size adjustment should be applied. The appropriate % adjustment should be made in accordance with the scale for contract size adjustment specified under section 6 of the RCG 2021 Guidance notes. The currency ERC rates are set at £4m (Four Million Pounds) @ 1st April 2019 (AVD) for the RCG 2021 Publication. | Fire Protection - Firewater Sprinkler Systems Heads | - | 2 | TRUE
2548 | 208A02 | 8121 | 208A02 | Fire protection | Water sprinklers - mains supply | Normal stacking - low risk | Individual bulbs - one head every 10m² to 12m² | 100 to 200 heads | Sprinkler head and pipe work within a factory building. Notes - Automatic fire detectors / smoke detectors. Each system is designed for the type of building in which it is to be used and the type of materials being protected. BS 5306 Part 2 1990. (1) High Hazard Class: Occupancies 97 sq ft (9m2) per head e.g. chemical work, petrol storage. (2) Ordinary Hazard Class: Occupancies 130 sq ft (12m2) per head Factories, offices, shops etc. (3) Light Hazard Class: Occupancies 225 sq ft (21m2) per head e.g. steel stockholding warehouse. In (2) older ordinary hazard class systems usually the town water supply is adequate. However the widespread reduction of town water main pressure has meant that most modern ordinary hazard systems now demand tanks and pump backup system. Assume all modern systems require an addition for a tank, pumps and mains connection pipes unless informed otherwise. For (1) extra high hazard class a pump and tank system is required and a separate addition should be made for this item in all cases. All detection systems of control electrics, pipes and alarms are included in the costs. Town Water only systems are not suitable for life safety applications i.e. as in hotels, offices and shops. Terms: Wet System: Water is in pipe up to sprinkler head at all times. Dry System: Pipe work is charged with air to prevent water lying in pipes used in cold stores or areas where frost damage could occur. | Considered Not Applicable at time of Publication | (BEAMS Note 2) The ERC for this item should be added to all other rateable items on the hereditament (except land). Therefore the total of the ERC of the other Building Items and the P&M ERC (where applicable) to enable the correct contract size adjustment to be made. ERC of Building Component + ERC of P&M = Total ERC to which contract size adjustment should be applied. The appropriate % adjustment should be made in accordance with the scale for contract size adjustment specified under section 6 of the RCG 2023 Guidance notes. The currency ERC rates are set at £4m (Four Million Pounds) @ 1st April 2021 (AVD) for the RCG 2023 Publication. | Normal Stacking. Normal height stacking. Fire risk low. Ordinary hazard. Mains water supply. Individual head glass bulb detection. One head every 10m2 - 12m2. The water mains from the town supply to the building and the pipe work in the building is included in these costs. Where applicable the pipe work from a storage tank to the building is included in the costs. Where a ring main is employed or branch mains to items of rateable plant a separate figure is required for the pipe work. Concrete foundations to tanks, motors and pumps are additional costs, as are costs for, insulation to pipes, pipe racks and pipe supports. All these items are to be rated under Class 2 and List of Accessories 2. (i) to (viii) | Count or estimate number of heads based on area | Class 2 Table 2 (f) protection hazard List of accessories 2(i), (v), (vii), (viii) | Unlikely to fall within Class 2 other than gas systems may well so do. See Gas Protection Halon/CO2 | Alarms, tanks, foundations, pipes, pumps | It is assumed that the item forms part of an average size specialist industrial complex. Where it would be normal to find more than one item in such a hereditament the ERC stated has been adjusted to reflect any number, quantity discount These figures are NOT one off figures. | - | Fire Protection - Firewater Sprinkler Systems Heads | - | 20056 |  | Each | Per sprinkler head | NA | NA | NA | 148.03 | Option 2 | 199.3542 | 34.67% | 226.227 | 201.5337 | 36.14% | 1.093% | 201.5337 | 36.14% | Indexed | NA | VOA_GPN_GOV_UK\7246041 | 2019-08-30 | Low | - | High | Risk taken from previous CG | - | - | NA | SPONS M | NA | (BEAMS Note 2) The ERC for this item should be added to all other rateable items on the hereditament (except land). Therefore the total of the ERC of the other Building Items and the P&M ERC (where applicable) to enable the correct contract size adjustment to be made. ERC of Building Component + ERC of P&M = Total ERC to which contract size adjustment should be applied. The appropriate % adjustment should be made in accordance with the scale for contract size adjustment specified under section 6 of the RCG 2021 Guidance notes. The currency ERC rates are set at £4m (Four Million Pounds) @ 1st April 2019 (AVD) for the RCG 2021 Publication. | Fire Protection - Firewater Sprinkler Systems Heads | - | 2 | TRUE
2549 | 208A03 | 8122 | 208A03 | Fire protection | Water sprinklers - mains supply | Normal stacking - low risk | Individual bulbs - one head every 10m² to 12m² | Over 200 heads | Sprinkler head and pipe work within a factory building. Notes - Automatic fire detectors / smoke detectors. Each system is designed for the type of building in which it is to be used and the type of materials being protected. BS 5306 Part 2 1990. (1) High Hazard Class: Occupancies 97 sq ft (9m2) per head e.g. chemical work, petrol storage. (2) Ordinary Hazard Class: Occupancies 130 sq ft (12m2) per head Factories, offices, shops etc. (3) Light Hazard Class: Occupancies 225 sq ft (21m2) per head e.g. steel stockholding warehouse. In (2) older ordinary hazard class systems usually the town water supply is adequate. However the widespread reduction of town water main pressure has meant that most modern ordinary hazard systems now demand tanks and pump backup system. Assume all modern systems require an addition for a tank, pumps and mains connection pipes unless informed otherwise. For (1) extra high hazard class a pump and tank system is required and a separate addition should be made for this item in all cases. All detection systems of control electrics, pipes and alarms are included in the costs. Town Water only systems are not suitable for life safety applications i.e. as in hotels, offices and shops. Terms: Wet System: Water is in pipe up to sprinkler head at all times. Dry System: Pipe work is charged with air to prevent water lying in pipes used in cold stores or areas where frost damage could occur. | Considered Not Applicable at time of Publication | (BEAMS Note 2) The ERC for this item should be added to all other rateable items on the hereditament (except land). Therefore the total of the ERC of the other Building Items and the P&M ERC (where applicable) to enable the correct contract size adjustment to be made. ERC of Building Component + ERC of P&M = Total ERC to which contract size adjustment should be applied. The appropriate % adjustment should be made in accordance with the scale for contract size adjustment specified under section 6 of the RCG 2023 Guidance notes. The currency ERC rates are set at £4m (Four Million Pounds) @ 1st April 2021 (AVD) for the RCG 2023 Publication. | Normal Stacking. Normal height stacking. Fire risk low. Ordinary hazard. Mains water supply. Individual head glass bulb detection. One head every 10m2 - 12m2. The water mains from the town supply to the building and the pipe work in the building is included in these costs. Where applicable the pipe work from a storage tank to the building is included in the costs. Where a ring main is employed or branch mains to items of rateable plant a separate figure is required for the pipe work. Concrete foundations to tanks, motors and pumps are additional costs, as are costs for, insulation to pipes, pipe racks and pipe supports. All these items are to be rated under Class 2 and List of Accessories 2. (i) to (viii) | Count or estimate number of heads based on area | Class 2 Table 2 (f) protection hazard List of accessories 2(i), (v), (vii), (viii) | Unlikely to fall within Class 2 other than gas systems may well so do. See Gas Protection Halon/CO2 | Alarms, tanks, foundations, pipes, pumps | It is assumed that the item forms part of an average size specialist industrial complex. Where it would be normal to find more than one item in such a hereditament the ERC stated has been adjusted to reflect any number, quantity discount These figures are NOT one off figures. | - | Fire Protection - Firewater Sprinkler Systems Heads | - | 20056 |  | Each | Per sprinkler head | NA | NA | NA | 135.3417 | Option 2 | 182.2667 | 34.67% | 203.6043 | 181.3803 | 34.02% | -0.4863% | 181.3803 | 34.02% | Indexed | NA | VOA_GPN_GOV_UK\7246041 | 2019-08-30 | Low | - | High | Risk taken from previous CG | - | - | NA | SPONS M | NA | (BEAMS Note 2) The ERC for this item should be added to all other rateable items on the hereditament (except land). Therefore the total of the ERC of the other Building Items and the P&M ERC (where applicable) to enable the correct contract size adjustment to be made. ERC of Building Component + ERC of P&M = Total ERC to which contract size adjustment should be applied. The appropriate % adjustment should be made in accordance with the scale for contract size adjustment specified under section 6 of the RCG 2021 Guidance notes. The currency ERC rates are set at £4m (Four Million Pounds) @ 1st April 2019 (AVD) for the RCG 2021 Publication. | Fire Protection - Firewater Sprinkler Systems Heads | - | 2 | TRUE
2550 | 208A04 | 8123 | 208A04 | Fire protection | Water sprinklers - mains supply | Normal stacking - low risk | Sophisticated alarm - detection system | Up to 100 heads | Sprinkler head and pipe work within a factory building. Notes - Automatic fire detectors / smoke detectors. Each system is designed for the type of building in which it is to be used and the type of materials being protected. BS 5306 Part 2 1990. (1) High Hazard Class: Occupancies 97 sq ft (9m2) per head e.g. chemical work, petrol storage. (2) Ordinary Hazard Class: Occupancies 130 sq ft (12m2) per head Factories, offices, shops etc. (3) Light Hazard Class: Occupancies 225 sq ft (21m2) per head e.g. steel stockholding warehouse. In (2) older ordinary hazard class systems usually the town water supply is adequate. However the widespread reduction of town water main pressure has meant that most modern ordinary hazard systems now demand tanks and pump backup system. Assume all modern systems require an addition for a tank, pumps and mains connection pipes unless informed otherwise. For (1) extra high hazard class a pump and tank system is required and a separate addition should be made for this item in all cases. All detection systems of control electrics, pipes and alarms are included in the costs. Town Water only systems are not suitable for life safety applications i.e. as in hotels, offices and shops. Terms: Wet System: Water is in pipe up to sprinkler head at all times. Dry System: Pipe work is charged with air to prevent water lying in pipes used in cold stores or areas where frost damage could occur. | Considered Not Applicable at time of Publication | (BEAMS Note 2) The ERC for this item should be added to all other rateable items on the hereditament (except land). Therefore the total of the ERC of the other Building Items and the P&M ERC (where applicable) to enable the correct contract size adjustment to be made. ERC of Building Component + ERC of P&M = Total ERC to which contract size adjustment should be applied. The appropriate % adjustment should be made in accordance with the scale for contract size adjustment specified under section 6 of the RCG 2023 Guidance notes. The currency ERC rates are set at £4m (Four Million Pounds) @ 1st April 2021 (AVD) for the RCG 2023 Publication. | Normal Stacking. Normal height stacking. Fire risk low. Ordinary hazard. Mains water supply. Individual head glass bulb detection. One head every 10m2 - 12m2. The water mains from the town supply to the building and the pipe work in the building is included in these costs. Where applicable the pipe work from a storage tank to the building is included in the costs. Where a ring main is employed or branch mains to items of rateable plant a separate figure is required for the pipe work. Concrete foundations to tanks, motors and pumps are additional costs, as are costs for, insulation to pipes, pipe racks and pipe supports. All these items are to be rated under Class 2 and List of Accessories 2. (i) to (viii) | Count or estimate number of heads based on area | Class 2 Table 2 (f) protection hazard List of accessories 2(i), (v), (vii), (viii) | Unlikely to fall within Class 2 other than gas systems may well so do. See Gas Protection Halon/CO2 | Alarms, tanks, foundations, pipes, pumps | It is assumed that the item forms part of an average size specialist industrial complex. Where it would be normal to find more than one item in such a hereditament the ERC stated has been adjusted to reflect any number, quantity discount These figures are NOT one off figures. | - | Fire Protection - Firewater Sprinkler Systems Heads | - | 20056 |  | Each | Per sprinkler head | NA | NA | NA | 300.2893 | Option 2 | 404.4043 | 34.67% | 519.496 | 462.7916 | 54.12% | 14.44% | 462.7916 | 54.12% | Indexed | NA | VOA_GPN_GOV_UK\7246041 | 2019-08-30 | Low | - | High | Risk taken from previous CG | - | - | NA | SPONS M | NA | (BEAMS Note 2) The ERC for this item should be added to all other rateable items on the hereditament (except land). Therefore the total of the ERC of the other Building Items and the P&M ERC (where applicable) to enable the correct contract size adjustment to be made. ERC of Building Component + ERC of P&M = Total ERC to which contract size adjustment should be applied. The appropriate % adjustment should be made in accordance with the scale for contract size adjustment specified under section 6 of the RCG 2021 Guidance notes. The currency ERC rates are set at £4m (Four Million Pounds) @ 1st April 2019 (AVD) for the RCG 2021 Publication. | Fire Protection - Firewater Sprinkler Systems Heads | - | 2 | TRUE
2551 | 208A05 | 8124 | 208A05 | Fire protection | Water sprinklers - mains supply | Normal stacking - low risk | Sophisticated alarm - detection system | Over 100 heads | Sprinkler head and pipe work within a factory building. Notes - Automatic fire detectors / smoke detectors. Each system is designed for the type of building in which it is to be used and the type of materials being protected. BS 5306 Part 2 1990. (1) High Hazard Class: Occupancies 97 sq ft (9m2) per head e.g. chemical work, petrol storage. (2) Ordinary Hazard Class: Occupancies 130 sq ft (12m2) per head Factories, offices, shops etc. (3) Light Hazard Class: Occupancies 225 sq ft (21m2) per head e.g. steel stockholding warehouse. In (2) older ordinary hazard class systems usually the town water supply is adequate. However the widespread reduction of town water main pressure has meant that most modern ordinary hazard systems now demand tanks and pump backup system. Assume all modern systems require an addition for a tank, pumps and mains connection pipes unless informed otherwise. For (1) extra high hazard class a pump and tank system is required and a separate addition should be made for this item in all cases. All detection systems of control electrics, pipes and alarms are included in the costs. Town Water only systems are not suitable for life safety applications i.e. as in hotels, offices and shops. Terms: Wet System: Water is in pipe up to sprinkler head at all times. Dry System: Pipe work is charged with air to prevent water lying in pipes used in cold stores or areas where frost damage could occur. | Considered Not Applicable at time of Publication | (BEAMS Note 2) The ERC for this item should be added to all other rateable items on the hereditament (except land). Therefore the total of the ERC of the other Building Items and the P&M ERC (where applicable) to enable the correct contract size adjustment to be made. ERC of Building Component + ERC of P&M = Total ERC to which contract size adjustment should be applied. The appropriate % adjustment should be made in accordance with the scale for contract size adjustment specified under section 6 of the RCG 2023 Guidance notes. The currency ERC rates are set at £4m (Four Million Pounds) @ 1st April 2021 (AVD) for the RCG 2023 Publication. | Normal Stacking. Normal height stacking. Fire risk low. Ordinary hazard. Mains water supply. Individual head glass bulb detection. One head every 10m2 - 12m2. The water mains from the town supply to the building and the pipe work in the building is included in these costs. Where applicable the pipe work from a storage tank to the building is included in the costs. Where a ring main is employed or branch mains to items of rateable plant a separate figure is required for the pipe work. Concrete foundations to tanks, motors and pumps are additional costs, as are costs for, insulation to pipes, pipe racks and pipe supports. All these items are to be rated under Class 2 and List of Accessories 2. (i) to (viii) | Count or estimate number of heads based on area | Class 2 Table 2 (f) protection hazard List of accessories 2(i), (v), (vii), (viii) | Unlikely to fall within Class 2 other than gas systems may well so do. See Gas Protection Halon/CO2 | Alarms, tanks, foundations, pipes, pumps | It is assumed that the item forms part of an average size specialist industrial complex. Where it would be normal to find more than one item in such a hereditament the ERC stated has been adjusted to reflect any number, quantity discount These figures are NOT one off figures. | - | Fire Protection - Firewater Sprinkler Systems Heads | - | 20056 |  | Each | Per sprinkler head | NA | NA | NA | 249.5362 | Option 2 | 336.0542 | 34.67% | 415.5968 | 370.2333 | 48.37% | 10.17% | 370.2333 | 48.37% | Indexed | NA | VOA_GPN_GOV_UK\7246041 | 2019-08-30 | Low | - | High | Risk taken from previous CG | - | - | NA | SPONS M | NA | (BEAMS Note 2) The ERC for this item should be added to all other rateable items on the hereditament (except land). Therefore the total of the ERC of the other Building Items and the P&M ERC (where applicable) to enable the correct contract size adjustment to be made. ERC of Building Component + ERC of P&M = Total ERC to which contract size adjustment should be applied. The appropriate % adjustment should be made in accordance with the scale for contract size adjustment specified under section 6 of the RCG 2021 Guidance notes. The currency ERC rates are set at £4m (Four Million Pounds) @ 1st April 2019 (AVD) for the RCG 2021 Publication. | Fire Protection - Firewater Sprinkler Systems Heads | - | 2 | TRUE
2552 | 61U00H | 9504 | 61U00H | Fire Stations | Cold Smoke House | Three Storey | Building with Roof Space for Cold Smoke Training. Internally, using Lockable Doors, the layout and access routes can be altered through the various rooms and lobbies. Window Shutters block light and hold in the cold smoke plus there is a Dry Riser in the double-flight stair lobby. | - | GENERIC INDICATIVE DESCRIPTION. Specification - Building with Roof Space for Cold Smoke Training. Internally, using Lockable Doors, the layout and access routes can be altered through the various rooms and lobbies. Window Shutters block light and hold in the cold smoke plus there is a Dry Riser in the double-flight stair lobby. | Location Adjustment Applicable (See Guidance Notes) - ERC = UK mean of 1.00 | (BEAMS Note 2) The ERC for this item should be added to all other rateable items on the hereditament (except land). Therefore the total of the ERC of the other Building Items and the P&M ERC (where applicable) to enable the correct contract size adjustment to be made. ERC of Building Component + ERC of P&M = Total ERC to which contract size adjustment should be applied. The appropriate % adjustment should be made in accordance with the scale for contract size adjustment specified under section 6 of the RCG 2023 Guidance notes. The currency ERC rates are set at £4m (Four Million Pounds) @ 1st April 2021 (AVD) for the RCG 2023 Publication. | - | GIA | - | - | - | - | - | - | - | - |  | m2 | - | 4 - HEALTHCARE, EDUCATION & Miscellaneous | Nathan Place | Steve Deacon | #N/A | Option 1 | ERROR | 0% | 1763.5217 | 1317.6161 | 0% | 0% | 1317.6161 | 0% | ERC Over-ridden | Lee Jackson | VOA_GPN_GOV_UK\7236957 | 2021-06-03 | Low | - | High | HIGH RISK TO BE INDEXED - Back up evidence not seen | - | Updated TPI | NA | BCIS | 1.56 | (BEAMS Note 2) The ERC for this item should be added to all other rateable items on the hereditament (except land). Therefore the total of the ERC of the other Building Items and the P&M ERC (where applicable) to enable the correct contract size adjustment to be made. ERC of Building Component + ERC of P&M = Total ERC to which contract size adjustment should be applied. The appropriate % adjustment should be made in accordance with the scale for contract size adjustment specified under section 6 of the RCG 2021 Guidance notes. The currency ERC rates are set at £4m (Four Million Pounds) @ 1st April 2019 (AVD) for the RCG 2021 Publication. | - | - | 2 | TRUE
2553 | 61U00G | 9522 | 61U00G | Fire Stations | Command and Control Building | Detached single storey fire station command and control building | - | - | GENERIC INDICATIVE DESCRIPTION. Comprising roof plant room and ancillary accommodation formed of concrete foundations supporting steel frame enclosed by brick cavity walls, double glazed windows, timber doors and pitched tiled roof over. Internally, block or metal stud partitions, veneered flush doors, plastered and painted walls, access flooring, suspended ceilings, fixed fittings, sanitary installation, centrally heated, mechanical ventilation and air conditioning, electric installation, alarms and fire extinguishing system, communications and IT services. | Location Adjustment Applicable (See Guidance Notes) - ERC = UK mean of 1.00 | (BEAMS Note 2) The ERC for this item should be added to all other rateable items on the hereditament (except land). Therefore the total of the ERC of the other Building Items and the P&M ERC (where applicable) to enable the correct contract size adjustment to be made. ERC of Building Component + ERC of P&M = Total ERC to which contract size adjustment should be applied. The appropriate % adjustment should be made in accordance with the scale for contract size adjustment specified under section 6 of the RCG 2023 Guidance notes. The currency ERC rates are set at £4m (Four Million Pounds) @ 1st April 2021 (AVD) for the RCG 2023 Publication. | - | GIA | - | - | - | - | - | - | - | - |  | m2 | - | 4 - HEALTHCARE, EDUCATION & Miscellaneous | Nathan Place | Steve Deacon | #N/A | Option 1 | ERROR | 0% | 2106.225 | 1573.667 | 0% | 0% | 1573.667 | 0% | VP4 ERC | Lee Jackson | VOA_GPN_GOV_UK\7236957 | 2021-08-12 | Low | - | Low | HIGH RISK TO BE INDEXED - Back up evidence not seen | - | VP4 s/s ERC with their own proposal | NA | BCIS | 1.56 | (BEAMS Note 2) The ERC for this item should be added to all other rateable items on the hereditament (except land). Therefore the total of the ERC of the other Building Items and the P&M ERC (where applicable) to enable the correct contract size adjustment to be made. ERC of Building Component + ERC of P&M = Total ERC to which contract size adjustment should be applied. The appropriate % adjustment should be made in accordance with the scale for contract size adjustment specified under section 6 of the RCG 2021 Guidance notes. The currency ERC rates are set at £4m (Four Million Pounds) @ 1st April 2019 (AVD) for the RCG 2021 Publication. | - | - | 2 | TRUE
2554 | 61U00C | 9490 | 61U00C | Fire Stations | Fire Station | 650m2 to 1,500 m2 GIA | - | - | - | Location Adjustment Applicable (See Guidance Notes) - ERC = UK mean of 1.00 | (BEAMS Note 2) The ERC for this item should be added to all other rateable items on the hereditament (except land). Therefore the total of the ERC of the other Building Items and the P&M ERC (where applicable) to enable the correct contract size adjustment to be made. ERC of Building Component + ERC of P&M = Total ERC to which contract size adjustment should be applied. The appropriate % adjustment should be made in accordance with the scale for contract size adjustment specified under section 6 of the RCG 2023 Guidance notes. The currency ERC rates are set at £4m (Four Million Pounds) @ 1st April 2021 (AVD) for the RCG 2023 Publication. | Detached fire station comprising single storey appliance bays and two storey administration and ancillary block formed of concrete foundations supporting steel frame enclosed by brick and sheet metal clad cavity walls, some curtain walling, double glazed windows and doors, metal up and over garage doors and low pitched roof clad with insulated metal sheet over. Internally, block and metal stud partitions, veneered flush doors, plastered and fair face painted walls, screeded floors, plastered and suspended ceilings, fixed fittings, sanitary installation, centrally heated, mechanical ventilation, electric installation, lift, alarms, communications and IT services, security and CCTV installation. | FORs (27) and elemental cost analyses obtained from BCIS (3) | - | - | - | - | - | - | - | N/A |  | M2 | m2 | NA | NA | NA | #N/A | Option 1 | ERROR | 0% | 2500 | 1867.8761 | 0% | 0% | 1867.8761 | 0% | VP4 ERC | NA | VOA_GPN_GOV_UK\7246041 | 2019-08-30 | Low | - | Medium | Risk taken from previous CG | - | - | NA | FOR | NA | (BEAMS Note 2) The ERC for this item should be added to all other rateable items on the hereditament (except land). Therefore the total of the ERC of the other Building Items and the P&M ERC (where applicable) to enable the correct contract size adjustment to be made. ERC of Building Component + ERC of P&M = Total ERC to which contract size adjustment should be applied. The appropriate % adjustment should be made in accordance with the scale for contract size adjustment specified under section 6 of the RCG 2021 Guidance notes. The currency ERC rates are set at £4m (Four Million Pounds) @ 1st April 2019 (AVD) for the RCG 2021 Publication. | - | - | 2 | TRUE
2555 | 61U00D | 9491 | 61U00D | Fire Stations | Fire Station | Fire station up to GIA of 1,500m2 and above (Principal Building only) | - | - | THIS IS A GENERIC SPECIFICATION. Detached fire station comprising single storey appliance bays and two storey administation and ancillary accommodation formed of concrete foundations supporting steel frame enclosed by brick or rendered cavity walls, brieze soleil, double glazed windows, timber doors and metal up and over garage doors and pitched tiled roof over. Internally, block or metal stud partitions, veneered flush doors, plastered and fair face painted walls, screeded floors, some access flooring, suspended ceilings, fixed fittings, sanitary installation, centrally heated, mechanical ventilation, electric installation, lift, alarms, communications and IT services. | Location Adjustment Applicable (See Guidance Notes) - ERC = UK mean of 1.00 | (BEAMS Note 2) The ERC for this item should be added to all other rateable items on the hereditament (except land). Therefore the total of the ERC of the other Building Items and the P&M ERC (where applicable) to enable the correct contract size adjustment to be made. ERC of Building Component + ERC of P&M = Total ERC to which contract size adjustment should be applied. The appropriate % adjustment should be made in accordance with the scale for contract size adjustment specified under section 6 of the RCG 2023 Guidance notes. The currency ERC rates are set at £4m (Four Million Pounds) @ 1st April 2021 (AVD) for the RCG 2023 Publication. | Based on BCIS (2no.) and FOR (2no.) | - | All costs rateable | Non-rateable costs have been omitted | - | - | - | - | - | - |  | m2 | - | 4 - HEALTHCARE, EDUCATION & Miscellaneous | Nathan Place | Steve Deacon | #N/A | Option 1 | ERROR | 0% | 2200 | 1643.731 | 0% | 0% | 1643.731 | 0% | VP4 ERC | Lee Jackson | VOA_GPN_GOV_UK\7236957 | 2021-08-12 | Low | - | Low | Based on FOR & BCIS evidence | ERC appears closer to previous with better evidence | VP4 s/s ERC with their own proposal | NA | FOR | 1.56 | (BEAMS Note 2) The ERC for this item should be added to all other rateable items on the hereditament (except land). Therefore the total of the ERC of the other Building Items and the P&M ERC (where applicable) to enable the correct contract size adjustment to be made. ERC of Building Component + ERC of P&M = Total ERC to which contract size adjustment should be applied. The appropriate % adjustment should be made in accordance with the scale for contract size adjustment specified under section 6 of the RCG 2021 Guidance notes. The currency ERC rates are set at £4m (Four Million Pounds) @ 1st April 2019 (AVD) for the RCG 2021 Publication. | - | - | 2 | TRUE
2556 | 61U00B | 9489 | 61U00B | Fire Stations | Fire Station | Fire station up to GIA of 1,499m2 (Principal Building only) | - | - | THIS IS A GENERIC SPECIFICATION. Single or Double storey detached fire station with up to 4 appliance bays comprising concrete foundations supporting steel frame enclosed by cavity walls, double glazed windows, timber doors and metal up and over garage doors and low pitched roof clad with insulated metal sheets over. Internally, block partitions, flush doors, painted fair face walls, screeded floors, suspended ceilings, fixed fittings, sanitary installation, centrally heated, mechanical ventilation, electric installation, alarms, sprinkler sytem, communications and IT services. | Location Adjustment Applicable (See Guidance Notes) - ERC = UK mean of 1.00 | (BEAMS Note 2) The ERC for this item should be added to all other rateable items on the hereditament (except land). Therefore the total of the ERC of the other Building Items and the P&M ERC (where applicable) to enable the correct contract size adjustment to be made. ERC of Building Component + ERC of P&M = Total ERC to which contract size adjustment should be applied. The appropriate % adjustment should be made in accordance with the scale for contract size adjustment specified under section 6 of the RCG 2023 Guidance notes. The currency ERC rates are set at £4m (Four Million Pounds) @ 1st April 2021 (AVD) for the RCG 2023 Publication. | FORs and elemental cost analyses obtained from BCIS | - | All | Cost per m2 is net | - | - | - | - | - | - | 61U00C | m2 | - | 4 - HEALTHCARE, EDUCATION & Miscellaneous | Nathan Place | Steve Deacon | #N/A | Option 1 | ERROR | 0% | 2500 | 1867.8761 | 0% | 0% | 1867.8761 | 0% | VP4 ERC | Lee Jackson | VOA_GPN_GOV_UK\7236957 | 2021-08-12 | Low | - | Medium | Based on BCIS/FOR evidence; Merged with 61U00C as instructed by Steve Deacon | Concern over increase in costs over last guide | VP4 s/s ERC with their own proposal. 03/06/21 - Updated TPI in line with latest DCS | NA | FOR | 1.56 | (BEAMS Note 2) The ERC for this item should be added to all other rateable items on the hereditament (except land). Therefore the total of the ERC of the other Building Items and the P&M ERC (where applicable) to enable the correct contract size adjustment to be made. ERC of Building Component + ERC of P&M = Total ERC to which contract size adjustment should be applied. The appropriate % adjustment should be made in accordance with the scale for contract size adjustment specified under section 6 of the RCG 2021 Guidance notes. The currency ERC rates are set at £4m (Four Million Pounds) @ 1st April 2019 (AVD) for the RCG 2021 Publication. | - | - | 2 | TRUE
2557 | 61U00R | 9510 | 61U00R | Fire Stations | Fire Station Steel Container | Training Units | - | - | Customised steel containers on a prepared base forming a two storey structure with stairs, single and double door sets and window openings, minimal services. | Location Adjustment Applicable (See Guidance Notes) - ERC = UK mean of 1.00 | (BEAMS Note 2) The ERC for this item should be added to all other rateable items on the hereditament (except land). Therefore the total of the ERC of the other Building Items and the P&M ERC (where applicable) to enable the correct contract size adjustment to be made. ERC of Building Component + ERC of P&M = Total ERC to which contract size adjustment should be applied. The appropriate % adjustment should be made in accordance with the scale for contract size adjustment specified under section 6 of the RCG 2023 Guidance notes. The currency ERC rates are set at £4m (Four Million Pounds) @ 1st April 2021 (AVD) for the RCG 2023 Publication. | - | GIA | - | - | - | - | - | - | - | - |  | m2 | - | 4 - HEALTHCARE, EDUCATION & Miscellaneous | Nathan Place | Steve Deacon | #N/A | Option 1 | ERROR | 0% | 1616.3913 | 1207.6875 | 0% | 0% | 1207.6875 | 0% | ERC Over-ridden | Lee Jackson | VOA_GPN_GOV_UK\7236957 | 2021-04-08 | Low | - | High | HIGH RISK; No cost data | - | - | NA | BCIS | 1.56 | (BEAMS Note 2) The ERC for this item should be added to all other rateable items on the hereditament (except land). Therefore the total of the ERC of the other Building Items and the P&M ERC (where applicable) to enable the correct contract size adjustment to be made. ERC of Building Component + ERC of P&M = Total ERC to which contract size adjustment should be applied. The appropriate % adjustment should be made in accordance with the scale for contract size adjustment specified under section 6 of the RCG 2021 Guidance notes. The currency ERC rates are set at £4m (Four Million Pounds) @ 1st April 2019 (AVD) for the RCG 2021 Publication. | - | - | 2 | TRUE
2558 | 61U00S | 9511 | 61U00S | Fire Stations | Fire Station Steel Training Tower (FT66) | 11m high | - | - | Proprietary steel training tower, model FT 66, 3 platforms, approximately 11m high on prepared concrete base. | Location Adjustment Applicable (See Guidance Notes) - ERC = UK mean of 1.00 | (BEAMS Note 2) The ERC for this item should be added to all other rateable items on the hereditament (except land). Therefore the total of the ERC of the other Building Items and the P&M ERC (where applicable) to enable the correct contract size adjustment to be made. ERC of Building Component + ERC of P&M = Total ERC to which contract size adjustment should be applied. The appropriate % adjustment should be made in accordance with the scale for contract size adjustment specified under section 6 of the RCG 2023 Guidance notes. The currency ERC rates are set at £4m (Four Million Pounds) @ 1st April 2021 (AVD) for the RCG 2023 Publication. | Specialist manufacturer | - | - | - | - | - | - | - | - | N/A |  | Each | Each | NA | NA | NA | #N/A | Option 1 | ERROR | 0% | 32910.7474 | 24589.2799 | 0% | 0% | 24589.2799 | 0% | Indexed | NA | VOA_GPN_GOV_UK\7246041 | 2019-08-30 | Low | - | Medium | Risk taken from previous CG | - | - | NA | BCIS | NA | (BEAMS Note 2) The ERC for this item should be added to all other rateable items on the hereditament (except land). Therefore the total of the ERC of the other Building Items and the P&M ERC (where applicable) to enable the correct contract size adjustment to be made. ERC of Building Component + ERC of P&M = Total ERC to which contract size adjustment should be applied. The appropriate % adjustment should be made in accordance with the scale for contract size adjustment specified under section 6 of the RCG 2021 Guidance notes. The currency ERC rates are set at £4m (Four Million Pounds) @ 1st April 2019 (AVD) for the RCG 2021 Publication. | - | - | 2 | TRUE
2559 | 61U00T | 9512 | 61U00T | Fire Stations | Fire Station Steel Training Tower (FT96) | 11 m high | - | - | Proprietary steel training tower, model FT 96, 3 platforms, approximately 11m high on prepared concrete base. | Location Adjustment Applicable (See Guidance Notes) - ERC = UK mean of 1.00 | (BEAMS Note 2) The ERC for this item should be added to all other rateable items on the hereditament (except land). Therefore the total of the ERC of the other Building Items and the P&M ERC (where applicable) to enable the correct contract size adjustment to be made. ERC of Building Component + ERC of P&M = Total ERC to which contract size adjustment should be applied. The appropriate % adjustment should be made in accordance with the scale for contract size adjustment specified under section 6 of the RCG 2023 Guidance notes. The currency ERC rates are set at £4m (Four Million Pounds) @ 1st April 2021 (AVD) for the RCG 2023 Publication. | Specialist manufacturer | - | - | - | - | - | - | - | - | N/A |  | Each | Each | NA | NA | NA | #N/A | Option 1 | ERROR | 0% | 47015.3534 | 35127.5428 | 0% | 0% | 35127.5428 | 0% | Indexed | NA | VOA_GPN_GOV_UK\7246041 | 2019-08-30 | Low | - | Medium | Risk taken from previous CG | - | - | NA | FOR | NA | (BEAMS Note 2) The ERC for this item should be added to all other rateable items on the hereditament (except land). Therefore the total of the ERC of the other Building Items and the P&M ERC (where applicable) to enable the correct contract size adjustment to be made. ERC of Building Component + ERC of P&M = Total ERC to which contract size adjustment should be applied. The appropriate % adjustment should be made in accordance with the scale for contract size adjustment specified under section 6 of the RCG 2021 Guidance notes. The currency ERC rates are set at £4m (Four Million Pounds) @ 1st April 2019 (AVD) for the RCG 2021 Publication. | - | - | 2 | TRUE
2560 | 61U00L | 9506 | 61U00L | Fire Stations | Vehicle Garage | up to 500m2 | - | - | None available on CG2021 | Location Adjustment Applicable (See Guidance Notes) - ERC = UK mean of 1.00 | (BEAMS Note 2) The ERC for this item should be added to all other rateable items on the hereditament (except land). Therefore the total of the ERC of the other Building Items and the P&M ERC (where applicable) to enable the correct contract size adjustment to be made. ERC of Building Component + ERC of P&M = Total ERC to which contract size adjustment should be applied. The appropriate % adjustment should be made in accordance with the scale for contract size adjustment specified under section 6 of the RCG 2023 Guidance notes. The currency ERC rates are set at £4m (Four Million Pounds) @ 1st April 2021 (AVD) for the RCG 2023 Publication. | - | - | - | - | - | - | - | - | - | - |  | m2 | - | 4 - HEALTHCARE, EDUCATION & Miscellaneous | Nathan Place | Steve Deacon | #N/A | Option 1 | ERROR | 0% | 961.4 | 718.3104 | 0% | 0% | 718.3104 | 0% | VP4 ERC | Lee Jackson | VOA_GPN_GOV_UK\7236957 | 2021-08-12 | Low | - | High | HIGH RISK; INDEXED CG2021 no supporting evidence available | - | VP4 s/s ERC with their own proposal. 03/06/21 - Minor tweaks to descriptions for grouping | NA | BCIS | 1.56 | (BEAMS Note 2) The ERC for this item should be added to all other rateable items on the hereditament (except land). Therefore the total of the ERC of the other Building Items and the P&M ERC (where applicable) to enable the correct contract size adjustment to be made. ERC of Building Component + ERC of P&M = Total ERC to which contract size adjustment should be applied. The appropriate % adjustment should be made in accordance with the scale for contract size adjustment specified under section 6 of the RCG 2021 Guidance notes. The currency ERC rates are set at £4m (Four Million Pounds) @ 1st April 2019 (AVD) for the RCG 2021 Publication. | - | - | 2 | TRUE
2562 | 61U00M | 9507 | 61U00M | Fire Stations | Vehicle Workshop | up to 500m2 | - | - | - | Location Adjustment Applicable (See Guidance Notes) - ERC = UK mean of 1.00 | (BEAMS Note 2) The ERC for this item should be added to all other rateable items on the hereditament (except land). Therefore the total of the ERC of the other Building Items and the P&M ERC (where applicable) to enable the correct contract size adjustment to be made. ERC of Building Component + ERC of P&M = Total ERC to which contract size adjustment should be applied. The appropriate % adjustment should be made in accordance with the scale for contract size adjustment specified under section 6 of the RCG 2023 Guidance notes. The currency ERC rates are set at £4m (Four Million Pounds) @ 1st April 2021 (AVD) for the RCG 2023 Publication. | - | - | - | - | - | - | - | - | - | - |  | m2 | - | 4 - HEALTHCARE, EDUCATION & Miscellaneous | Nathan Place | Steve Deacon | #N/A | Option 1 | ERROR | 0% | 1429.45 | 1068.0142 | 0% | 0% | 1068.0142 | 0% | VP4 ERC | Lee Jackson | VOA_GPN_GOV_UK\7236957 | 2021-08-12 | Low | - | Low | HIGH RISK; No backing evidence | - | VP4 s/s ERC with their own proposal. 03/06/21 - Minor tweaks to descriptions for grouping | NA | BCIS | 1.56 | (BEAMS Note 2) The ERC for this item should be added to all other rateable items on the hereditament (except land). Therefore the total of the ERC of the other Building Items and the P&M ERC (where applicable) to enable the correct contract size adjustment to be made. ERC of Building Component + ERC of P&M = Total ERC to which contract size adjustment should be applied. The appropriate % adjustment should be made in accordance with the scale for contract size adjustment specified under section 6 of the RCG 2021 Guidance notes. The currency ERC rates are set at £4m (Four Million Pounds) @ 1st April 2019 (AVD) for the RCG 2021 Publication. | - | - | 2 | TRUE
2561 | 61U00N | 9508 | 61U00N | Fire Stations | Vehicle Workshop | 500m2 to 2,000m2 | - | - | - | Location Adjustment Applicable (See Guidance Notes) - ERC = UK mean of 1.00 | (BEAMS Note 2) The ERC for this item should be added to all other rateable items on the hereditament (except land). Therefore the total of the ERC of the other Building Items and the P&M ERC (where applicable) to enable the correct contract size adjustment to be made. ERC of Building Component + ERC of P&M = Total ERC to which contract size adjustment should be applied. The appropriate % adjustment should be made in accordance with the scale for contract size adjustment specified under section 6 of the RCG 2023 Guidance notes. The currency ERC rates are set at £4m (Four Million Pounds) @ 1st April 2021 (AVD) for the RCG 2023 Publication. | - | - | - | - | - | - | - | - | - | - |  | m2 | - | 4 - HEALTHCARE, EDUCATION & Miscellaneous | Nathan Place | Steve Deacon | #N/A | Option 1 | ERROR | 0% | 1138.5 | 850.6308 | 0% | 0% | 850.6308 | 0% | VP4 ERC | Lee Jackson | VOA_GPN_GOV_UK\7236957 | 2021-08-12 | Low | - | Low | HIGH RISK; No backing evidence | - | VP4 s/s ERC with their own proposal | NA | BCIS | 1.56 | (BEAMS Note 2) The ERC for this item should be added to all other rateable items on the hereditament (except land). Therefore the total of the ERC of the other Building Items and the P&M ERC (where applicable) to enable the correct contract size adjustment to be made. ERC of Building Component + ERC of P&M = Total ERC to which contract size adjustment should be applied. The appropriate % adjustment should be made in accordance with the scale for contract size adjustment specified under section 6 of the RCG 2021 Guidance notes. The currency ERC rates are set at £4m (Four Million Pounds) @ 1st April 2019 (AVD) for the RCG 2021 Publication. | - | - | 2 | TRUE
2563 | 61U00Q | 9509 | 61U00Q | Fire Stations | Freestanding Canopy | - | Building with Roof Space for Cold Smoke Training. Internally, using Lockable Doors, the layout and access routes can be altered through the various rooms and lobbies. Window Shutters block light and hold in the cold smoke plus there is a Dry Riser in the double-flight stair lobby. | - | GENERIC INDICATIVE DESCRIPTION. Free standing canopy generally to wash down areas and the like formed of concrete substructure and slab supporting steel frame covered with metal sheeting and translucent roof panels. Note: canopies attached to the fire station buildings are included within the fire station rate. | Location Adjustment Applicable (See Guidance Notes) - ERC = UK mean of 1.00 | (BEAMS Note 2) The ERC for this item should be added to all other rateable items on the hereditament (except land). Therefore the total of the ERC of the other Building Items and the P&M ERC (where applicable) to enable the correct contract size adjustment to be made. ERC of Building Component + ERC of P&M = Total ERC to which contract size adjustment should be applied. The appropriate % adjustment should be made in accordance with the scale for contract size adjustment specified under section 6 of the RCG 2023 Guidance notes. The currency ERC rates are set at £4m (Four Million Pounds) @ 1st April 2021 (AVD) for the RCG 2023 Publication. | - | GIA | - | - | - | - | - | - | - | - |  | m2 | - | 4 - HEALTHCARE, EDUCATION & Miscellaneous | Nathan Place | Steve Deacon | #N/A | Option 2 | ERROR | 0% | 264.6304 | 208.125 | 0% | 0% | 208.125 | 0% | ERC Over-ridden | Lee Jackson | VOA_GPN_GOV_UK\7236957 | 2021-04-08 | Low | - | High | HIGH RISK TO BE INDEXED - Back up evidence not seen | - | - | NA | BCIS | 1.56 | (BEAMS Note 2) The ERC for this item should be added to all other rateable items on the hereditament (except land). Therefore the total of the ERC of the other Building Items and the P&M ERC (where applicable) to enable the correct contract size adjustment to be made. ERC of Building Component + ERC of P&M = Total ERC to which contract size adjustment should be applied. The appropriate % adjustment should be made in accordance with the scale for contract size adjustment specified under section 6 of the RCG 2021 Guidance notes. The currency ERC rates are set at £4m (Four Million Pounds) @ 1st April 2019 (AVD) for the RCG 2021 Publication. | - | - | 2 | TRUE
2564 | 61U00W | 9515 | 61U00W | Fire Stations | Training Tower | Masonry | 14m high | - | Brick and concrete training tower, 4 platforms, approximately 14m high on concrete base with steel or concrete staircases. | Location Adjustment Applicable (See Guidance Notes) - ERC = UK mean of 1.00 | (BEAMS Note 2) The ERC for this item should be added to all other rateable items on the hereditament (except land). Therefore the total of the ERC of the other Building Items and the P&M ERC (where applicable) to enable the correct contract size adjustment to be made. ERC of Building Component + ERC of P&M = Total ERC to which contract size adjustment should be applied. The appropriate % adjustment should be made in accordance with the scale for contract size adjustment specified under section 6 of the RCG 2023 Guidance notes. The currency ERC rates are set at £4m (Four Million Pounds) @ 1st April 2021 (AVD) for the RCG 2023 Publication. | - | - | - | - | - | - | - | - | - | - |  | Each | - | 4 - HEALTHCARE, EDUCATION & Miscellaneous | Nathan Place | Steve Deacon | #N/A | Option 1 | ERROR | 0% | 85215.087 | 63668.4911 | 0% | 0% | 63668.4911 | 0% | ERC Over-ridden | Lee Jackson | VOA_GPN_GOV_UK\7236957 | 2021-06-03 | Low | - | High | HIGH RISK; INDEXED CG2021 no supporting evidence available | - | Minor tweaks to description for grouping | NA | FOR | 1.56 | (BEAMS Note 2) The ERC for this item should be added to all other rateable items on the hereditament (except land). Therefore the total of the ERC of the other Building Items and the P&M ERC (where applicable) to enable the correct contract size adjustment to be made. ERC of Building Component + ERC of P&M = Total ERC to which contract size adjustment should be applied. The appropriate % adjustment should be made in accordance with the scale for contract size adjustment specified under section 6 of the RCG 2021 Guidance notes. The currency ERC rates are set at £4m (Four Million Pounds) @ 1st April 2019 (AVD) for the RCG 2021 Publication. | - | - | 2 | TRUE
2565 | 61U00J | 9505 | 61U00J | Fire Stations | Single Storey | A fire station is a structure or other area for storing firefighting apparatus such as fire engines and related vehicles, personal protective equipment, fire hoses and other specialized equipment. Fire stations frequently contain working and living space for the firefighters and support staff. | - | - | Detached fire station with up to 4 appliance bays comprising concrete foundations supporting steel frame enclosed by cavity walls, double glazed windows, timber doors and metal up and over garage doors and low pitched roof clad with insulated metal sheets over. Internally, block partitions, flush doors, painted fair face walls, screeded floors, suspended ceilings, fixed fittings, sanitary installation, centrally heated, mechanical ventilation, electric installation, alarms, sprinkler sytem, communications and IT services. | Location Adjustment Applicable (See Guidance Notes) - ERC = UK mean of 1.00 | (BEAMS Note 2) The ERC for this item should be added to all other rateable items on the hereditament (except land). Therefore the total of the ERC of the other Building Items and the P&M ERC (where applicable) to enable the correct contract size adjustment to be made. ERC of Building Component + ERC of P&M = Total ERC to which contract size adjustment should be applied. The appropriate % adjustment should be made in accordance with the scale for contract size adjustment specified under section 6 of the RCG 2023 Guidance notes. The currency ERC rates are set at £4m (Four Million Pounds) @ 1st April 2021 (AVD) for the RCG 2023 Publication. | - | GIA | - | - | - | - | - | - | - | - |  | m2 | - | 4 - HEALTHCARE, EDUCATION & Miscellaneous | Nathan Place | Steve Deacon | #N/A | Option 1 | ERROR | 0% | 2719.75 | 2032.0625 | 0% | 0% | 2032.0625 | 0% | VP4 ERC | Lee Jackson | VOA_GPN_GOV_UK\7236957 | 2021-08-12 | Low | - | Low | HIGH RISK; NEED TO SPEAK to Steve Deacon, this is possibly same as 3no. Fire Station Codes | - | VP4 s/s ERC with their own proposal | NA | FOR | 1.56 | (BEAMS Note 2) The ERC for this item should be added to all other rateable items on the hereditament (except land). Therefore the total of the ERC of the other Building Items and the P&M ERC (where applicable) to enable the correct contract size adjustment to be made. ERC of Building Component + ERC of P&M = Total ERC to which contract size adjustment should be applied. The appropriate % adjustment should be made in accordance with the scale for contract size adjustment specified under section 6 of the RCG 2021 Guidance notes. The currency ERC rates are set at £4m (Four Million Pounds) @ 1st April 2019 (AVD) for the RCG 2021 Publication. | - | - | 2 | TRUE
2566 | 61U00U | 9513 | 61U00U | Fire Stations | Training Tower | Steel (FT 66) | 14m high | - | Proprietary steel training tower, model FT 66, 4 platforms, approximately 14m high on prepared concrete base. | Location Adjustment Applicable (See Guidance Notes) - ERC = UK mean of 1.00 | (BEAMS Note 2) The ERC for this item should be added to all other rateable items on the hereditament (except land). Therefore the total of the ERC of the other Building Items and the P&M ERC (where applicable) to enable the correct contract size adjustment to be made. ERC of Building Component + ERC of P&M = Total ERC to which contract size adjustment should be applied. The appropriate % adjustment should be made in accordance with the scale for contract size adjustment specified under section 6 of the RCG 2023 Guidance notes. The currency ERC rates are set at £4m (Four Million Pounds) @ 1st April 2021 (AVD) for the RCG 2023 Publication. | Specialist Manufacturer | - | - | - | - | - | - | - | - | - |  | Each | - | 4 - HEALTHCARE, EDUCATION & Miscellaneous | Nathan Place | Steve Deacon | #N/A | Option 1 | ERROR | 0% | 37024.7609 | 27663.067 | 0% | 0% | 27663.067 | 0% | ERC Over-ridden | Lee Jackson | VOA_GPN_GOV_UK\7236957 | 2021-06-03 | Low | - | High | HIGH RISK; No backing evidence | - | Minor tweaks to descriptions for grouping | NA | FOR | 1.56 | (BEAMS Note 2) The ERC for this item should be added to all other rateable items on the hereditament (except land). Therefore the total of the ERC of the other Building Items and the P&M ERC (where applicable) to enable the correct contract size adjustment to be made. ERC of Building Component + ERC of P&M = Total ERC to which contract size adjustment should be applied. The appropriate % adjustment should be made in accordance with the scale for contract size adjustment specified under section 6 of the RCG 2021 Guidance notes. The currency ERC rates are set at £4m (Four Million Pounds) @ 1st April 2019 (AVD) for the RCG 2021 Publication. | - | - | 2 | TRUE
2567 | 61U00V | 9514 | 61U00V | Fire Stations | Training Tower | Steel (FT 96) | 14m high | - | Proprietary steel training tower, model FT 96, 4 platforms, approximately 14m high on prepared concrete base. | Location Adjustment Applicable (See Guidance Notes) - ERC = UK mean of 1.00 | (BEAMS Note 2) The ERC for this item should be added to all other rateable items on the hereditament (except land). Therefore the total of the ERC of the other Building Items and the P&M ERC (where applicable) to enable the correct contract size adjustment to be made. ERC of Building Component + ERC of P&M = Total ERC to which contract size adjustment should be applied. The appropriate % adjustment should be made in accordance with the scale for contract size adjustment specified under section 6 of the RCG 2023 Guidance notes. The currency ERC rates are set at £4m (Four Million Pounds) @ 1st April 2021 (AVD) for the RCG 2023 Publication. | Specialist Manufacturer | - | - | - | - | - | - | - | - | - |  | Each | - | 4 - HEALTHCARE, EDUCATION & Miscellaneous | Nathan Place | Steve Deacon | #N/A | Option 1 | ERROR | 0% | 55243.3913 | 41275.125 | 0% | 0% | 41275.125 | 0% | ERC Over-ridden | Lee Jackson | VOA_GPN_GOV_UK\7236957 | 2021-06-03 | Low | - | High | HIGH RISK; No backing evidence | - | Minor tweaks to descriptions for grouping | NA | FOR | 1.56 | (BEAMS Note 2) The ERC for this item should be added to all other rateable items on the hereditament (except land). Therefore the total of the ERC of the other Building Items and the P&M ERC (where applicable) to enable the correct contract size adjustment to be made. ERC of Building Component + ERC of P&M = Total ERC to which contract size adjustment should be applied. The appropriate % adjustment should be made in accordance with the scale for contract size adjustment specified under section 6 of the RCG 2021 Guidance notes. The currency ERC rates are set at £4m (Four Million Pounds) @ 1st April 2019 (AVD) for the RCG 2021 Publication. | - | - | 2 | TRUE
2568 | STS014 | 3677 | STS014 | Fire Stations | Subject to scheme | See BEAMS for bespoke cost advice. | - | - | - | Location Adjustment Applicable (See Guidance Notes) - ERC = UK mean of 1.00 | (BEAMS Note 2) The ERC for this item should be added to all other rateable items on the hereditament (except land). Therefore the total of the ERC of the other Building Items and the P&M ERC (where applicable) to enable the correct contract size adjustment to be made. ERC of Building Component + ERC of P&M = Total ERC to which contract size adjustment should be applied. The appropriate % adjustment should be made in accordance with the scale for contract size adjustment specified under section 6 of the RCG 2023 Guidance notes. The currency ERC rates are set at £4m (Four Million Pounds) @ 1st April 2021 (AVD) for the RCG 2023 Publication. | - | - | - | - | - | - | - | - | - | 77777 |  | STS | StS | NA | NA | NA | #DIV/0! | Option 1 | ERROR | 0% | 0 | 0 | 0% | 0% | 0 | 0% | Indexed | NA | VOA_GPN_GOV_UK\7246041 | 2019-08-30 | Low | - | Medium | Risk taken from previous CG | - | - | NA | FOR | NA | (BEAMS Note 2) The ERC for this item should be added to all other rateable items on the hereditament (except land). Therefore the total of the ERC of the other Building Items and the P&M ERC (where applicable) to enable the correct contract size adjustment to be made. ERC of Building Component + ERC of P&M = Total ERC to which contract size adjustment should be applied. The appropriate % adjustment should be made in accordance with the scale for contract size adjustment specified under section 6 of the RCG 2021 Guidance notes. The currency ERC rates are set at £4m (Four Million Pounds) @ 1st April 2019 (AVD) for the RCG 2021 Publication. | - | - | 2 | TRUE
2571 | 213O52 | 8875 | 213O52 | Flare Stacks | Ground Flares | High volume | up to 2,000m³/hr | - | Ground flares are used to safely burn off un-wanted gas. They can be found at sewage treatment works, land fill sites and petro chemical facilities. The gas is burnt off in a controlled way inside a vertical tube with the flame enclosed. | Considered Not Applicable at time of Publication | (BEAMS Note 1) The ERC for this item should be added to the total of the ERC of the other P&M items on the site and the Buildings ERC (where applicable) to enable the correct contract size adjustment to be made. ERC of P&M Items + ERC of Building Component’s = Total ERC (net figure rateable items only) to which contract size adjustment should be applied The 2023 Generic Contractors Test Spreadsheet has this facility built into the programme - it is recommended you undertake all contractors test valuations using this spreadsheet. (Details on the application of contract size adjustments can be found in the RCG 2023 Guidance notes). Where RV is calculated using the comparative method (rental method) the contract size adjustment should be made as follows: Select - SCAT code box ""P and M as an addition” within the 2023 Generic Contractors Test Spreadsheet facility. Or Where the spreadsheet is not used take the: Reciprocal of statutory de-capitalisation rate (i.e. 5% reciprocal = 20) multiply by rateable value of the buildings (before any overall end allowances are made and after making a notional deduction for the land value) and add to the ERC of P&M. Use resultant figure to calculate contract size adjustment. (Guidance Notes - Section 6) | Cost is for installed system including concrete pad etc. Collection pipework across land fill sites is not included | The type of installation encountered should be recorded i.e. sewage treatment works / land fill etc. The pressure and flow rate should be recorded. For vertical stack flares the dimensions of the stack should be recorded. Equipment age should also be recorded. | Class 2 Table 2 (f) PROTECTION FROM HAZARDS Fire and explosion protection and suppression systems List of Accessories 2 (i) - (viii | - | Gas holders, gas turbines, gas engines, collection pipework on land fill sites. | It is assumed that the item forms part of an average size specialist industrial complex. Where it would be normal to find more than one item in such a hereditament the ERC stated has been adjusted to reflect any number, quantity discount These figures are NOT one off figures. | - | Photo 1 - Unit contained within its own compound with concrete base and security fence. Photo 2 - Unit contained within its own compound with concur | - | 20060 |  | Each | - | 3 - INDUSTRIAL | David Grace | Jim Allen/ Sue Moorby | #N/A | Option 2 | ERROR | 0% | 196564 | 154592.5076 | 0% | 0% | 154592.5076 | 0% | ERC Over-ridden | Harry Jassel | VOA_GPN_GOV_UK\7211014 | 2021-03-16 | Low | - | High | - | HIGH RISK, No new cost evidende, Indexed CG2017 to CG2023. I have changed to P&M note 1 CSA | Harry has gone back to 2017 rates, but this undid the gross to net adjustments of RCG21. Also removed repetition in descriptions. | NA | BCIS | 1.56 | (BEAMS Note 1) The ERC for this item should be added to the total of the ERC of the other P&M items on the site and the Buildings ERC (where applicable) to enable the correct contract size adjustment to be made. ERC of P&M Items + ERC of Building Component’s = Total ERC (net figure rateable items only) to which contract size adjustment should be applied The 2021 Generic Contractors Test Spreadsheet has this facility built into the programme - it is recommended you undertake all contractors test valuations using this spreadsheet. (Details on the application of contract size adjustments can be found in the RCG 2021 Guidance notes). Where RV is calculated using the comparative method (rental method) the contract size adjustment should be made as follows: Select - SCAT code box "P and M as an addition” within the 2021 Generic Contractors Test Spreadsheet facility. Or Where the spreadsheet is not used take the: Reciprocal of statutory de-capitalisation rate (i.e. 5% reciprocal = 20) multiply by rateable value of the buildings (before any overall end allowances are made and after making a notional deduction for the land value) and add to the ERC of P&M. Use resultant figure to calculate contract size adjustment. (Guidance Notes - Section 6) | Photo 1 - Unit contained within its own compound with concrete base and security fence. Photo 2 - Unit contained within its own compound with concur | - | 1 | TRUE
2569 | 213O50 | 8251 | 213O50 | Flare Stacks | Ground Flares | Low Volume | up to 150m³/hr | - | Ground flares are used to safely burn off un-wanted gas. They can be found at sewage treatment works, land fill sites and petro chemical facilities. The gas is burnt off in a controlled way inside a vertical tube with the flame enclosed. | Considered Not Applicable at time of Publication | (BEAMS Note 1) The ERC for this item should be added to the total of the ERC of the other P&M items on the site and the Buildings ERC (where applicable) to enable the correct contract size adjustment to be made. ERC of P&M Items + ERC of Building Component’s = Total ERC (net figure rateable items only) to which contract size adjustment should be applied The 2023 Generic Contractors Test Spreadsheet has this facility built into the programme - it is recommended you undertake all contractors test valuations using this spreadsheet. (Details on the application of contract size adjustments can be found in the RCG 2023 Guidance notes). Where RV is calculated using the comparative method (rental method) the contract size adjustment should be made as follows: Select - SCAT code box ""P and M as an addition” within the 2023 Generic Contractors Test Spreadsheet facility. Or Where the spreadsheet is not used take the: Reciprocal of statutory de-capitalisation rate (i.e. 5% reciprocal = 20) multiply by rateable value of the buildings (before any overall end allowances are made and after making a notional deduction for the land value) and add to the ERC of P&M. Use resultant figure to calculate contract size adjustment. (Guidance Notes - Section 6) | Cost is for installed system including concrete pad etc. Collection pipework across land fill sites is not included | The type of installation encountered should be noted i.e. sewage treatment works, the pressure the system works at and the flow rate. The age of the system must be established. | Class 2 Table 2 (f) PROTECTION FROM HAZARDS Fire and explosion protection and suppression systems List of Accessories 2 (i) - (viii | - | Gas holders, gas turbines, gas engines, collection pipework on land fill sites. | It is assumed that the item forms part of an average size specialist industrial complex. Where it would be normal to find more than one item in such a hereditament the ERC stated has been adjusted to reflect any number, quantity discount These figures are NOT one off figures | - | Photo 1 and 2 - Elevated flare stack | Notes Stacks with burner at top of vertical pipe | 20060 |  | Each | - | 3 - INDUSTRIAL | David Grace | Jim Allen/ Sue Moorby | 29966.619 | Option 2 | 35276.9002 | 17.72% | 52499 | 41289.1071 | 37.78% | 17.04% | 41289.1071 | 37.78% | ERC Over-ridden | Harry Jassel | VOA_GPN_GOV_UK\7211014 | 2021-03-16 | Low | - | High | - | HIGH RISK, No new cost evidende, Indexed CG2017 to CG2023. I have changed to P&M note 1 CSA | Harry has gone back to 2017 rates, but this undid the gross to net adjustments of RCG21. Also removed repetition in descriptions. | NA | BCIS | 1.56 | (BEAMS Note 1) The ERC for this item should be added to the total of the ERC of the other P&M items on the site and the Buildings ERC (where applicable) to enable the correct contract size adjustment to be made. ERC of P&M Items + ERC of Building Component’s = Total ERC (net figure rateable items only) to which contract size adjustment should be applied The 2021 Generic Contractors Test Spreadsheet has this facility built into the programme - it is recommended you undertake all contractors test valuations using this spreadsheet. (Details on the application of contract size adjustments can be found in the RCG 2021 Guidance notes). Where RV is calculated using the comparative method (rental method) the contract size adjustment should be made as follows: Select - SCAT code box "P and M as an addition” within the 2021 Generic Contractors Test Spreadsheet facility. Or Where the spreadsheet is not used take the: Reciprocal of statutory de-capitalisation rate (i.e. 5% reciprocal = 20) multiply by rateable value of the buildings (before any overall end allowances are made and after making a notional deduction for the land value) and add to the ERC of P&M. Use resultant figure to calculate contract size adjustment. (Guidance Notes - Section 6) | Photo 1 and 2 - Elevated flare stack | Notes Stacks with burner at top of vertical pipe | 1 | TRUE
2570 | 213O51 | 8874 | 213O51 | Flare Stacks | Ground Flares | Medium Volume | Approx. 500m³/hr | - | Ground flares are used to safely burn off un-wanted gas. They can be found at sewage treatment works, land fill sites and petro chemical facilities. The gas is burnt off in a controlled way inside a vertical tube with the flame enclosed. | Considered Not Applicable at time of Publication | (BEAMS Note 1) The ERC for this item should be added to the total of the ERC of the other P&M items on the site and the Buildings ERC (where applicable) to enable the correct contract size adjustment to be made. ERC of P&M Items + ERC of Building Component’s = Total ERC (net figure rateable items only) to which contract size adjustment should be applied The 2023 Generic Contractors Test Spreadsheet has this facility built into the programme - it is recommended you undertake all contractors test valuations using this spreadsheet. (Details on the application of contract size adjustments can be found in the RCG 2023 Guidance notes). Where RV is calculated using the comparative method (rental method) the contract size adjustment should be made as follows: Select - SCAT code box ""P and M as an addition” within the 2023 Generic Contractors Test Spreadsheet facility. Or Where the spreadsheet is not used take the: Reciprocal of statutory de-capitalisation rate (i.e. 5% reciprocal = 20) multiply by rateable value of the buildings (before any overall end allowances are made and after making a notional deduction for the land value) and add to the ERC of P&M. Use resultant figure to calculate contract size adjustment. (Guidance Notes - Section 6) | Cost is for installed system including concrete pad etc. Collection pipework across land fill sites is not included | The type of installation encountered should be recorded i.e. sewage treatment works / land fill etc. The pressure and flow rate should be recorded. For vertical stack flares the dimensions of the stack should be recorded. Equipment age should also be recorded. | Class 2 Table 2 (f) PROTECTION FROM HAZARDS Fire and explosion protection and suppression systems List of Accessories 2 (i) - (viii | - | Gas holders, gas turbines, gas engines, collection pipework on land fill sites. | It is assumed that the item forms part of an average size specialist industrial complex. Where it would be normal to find more than one item in such a hereditament the ERC stated has been adjusted to reflect any number, quantity discount These figures are NOT one off figures. | - | Photo 1 - Unit contained within its own compound with concrete base and security fence. Photo 2 - Unit contained within its own compound with concur | - | 20060 |  | Each | - | 3 - INDUSTRIAL | David Grace | Jim Allen/ Sue Moorby | #N/A | Option 2 | ERROR | 0% | 91567 | 72015.0798 | 0% | 0% | 72015.0798 | 0% | ERC Over-ridden | Harry Jassel | VOA_GPN_GOV_UK\7211014 | 2021-03-16 | Low | - | High | - | HIGH RISK, No new cost evidende, Indexed CG2017 to CG2023. I have changed to P&M note 1 CSA | Harry has gone back to 2017 rates, but this undid the gross to net adjustments of RCG21. Also removed repetition in descriptions. | NA | BCIS | 1.56 | (BEAMS Note 1) The ERC for this item should be added to the total of the ERC of the other P&M items on the site and the Buildings ERC (where applicable) to enable the correct contract size adjustment to be made. ERC of P&M Items + ERC of Building Component’s = Total ERC (net figure rateable items only) to which contract size adjustment should be applied The 2021 Generic Contractors Test Spreadsheet has this facility built into the programme - it is recommended you undertake all contractors test valuations using this spreadsheet. (Details on the application of contract size adjustments can be found in the RCG 2021 Guidance notes). Where RV is calculated using the comparative method (rental method) the contract size adjustment should be made as follows: Select - SCAT code box "P and M as an addition” within the 2021 Generic Contractors Test Spreadsheet facility. Or Where the spreadsheet is not used take the: Reciprocal of statutory de-capitalisation rate (i.e. 5% reciprocal = 20) multiply by rateable value of the buildings (before any overall end allowances are made and after making a notional deduction for the land value) and add to the ERC of P&M. Use resultant figure to calculate contract size adjustment. (Guidance Notes - Section 6) | Photo 1 - Unit contained within its own compound with concrete base and security fence. Photo 2 - Unit contained within its own compound with concur | - | 1 | TRUE
2572 | 213O01 | 8067 | 213O01 | Flare Stacks | Vertical Pipe | - | - | - | Vertical flare stacks are used to safely burn off un-wanted gas. They can be found at sewage treatment works, land fill sites and petro chemical facilities. It should be noted that vertical stacks with open flames are no longer compliant on landfill sites, but can still be used in other situations | Considered Not Applicable at time of Publication | (BEAMS Note 1) The ERC for this item should be added to the total of the ERC of the other P&M items on the site and the Buildings ERC (where applicable) to enable the correct contract size adjustment to be made. ERC of P&M Items + ERC of Building Component’s = Total ERC (net figure rateable items only) to which contract size adjustment should be applied The 2023 Generic Contractors Test Spreadsheet has this facility built into the programme - it is recommended you undertake all contractors test valuations using this spreadsheet. (Details on the application of contract size adjustments can be found in the RCG 2023 Guidance notes). Where RV is calculated using the comparative method (rental method) the contract size adjustment should be made as follows: Select - SCAT code box ""P and M as an addition” within the 2023 Generic Contractors Test Spreadsheet facility. Or Where the spreadsheet is not used take the: Reciprocal of statutory de-capitalisation rate (i.e. 5% reciprocal = 20) multiply by rateable value of the buildings (before any overall end allowances are made and after making a notional deduction for the land value) and add to the ERC of P&M. Use resultant figure to calculate contract size adjustment. (Guidance Notes - Section 6) | The indicative cost is for a stack of around 8 to 10m as typically found at a sewage treatment works. Installed cost inc. foundations etc. Cost may not be suitable for significantly larger stacks typically found at petro chemical works | The type of installation encountered should be recorded i.e. sewage treatment works / land fill etc. The pressure and flow rate should be recorded. For vertical stack flares the dimensions of the stack should be recorded. Equipment age should also be recorded. | Class 2 Table 2 (f) PROTECTION FROM HAZARDS Fire and explosion protection and suppression systems List of Accessories 2 (i) - (viii | - | Gas holders, gas turbines, gas engines, | It is assumed that the item forms part of an average size specialist industrial complex. Where it would be normal to find more than one item in such a hereditament the ERC stated has been adjusted to reflect any number, quantity discount These figures are NOT one off figures. | - | Photo 1 and 2 - Elevated flare stack | Notes Stacks with burner at top of vertical pipe | 20060 |  | Each | Each | 3 - INDUSTRIAL | David Grace | Jim Allen/ Sue Moorby | 42809.4557 | Option 2 | 50395.5717 | 17.72% | 61045 | 48010.3153 | 12.15% | -4.733% | 48010.3153 | 12.15% | ERC Over-ridden | Harry Jassel | VOA_GPN_GOV_UK\7211014 | 2021-03-16 | Low | - | High | - | HIGH RISK, No new cost evidende, Indexed CG2017 to CG2023. | Harry has gone back to 2017 rates, but this undid the gross to net adjustments of RCG21. No units of measurement on sheet, and RCG21 units seemed to be in conflict. Checking with earlier CG they were wrong in 2021 so corrected. | NA | BCIS | 1.56 | (BEAMS Note 1) The ERC for this item should be added to the total of the ERC of the other P&M items on the site and the Buildings ERC (where applicable) to enable the correct contract size adjustment to be made. ERC of P&M Items + ERC of Building Component’s = Total ERC (net figure rateable items only) to which contract size adjustment should be applied The 2021 Generic Contractors Test Spreadsheet has this facility built into the programme - it is recommended you undertake all contractors test valuations using this spreadsheet. (Details on the application of contract size adjustments can be found in the RCG 2021 Guidance notes). Where RV is calculated using the comparative method (rental method) the contract size adjustment should be made as follows: Select - SCAT code box "P and M as an addition” within the 2021 Generic Contractors Test Spreadsheet facility. Or Where the spreadsheet is not used take the: Reciprocal of statutory de-capitalisation rate (i.e. 5% reciprocal = 20) multiply by rateable value of the buildings (before any overall end allowances are made and after making a notional deduction for the land value) and add to the ERC of P&M. Use resultant figure to calculate contract size adjustment. (Guidance Notes - Section 6) | Photo 1 and 2 - Elevated flare stack | Notes Stacks with burner at top of vertical pipe | 1 | TRUE
2573 | 31F330 | 8539 | 31F330 | Floors | Surface finishes | Brick paving | 50mm | Epoxy grout and adhesive | Floor finishes including adhesives and grout. | Location Adjustment Applicable (See Guidance Notes) - ERC = UK mean of 1.00 | (BEAMS Note 2) The ERC for this item should be added to all other rateable items on the hereditament (except land). Therefore the total of the ERC of the other Building Items and the P&M ERC (where applicable) to enable the correct contract size adjustment to be made. ERC of Building Component + ERC of P&M = Total ERC to which contract size adjustment should be applied. The appropriate % adjustment should be made in accordance with the scale for contract size adjustment specified under section 6 of the RCG 2023 Guidance notes. The currency ERC rates are set at £4m (Four Million Pounds) @ 1st April 2021 (AVD) for the RCG 2023 Publication. | 50mm thick brick floor paving laid in epoxy mortar. | - | - | - | - | - | - | Floors - Finishes - Tile | - | 10140 |  | M2 | - | NA | NA | NA | 134.6858 | Option 2 | 166.984 | 23.98% | 209.1593 | 158.0751 | 17.37% | -5.335% | 158.0751 | 17.37% | Indexed | NA | VOA_GPN_GOV_UK\7246041 | 2019-08-30 | Low | - | High | Risk taken from previous CG | - | - | NA | SPONS A&B | NA | (BEAMS Note 2) The ERC for this item should be added to all other rateable items on the hereditament (except land). Therefore the total of the ERC of the other Building Items and the P&M ERC (where applicable) to enable the correct contract size adjustment to be made. ERC of Building Component + ERC of P&M = Total ERC to which contract size adjustment should be applied. The appropriate % adjustment should be made in accordance with the scale for contract size adjustment specified under section 6 of the RCG 2021 Guidance notes. The currency ERC rates are set at £4m (Four Million Pounds) @ 1st April 2019 (AVD) for the RCG 2021 Publication. | Floors - Finishes - Tile | - | 2 | TRUE
2574 | 31F335 | 8540 | 31F335 | Floors | Surface finishes | Brick paving | 73mm | Epoxy grout and adhesive | Floor finishes including adhesives and grout. | Location Adjustment Applicable (See Guidance Notes) - ERC = UK mean of 1.00 | (BEAMS Note 2) The ERC for this item should be added to all other rateable items on the hereditament (except land). Therefore the total of the ERC of the other Building Items and the P&M ERC (where applicable) to enable the correct contract size adjustment to be made. ERC of Building Component + ERC of P&M = Total ERC to which contract size adjustment should be applied. The appropriate % adjustment should be made in accordance with the scale for contract size adjustment specified under section 6 of the RCG 2023 Guidance notes. The currency ERC rates are set at £4m (Four Million Pounds) @ 1st April 2021 (AVD) for the RCG 2023 Publication. | 73mm thick brick floor paving laid in epoxy mortar. | - | - | - | - | - | - | Floors - Finishes - Tile | - | 10140 |  | M2 | - | NA | NA | NA | 150.0785 | Option 2 | 186.0679 | 23.98% | 233.293 | 176.3145 | 17.48% | -5.242% | 176.3145 | 17.48% | Indexed | NA | VOA_GPN_GOV_UK\7246041 | 2019-08-30 | Low | - | High | Risk taken from previous CG | - | - | NA | SPONS A&B | NA | (BEAMS Note 2) The ERC for this item should be added to all other rateable items on the hereditament (except land). Therefore the total of the ERC of the other Building Items and the P&M ERC (where applicable) to enable the correct contract size adjustment to be made. ERC of Building Component + ERC of P&M = Total ERC to which contract size adjustment should be applied. The appropriate % adjustment should be made in accordance with the scale for contract size adjustment specified under section 6 of the RCG 2021 Guidance notes. The currency ERC rates are set at £4m (Four Million Pounds) @ 1st April 2019 (AVD) for the RCG 2021 Publication. | Floors - Finishes - Tile | - | 2 | TRUE
2575 | 31FOL5 | 7362 | 31FOL5 | Floors | Surface finishes | Brick paving on 50mm screed | £450/£1000 | 205mm x 103mm x 65mm ea. | Floor finishes including adhesives and grout 215x103x65mm brick paving. | Location Adjustment Applicable (See Guidance Notes) - ERC = UK mean of 1.00 | (BEAMS Note 2) The ERC for this item should be added to all other rateable items on the hereditament (except land). Therefore the total of the ERC of the other Building Items and the P&M ERC (where applicable) to enable the correct contract size adjustment to be made. ERC of Building Component + ERC of P&M = Total ERC to which contract size adjustment should be applied. The appropriate % adjustment should be made in accordance with the scale for contract size adjustment specified under section 6 of the RCG 2023 Guidance notes. The currency ERC rates are set at £4m (Four Million Pounds) @ 1st April 2021 (AVD) for the RCG 2023 Publication. | PC £425/£1000 including 50mm screed | - | - | - | - | - | - | Floors - Finishes - Tile | - | 10140 |  | M2 | - | NA | NA | NA | 41.5602 | Option 2 | 51.5265 | 23.98% | 64.3567 | 48.6385 | 17.03% | -5.605% | 48.6385 | 17.03% | Indexed | NA | VOA_GPN_GOV_UK\7246041 | 2019-08-30 | Low | - | High | Risk taken from previous CG | - | - | NA | SPONS A&B | NA | (BEAMS Note 2) The ERC for this item should be added to all other rateable items on the hereditament (except land). Therefore the total of the ERC of the other Building Items and the P&M ERC (where applicable) to enable the correct contract size adjustment to be made. ERC of Building Component + ERC of P&M = Total ERC to which contract size adjustment should be applied. The appropriate % adjustment should be made in accordance with the scale for contract size adjustment specified under section 6 of the RCG 2021 Guidance notes. The currency ERC rates are set at £4m (Four Million Pounds) @ 1st April 2019 (AVD) for the RCG 2021 Publication. | Floors - Finishes - Tile | - | 2 | TRUE
2576 | 31F340 | 7361 | 31F340 | Floors | Surface finishes | Brick paving on edge (also used for walls) | 100mm | Epoxy grout and adhesive | Floor finishes including adhesives and grout. Also used for wall finishes. | Location Adjustment Applicable (See Guidance Notes) - ERC = UK mean of 1.00 | (BEAMS Note 2) The ERC for this item should be added to all other rateable items on the hereditament (except land). Therefore the total of the ERC of the other Building Items and the P&M ERC (where applicable) to enable the correct contract size adjustment to be made. ERC of Building Component + ERC of P&M = Total ERC to which contract size adjustment should be applied. The appropriate % adjustment should be made in accordance with the scale for contract size adjustment specified under section 6 of the RCG 2023 Guidance notes. The currency ERC rates are set at £4m (Four Million Pounds) @ 1st April 2021 (AVD) for the RCG 2023 Publication. | 100mm thick brick on edge to walls or floors laid in epoxy mortar. | - | - | - | - | - | - | Floors - Finishes - Tile | - | 10140 |  | M2 | - | NA | NA | NA | 196.2564 | Option 2 | 243.3195 | 23.98% | 304.5451 | 230.1643 | 17.28% | -5.407% | 230.1643 | 17.28% | Indexed | NA | VOA_GPN_GOV_UK\7246041 | 2019-08-30 | Low | - | High | Risk taken from previous CG | - | - | NA | SPONS A&B | NA | (BEAMS Note 2) The ERC for this item should be added to all other rateable items on the hereditament (except land). Therefore the total of the ERC of the other Building Items and the P&M ERC (where applicable) to enable the correct contract size adjustment to be made. ERC of Building Component + ERC of P&M = Total ERC to which contract size adjustment should be applied. The appropriate % adjustment should be made in accordance with the scale for contract size adjustment specified under section 6 of the RCG 2021 Guidance notes. The currency ERC rates are set at £4m (Four Million Pounds) @ 1st April 2019 (AVD) for the RCG 2021 Publication. | Floors - Finishes - Tile | - | 2 | TRUE
2577 | 31F315 | 7353 | 31F315 | Floors | Surface finishes | Ceramic tiles | Non vitreous | Epoxy grout and adhesive | Floor finishes including adhesives and grout. | Location Adjustment Applicable (See Guidance Notes) - ERC = UK mean of 1.00 | (BEAMS Note 2) The ERC for this item should be added to all other rateable items on the hereditament (except land). Therefore the total of the ERC of the other Building Items and the P&M ERC (where applicable) to enable the correct contract size adjustment to be made. ERC of Building Component + ERC of P&M = Total ERC to which contract size adjustment should be applied. The appropriate % adjustment should be made in accordance with the scale for contract size adjustment specified under section 6 of the RCG 2023 Guidance notes. The currency ERC rates are set at £4m (Four Million Pounds) @ 1st April 2021 (AVD) for the RCG 2023 Publication. | Non vitreous ceramic floor tiling including epoxy adhesive and grout. | - | - | - | - | - | - | Floors - Finishes - Tile | - | 10140 |  | M2 | - | NA | NA | NA | 118.5235 | Option 2 | 146.9459 | 23.98% | 183.8763 | 138.9671 | 17.25% | -5.43% | 138.9671 | 17.25% | Indexed | NA | VOA_GPN_GOV_UK\7246041 | 2019-08-30 | Low | - | High | Risk taken from previous CG | - | - | NA | SPONS A&B | NA | (BEAMS Note 2) The ERC for this item should be added to all other rateable items on the hereditament (except land). Therefore the total of the ERC of the other Building Items and the P&M ERC (where applicable) to enable the correct contract size adjustment to be made. ERC of Building Component + ERC of P&M = Total ERC to which contract size adjustment should be applied. The appropriate % adjustment should be made in accordance with the scale for contract size adjustment specified under section 6 of the RCG 2021 Guidance notes. The currency ERC rates are set at £4m (Four Million Pounds) @ 1st April 2019 (AVD) for the RCG 2021 Publication. | Floors - Finishes - Tile | - | 2 | TRUE
2578 | 31F0MV | 7389 | 31F0MV | Floors | Surface finishes | Ceramic tiles on 50mm screed | 9mm | Including skirtings | Floor finishes including adhesives and grout. | Location Adjustment Applicable (See Guidance Notes) - ERC = UK mean of 1.00 | (BEAMS Note 2) The ERC for this item should be added to all other rateable items on the hereditament (except land). Therefore the total of the ERC of the other Building Items and the P&M ERC (where applicable) to enable the correct contract size adjustment to be made. ERC of Building Component + ERC of P&M = Total ERC to which contract size adjustment should be applied. The appropriate % adjustment should be made in accordance with the scale for contract size adjustment specified under section 6 of the RCG 2023 Guidance notes. The currency ERC rates are set at £4m (Four Million Pounds) @ 1st April 2021 (AVD) for the RCG 2023 Publication. | Ceramic tiles 9mm thick including 50mm screed. | - | - | - | - | - | - | Floors - Finishes - Tile | - | 10140 |  | M2 | - | NA | NA | NA | 47.7173 | Option 2 | 59.16 | 23.98% | 73.5505 | 55.5868 | 16.49% | -6.04% | 55.5868 | 16.49% | Indexed | NA | VOA_GPN_GOV_UK\7246041 | 2019-08-30 | Low | - | High | Risk taken from previous CG | - | - | NA | SPONS A&B | NA | (BEAMS Note 2) The ERC for this item should be added to all other rateable items on the hereditament (except land). Therefore the total of the ERC of the other Building Items and the P&M ERC (where applicable) to enable the correct contract size adjustment to be made. ERC of Building Component + ERC of P&M = Total ERC to which contract size adjustment should be applied. The appropriate % adjustment should be made in accordance with the scale for contract size adjustment specified under section 6 of the RCG 2021 Guidance notes. The currency ERC rates are set at £4m (Four Million Pounds) @ 1st April 2019 (AVD) for the RCG 2021 Publication. | Floors - Finishes - Tile | - | 2 | TRUE
2579 | 31F316 | 7354 | 31F316 | Floors | Surface finishes | Glazed ceramic tiles - anti slip | On 50mm sand and cement screed | Including skirtings | Non slip ceramic tile with embossing , or granular coating to prevent slipping. Sizes will vary from 150mm x 150 mm to 300mm x 300mm or greater. Set on sand and cement screed with waterproof adhesive and grout. | Location Adjustment Applicable (See Guidance Notes) - ERC = UK mean of 1.00 | (BEAMS Note 2) The ERC for this item should be added to all other rateable items on the hereditament (except land). Therefore the total of the ERC of the other Building Items and the P&M ERC (where applicable) to enable the correct contract size adjustment to be made. ERC of Building Component + ERC of P&M = Total ERC to which contract size adjustment should be applied. The appropriate % adjustment should be made in accordance with the scale for contract size adjustment specified under section 6 of the RCG 2023 Guidance notes. The currency ERC rates are set at £4m (Four Million Pounds) @ 1st April 2021 (AVD) for the RCG 2023 Publication. | Included the cost of skirting in the same material. | Measure area in m2. | - | - | - | - | - | Photo 1 - Typical glazed ceramic tile floor with non slip surface. | - | 10140 |  | M2 | - | NA | NA | NA | 50.0262 | Option 2 | 62.0226 | 23.98% | 78.1474 | 59.061 | 18.06% | -4.775% | 59.061 | 18.06% | Indexed | NA | VOA_GPN_GOV_UK\7246041 | 2019-08-30 | Low | - | High | Risk taken from previous CG | - | - | NA | SPONS A&B | NA | (BEAMS Note 2) The ERC for this item should be added to all other rateable items on the hereditament (except land). Therefore the total of the ERC of the other Building Items and the P&M ERC (where applicable) to enable the correct contract size adjustment to be made. ERC of Building Component + ERC of P&M = Total ERC to which contract size adjustment should be applied. The appropriate % adjustment should be made in accordance with the scale for contract size adjustment specified under section 6 of the RCG 2021 Guidance notes. The currency ERC rates are set at £4m (Four Million Pounds) @ 1st April 2019 (AVD) for the RCG 2021 Publication. | Photo 1 - Typical glazed ceramic tile floor with non slip surface. | - | 2 | TRUE
2580 | 31F325 | 7356 | 31F325 | Floors | Surface finishes | Quarry tiles | <9mm | Epoxy grout and adhesive | Floor finishes including adhesives and grout. | Location Adjustment Applicable (See Guidance Notes) - ERC = UK mean of 1.00 | (BEAMS Note 2) The ERC for this item should be added to all other rateable items on the hereditament (except land). Therefore the total of the ERC of the other Building Items and the P&M ERC (where applicable) to enable the correct contract size adjustment to be made. ERC of Building Component + ERC of P&M = Total ERC to which contract size adjustment should be applied. The appropriate % adjustment should be made in accordance with the scale for contract size adjustment specified under section 6 of the RCG 2023 Guidance notes. The currency ERC rates are set at £4m (Four Million Pounds) @ 1st April 2021 (AVD) for the RCG 2023 Publication. | Quarry tile floor paving including epoxy adhesive and grout. | - | - | - | - | - | - | Floors - Finishes - Tile | - | 10140 |  | M2 | - | NA | NA | NA | 126.9895 | Option 2 | 157.4421 | 23.98% | 197.667 | 149.3897 | 17.64% | -5.115% | 149.3897 | 17.64% | Indexed | NA | VOA_GPN_GOV_UK\7246041 | 2019-08-30 | Low | - | High | Risk taken from previous CG | - | - | NA | SPONS A&B | NA | (BEAMS Note 2) The ERC for this item should be added to all other rateable items on the hereditament (except land). Therefore the total of the ERC of the other Building Items and the P&M ERC (where applicable) to enable the correct contract size adjustment to be made. ERC of Building Component + ERC of P&M = Total ERC to which contract size adjustment should be applied. The appropriate % adjustment should be made in accordance with the scale for contract size adjustment specified under section 6 of the RCG 2021 Guidance notes. The currency ERC rates are set at £4m (Four Million Pounds) @ 1st April 2019 (AVD) for the RCG 2021 Publication. | Floors - Finishes - Tile | - | 2 | TRUE
2581 | 31F0K5 | 7383 | 31F0K5 | Floors | Surface finishes | Quarry tiles on 50mm screed | 12.5mm thick | Red | Floor finishes including adhesives and grout. | Location Adjustment Applicable (See Guidance Notes) - ERC = UK mean of 1.00 | (BEAMS Note 2) The ERC for this item should be added to all other rateable items on the hereditament (except land). Therefore the total of the ERC of the other Building Items and the P&M ERC (where applicable) to enable the correct contract size adjustment to be made. ERC of Building Component + ERC of P&M = Total ERC to which contract size adjustment should be applied. The appropriate % adjustment should be made in accordance with the scale for contract size adjustment specified under section 6 of the RCG 2023 Guidance notes. The currency ERC rates are set at £4m (Four Million Pounds) @ 1st April 2021 (AVD) for the RCG 2023 Publication. | Quarry tiles 12.5mm thick, red, including 50mm screed. | - | - | - | - | - | - | Floors - Finishes - Tile | - | 10140 |  | M2 | - | NA | NA | NA | 25.3979 | Option 2 | 31.4884 | 23.98% | 39.0737 | 29.5305 | 16.27% | -6.218% | 29.5305 | 16.27% | Indexed | NA | VOA_GPN_GOV_UK\7246041 | 2019-08-30 | Low | - | High | Risk taken from previous CG | - | - | NA | SPONS A&B | NA | (BEAMS Note 2) The ERC for this item should be added to all other rateable items on the hereditament (except land). Therefore the total of the ERC of the other Building Items and the P&M ERC (where applicable) to enable the correct contract size adjustment to be made. ERC of Building Component + ERC of P&M = Total ERC to which contract size adjustment should be applied. The appropriate % adjustment should be made in accordance with the scale for contract size adjustment specified under section 6 of the RCG 2021 Guidance notes. The currency ERC rates are set at £4m (Four Million Pounds) @ 1st April 2019 (AVD) for the RCG 2021 Publication. | Floors - Finishes - Tile | - | 2 | TRUE
2582 | 31F0KA | 7387 | 31F0KA | Floors | Surface finishes | Quarry tiles on 50mm screed | 12.5mm thick | Brown | Floor finishes including adhesives and grout. | Location Adjustment Applicable (See Guidance Notes) - ERC = UK mean of 1.00 | (BEAMS Note 2) The ERC for this item should be added to all other rateable items on the hereditament (except land). Therefore the total of the ERC of the other Building Items and the P&M ERC (where applicable) to enable the correct contract size adjustment to be made. ERC of Building Component + ERC of P&M = Total ERC to which contract size adjustment should be applied. The appropriate % adjustment should be made in accordance with the scale for contract size adjustment specified under section 6 of the RCG 2023 Guidance notes. The currency ERC rates are set at £4m (Four Million Pounds) @ 1st April 2021 (AVD) for the RCG 2023 Publication. | Quarry tiles 12.5mm thick, brown, including 50mm screed | Measured area (m2) | - | - | - | - | - | Floors - Finishes - Tile | - | 10140 |  | M2 | - | NA | NA | NA | 27.7068 | Option 2 | 34.351 | 23.98% | 42.5214 | 32.1361 | 15.99% | -6.448% | 32.1361 | 15.99% | Indexed | NA | VOA_GPN_GOV_UK\7246041 | 2019-08-30 | Low | - | High | Risk taken from previous CG | - | - | NA | SPONS A&B | NA | (BEAMS Note 2) The ERC for this item should be added to all other rateable items on the hereditament (except land). Therefore the total of the ERC of the other Building Items and the P&M ERC (where applicable) to enable the correct contract size adjustment to be made. ERC of Building Component + ERC of P&M = Total ERC to which contract size adjustment should be applied. The appropriate % adjustment should be made in accordance with the scale for contract size adjustment specified under section 6 of the RCG 2021 Guidance notes. The currency ERC rates are set at £4m (Four Million Pounds) @ 1st April 2019 (AVD) for the RCG 2021 Publication. | Floors - Finishes - Tile | - | 2 | TRUE
2583 | 30A035 | 9477 | 30A035 | Floors upper | 25mm thick square pattern open GRP grid fixed to galvanised steel angle bearers bars | Excluding supporting structure | - | - | 25mm thick square pattern open GRP grid fixed to galvanised steel angle bearers bars. | Location Adjustment Applicable (See Guidance Notes) - ERC = UK mean of 1.00 | (BEAMS Note 2) The ERC for this item should be added to all other rateable items on the hereditament (except land). Therefore the total of the ERC of the other Building Items and the P&M ERC (where applicable) to enable the correct contract size adjustment to be made. ERC of Building Component + ERC of P&M = Total ERC to which contract size adjustment should be applied. The appropriate % adjustment should be made in accordance with the scale for contract size adjustment specified under section 6 of the RCG 2023 Guidance notes. The currency ERC rates are set at £4m (Four Million Pounds) @ 1st April 2021 (AVD) for the RCG 2023 Publication. | - | - | - | - | - | - | - | - | - | - |  | M2 | - | NA | NA | NA | 132.3769 | Option 2 | 164.1214 | 23.98% | 226.2548 | 170.9953 | 29.17% | 4.188% | 170.9953 | 29.17% | Indexed | NA | VOA_GPN_GOV_UK\7246041 | 2019-08-30 | Low | - | Medium | Risk taken from previous CG | - | - | NA | SPONS A&B | NA | (BEAMS Note 2) The ERC for this item should be added to all other rateable items on the hereditament (except land). Therefore the total of the ERC of the other Building Items and the P&M ERC (where applicable) to enable the correct contract size adjustment to be made. ERC of Building Component + ERC of P&M = Total ERC to which contract size adjustment should be applied. The appropriate % adjustment should be made in accordance with the scale for contract size adjustment specified under section 6 of the RCG 2021 Guidance notes. The currency ERC rates are set at £4m (Four Million Pounds) @ 1st April 2019 (AVD) for the RCG 2021 Publication. | - | - | 2 | TRUE
2584 | 30A021 | 7159 | 30A021 | Floors upper | Chequer or Durbar Plate | Excluding supporting structure | Drilled and bolted to supports | 4.5mm thick | Steel plate - thickness from 4mm to 12mm with deformed surface to one side. | Location Adjustment Applicable (See Guidance Notes) - ERC = UK mean of 1.00 | (BEAMS Note 2) The ERC for this item should be added to all other rateable items on the hereditament (except land). Therefore the total of the ERC of the other Building Items and the P&M ERC (where applicable) to enable the correct contract size adjustment to be made. ERC of Building Component + ERC of P&M = Total ERC to which contract size adjustment should be applied. The appropriate % adjustment should be made in accordance with the scale for contract size adjustment specified under section 6 of the RCG 2023 Guidance notes. The currency ERC rates are set at £4m (Four Million Pounds) @ 1st April 2021 (AVD) for the RCG 2023 Publication. | Price is for plate only and does not include supporting structure. For small quantities (equivalent to one sheet of 1225 x 2450mm = 3.00m2), increase rates by 15%. For very large areas (1000m2), discounts up to 10% may be available, although this will depend on the total tonnage of steelwork being ordered. See also mezzanine floors. | Measure total areas of plate and thickness. | - | - | - | - | - | Photo 1 - Durbar plate as platform. (support structure not included in cost) Photo 2 - Durbar plate used as cover for duct. | - | 10141 |  | M2 | - | NA | NA | NA | 90.8167 | Option 2 | 112.5949 | 23.98% | 155.2213 | 117.3107 | 29.17% | 4.188% | 117.3107 | 29.17% | Indexed | NA | VOA_GPN_GOV_UK\7246041 | 2019-08-30 | Low | - | Medium | Risk taken from previous CG | - | - | NA | SPONS A&B | NA | (BEAMS Note 2) The ERC for this item should be added to all other rateable items on the hereditament (except land). Therefore the total of the ERC of the other Building Items and the P&M ERC (where applicable) to enable the correct contract size adjustment to be made. ERC of Building Component + ERC of P&M = Total ERC to which contract size adjustment should be applied. The appropriate % adjustment should be made in accordance with the scale for contract size adjustment specified under section 6 of the RCG 2021 Guidance notes. The currency ERC rates are set at £4m (Four Million Pounds) @ 1st April 2019 (AVD) for the RCG 2021 Publication. | Photo 1 - Durbar plate as platform. (support structure not included in cost) Photo 2 - Durbar plate used as cover for duct. | - | 2 | TRUE
2585 | 30A022 | 7116 | 30A022 | Floors upper | Chequer or Durbar Plate | Excluding supporting structure | Drilled and bolted to supports | 6mm thick | Steel plate - thickness from 4mm to 12mm with deformed surface to one side. | Location Adjustment Applicable (See Guidance Notes) - ERC = UK mean of 1.00 | (BEAMS Note 2) The ERC for this item should be added to all other rateable items on the hereditament (except land). Therefore the total of the ERC of the other Building Items and the P&M ERC (where applicable) to enable the correct contract size adjustment to be made. ERC of Building Component + ERC of P&M = Total ERC to which contract size adjustment should be applied. The appropriate % adjustment should be made in accordance with the scale for contract size adjustment specified under section 6 of the RCG 2023 Guidance notes. The currency ERC rates are set at £4m (Four Million Pounds) @ 1st April 2021 (AVD) for the RCG 2023 Publication. | Price is for plate only and does not include supporting structure. For small quantities (equivalent to one sheet of 1225 x 2450mm = 3.00m2), increase rates by 15%. For very large areas (1000m2), discounts up to 10% may be available, although this will depend on the total tonnage of steelwork being ordered. See also mezzanine floors. | Measure total areas of plate = m2 | - | - | - | - | - | Photo 1 - Durbar plate as platform. (support structure not included in cost) Photo 2 - Durbar plate used as cover for duct. | - | 10141 |  | M2 | - | NA | NA | NA | 120.0628 | Option 2 | 148.8543 | 23.98% | 205.2079 | 155.0888 | 29.17% | 4.188% | 155.0888 | 29.17% | Indexed | NA | VOA_GPN_GOV_UK\7246041 | 2019-08-30 | Low | - | Medium | Risk taken from previous CG | - | - | NA | SPONS A&B | NA | (BEAMS Note 2) The ERC for this item should be added to all other rateable items on the hereditament (except land). Therefore the total of the ERC of the other Building Items and the P&M ERC (where applicable) to enable the correct contract size adjustment to be made. ERC of Building Component + ERC of P&M = Total ERC to which contract size adjustment should be applied. The appropriate % adjustment should be made in accordance with the scale for contract size adjustment specified under section 6 of the RCG 2021 Guidance notes. The currency ERC rates are set at £4m (Four Million Pounds) @ 1st April 2019 (AVD) for the RCG 2021 Publication. | Photo 1 - Durbar plate as platform. (support structure not included in cost) Photo 2 - Durbar plate used as cover for duct. | - | 2 | TRUE
2586 | 30A026 | 7117 | 30A026 | Floors upper | Chequer or Durbar Plate | Excluding supporting structure | Drilled and bolted to supports | 8mm thick | Steel plate - thickness from 4mm to 12mm with deformed surface to one side. | Location Adjustment Applicable (See Guidance Notes) - ERC = UK mean of 1.00 | (BEAMS Note 2) The ERC for this item should be added to all other rateable items on the hereditament (except land). Therefore the total of the ERC of the other Building Items and the P&M ERC (where applicable) to enable the correct contract size adjustment to be made. ERC of Building Component + ERC of P&M = Total ERC to which contract size adjustment should be applied. The appropriate % adjustment should be made in accordance with the scale for contract size adjustment specified under section 6 of the RCG 2023 Guidance notes. The currency ERC rates are set at £4m (Four Million Pounds) @ 1st April 2021 (AVD) for the RCG 2023 Publication. | Price is for plate only and does not include supporting structure. For small quantities (equivalent to one sheet of 1225 x 2450mm = 3.00m2), increase rates by 15%. For very large areas (1000m2), discounts up to 10% may be available, although this will depend on the total tonnage of steelwork being ordered. See also mezzanine floors. | Measure total areas of plate = m2 | - | - | - | - | - | Photo 1 - Durbar plate as platform. (support structure not included in cost) Photo 2 - Durbar plate used as cover for duct. | - | 10141 |  | M2 | - | NA | NA | NA | 134.6858 | Option 2 | 166.984 | 23.98% | 230.2011 | 173.9778 | 29.17% | 4.188% | 173.9778 | 29.17% | Indexed | NA | VOA_GPN_GOV_UK\7246041 | 2019-08-30 | Low | - | Medium | Risk taken from previous CG | - | - | NA | SPONS A&B | NA | (BEAMS Note 2) The ERC for this item should be added to all other rateable items on the hereditament (except land). Therefore the total of the ERC of the other Building Items and the P&M ERC (where applicable) to enable the correct contract size adjustment to be made. ERC of Building Component + ERC of P&M = Total ERC to which contract size adjustment should be applied. The appropriate % adjustment should be made in accordance with the scale for contract size adjustment specified under section 6 of the RCG 2021 Guidance notes. The currency ERC rates are set at £4m (Four Million Pounds) @ 1st April 2019 (AVD) for the RCG 2021 Publication. | Photo 1 - Durbar plate as platform. (support structure not included in cost) Photo 2 - Durbar plate used as cover for duct. | - | 2 | TRUE
2587 | 30A027 | 6816 | 30A027 | Floors upper | Chequer or Durbar Plate | Excluding supporting structure | Drilled and bolted to supports | 10mm thick | Steel plate - thickness from 4mm to 12mm with deformed surface to one side. | Location Adjustment Applicable (See Guidance Notes) - ERC = UK mean of 1.00 | (BEAMS Note 2) The ERC for this item should be added to all other rateable items on the hereditament (except land). Therefore the total of the ERC of the other Building Items and the P&M ERC (where applicable) to enable the correct contract size adjustment to be made. ERC of Building Component + ERC of P&M = Total ERC to which contract size adjustment should be applied. The appropriate % adjustment should be made in accordance with the scale for contract size adjustment specified under section 6 of the RCG 2023 Guidance notes. The currency ERC rates are set at £4m (Four Million Pounds) @ 1st April 2021 (AVD) for the RCG 2023 Publication. | Price is for plate only and does not include supporting structure. For small quantities (equivalent to one sheet of 1225 x 2450mm = 3.00m2), increase rates by 15%. For very large areas (1000m2), discounts up to 10% may be available, although this will depend on the total tonnage of steelwork being ordered. See also mezzanine floors. | Measure total areas of plate = m2 | - | - | - | - | - | Photo 1 - Durbar plate as platform. (support structure not included in cost) Photo 2 - Durbar plate used as cover for duct. | - | 10141 |  | M2 | - | NA | NA | NA | 160.0837 | Option 2 | 198.4724 | 23.98% | 273.6105 | 206.785 | 29.17% | 4.188% | 206.785 | 29.17% | Indexed | NA | VOA_GPN_GOV_UK\7246041 | 2019-08-30 | Low | - | Medium | Risk taken from previous CG | - | - | NA | SPONS A&B | NA | (BEAMS Note 2) The ERC for this item should be added to all other rateable items on the hereditament (except land). Therefore the total of the ERC of the other Building Items and the P&M ERC (where applicable) to enable the correct contract size adjustment to be made. ERC of Building Component + ERC of P&M = Total ERC to which contract size adjustment should be applied. The appropriate % adjustment should be made in accordance with the scale for contract size adjustment specified under section 6 of the RCG 2021 Guidance notes. The currency ERC rates are set at £4m (Four Million Pounds) @ 1st April 2019 (AVD) for the RCG 2021 Publication. | Photo 1 - Durbar plate as platform. (support structure not included in cost) Photo 2 - Durbar plate used as cover for duct. | - | 2 | TRUE
2588 | 30A029 | 6817 | 30A029 | Floors upper | Chequer or Durbar Plate | Excluding supporting structure | Drilled and bolted to supports | 12mm thick | Steel plate - thickness from 4mm to 12mm with deformed surface to one side. | Location Adjustment Applicable (See Guidance Notes) - ERC = UK mean of 1.00 | (BEAMS Note 2) The ERC for this item should be added to all other rateable items on the hereditament (except land). Therefore the total of the ERC of the other Building Items and the P&M ERC (where applicable) to enable the correct contract size adjustment to be made. ERC of Building Component + ERC of P&M = Total ERC to which contract size adjustment should be applied. The appropriate % adjustment should be made in accordance with the scale for contract size adjustment specified under section 6 of the RCG 2023 Guidance notes. The currency ERC rates are set at £4m (Four Million Pounds) @ 1st April 2021 (AVD) for the RCG 2023 Publication. | Price is for plate only and does not include supporting structure. For small quantities (equivalent to one sheet of 1225 x 2450mm = 3.00m2), increase rates by 15%. For very large areas (1000m2), discounts up to 10% may be available, although this will depend on the total tonnage of steelwork being ordered. See also mezzanine floors. | Measure total areas of plate = m2 | - | - | - | - | - | Photo 1 - Durbar plate as platform. (support structure not included in cost) Photo 2 - Durbar plate used as cover for duct. | - | 10141 |  | M2 | - | NA | NA | NA | 190.869 | Option 2 | 236.6402 | 23.98% | 326.2279 | 246.5514 | 29.17% | 4.188% | 246.5514 | 29.17% | Indexed | NA | VOA_GPN_GOV_UK\7246041 | 2019-08-30 | Low | - | Medium | Risk taken from previous CG | - | - | NA | SPONS A&B | NA | (BEAMS Note 2) The ERC for this item should be added to all other rateable items on the hereditament (except land). Therefore the total of the ERC of the other Building Items and the P&M ERC (where applicable) to enable the correct contract size adjustment to be made. ERC of Building Component + ERC of P&M = Total ERC to which contract size adjustment should be applied. The appropriate % adjustment should be made in accordance with the scale for contract size adjustment specified under section 6 of the RCG 2021 Guidance notes. The currency ERC rates are set at £4m (Four Million Pounds) @ 1st April 2019 (AVD) for the RCG 2021 Publication. | Photo 1 - Durbar plate as platform. (support structure not included in cost) Photo 2 - Durbar plate used as cover for duct. | - | 2 | TRUE
2589 | 30A11P | 6822 | 30A11P | Floors upper | Chequer Plate on Heavy Steel Frame | 200mm x 100mm columns and beams | 6mm chequer plate | 3.5m between floors | Heavy steel universal columns and beams approx. 200 x 100mm section with 6mm thick Chequer/Durbar plate flooring, 3.5m above level of floor below. (i.e. floor to floor) | Location Adjustment Applicable (See Guidance Notes) - ERC = UK mean of 1.00 | (BEAMS Note 2) The ERC for this item should be added to all other rateable items on the hereditament (except land). Therefore the total of the ERC of the other Building Items and the P&M ERC (where applicable) to enable the correct contract size adjustment to be made. ERC of Building Component + ERC of P&M = Total ERC to which contract size adjustment should be applied. The appropriate % adjustment should be made in accordance with the scale for contract size adjustment specified under section 6 of the RCG 2023 Guidance notes. The currency ERC rates are set at £4m (Four Million Pounds) @ 1st April 2021 (AVD) for the RCG 2023 Publication. | Add/Deduct for each metre variation in height. see variations For handrails and access stairs see: Stairs | Measure to m2 GIA of floor area. | - | - | Stairs, walkways and platforms. | - | For each m of height above or below 3.5m add/deduct £30/m2. | - | - | 10147 |  | M2 | - | NA | NA | NA | 197.0261 | Option 2 | 244.2737 | 23.98% | 336.7514 | 254.5047 | 29.17% | 4.188% | 254.5047 | 29.17% | Indexed | NA | VOA_GPN_GOV_UK\7246041 | 2019-08-30 | Low | - | Medium | Risk taken from previous CG | - | - | NA | SPONS A&B | NA | (BEAMS Note 2) The ERC for this item should be added to all other rateable items on the hereditament (except land). Therefore the total of the ERC of the other Building Items and the P&M ERC (where applicable) to enable the correct contract size adjustment to be made. ERC of Building Component + ERC of P&M = Total ERC to which contract size adjustment should be applied. The appropriate % adjustment should be made in accordance with the scale for contract size adjustment specified under section 6 of the RCG 2021 Guidance notes. The currency ERC rates are set at £4m (Four Million Pounds) @ 1st April 2019 (AVD) for the RCG 2021 Publication. | - | - | 2 | TRUE
2590 | 30A11F | 6820 | 30A11F | Floors upper | Chequer Plate on Light Steel Frame | 127mm x 75mm columns and beams | 6mm chequer plate | 3.5m between floors | Light steel universal columns and beams approx. 127 x 76mm section with 6mm thick Chequer/Durbar plate flooring 3.5m above level of floor below (i.e. floor to floor). Excludes foundation bases. | Location Adjustment Applicable (See Guidance Notes) - ERC = UK mean of 1.00 | (BEAMS Note 2) The ERC for this item should be added to all other rateable items on the hereditament (except land). Therefore the total of the ERC of the other Building Items and the P&M ERC (where applicable) to enable the correct contract size adjustment to be made. ERC of Building Component + ERC of P&M = Total ERC to which contract size adjustment should be applied. The appropriate % adjustment should be made in accordance with the scale for contract size adjustment specified under section 6 of the RCG 2023 Guidance notes. The currency ERC rates are set at £4m (Four Million Pounds) @ 1st April 2021 (AVD) for the RCG 2023 Publication. | - | Area of floor = m2 | - | - | - | - | For handrails and access stairs see: Stairs. | Floors - Upper; with supporting structure - Chequer/Durbar plate, on light steel frame. | - | 10147 |  | M2 | - | NA | NA | NA | 152.3874 | Option 2 | 188.9305 | 23.98% | 260.4561 | 196.8434 | 29.17% | 4.188% | 196.8434 | 29.17% | Indexed | NA | VOA_GPN_GOV_UK\7246041 | 2019-08-30 | Low | - | Medium | Risk taken from previous CG | - | - | NA | SPONS A&B | NA | (BEAMS Note 2) The ERC for this item should be added to all other rateable items on the hereditament (except land). Therefore the total of the ERC of the other Building Items and the P&M ERC (where applicable) to enable the correct contract size adjustment to be made. ERC of Building Component + ERC of P&M = Total ERC to which contract size adjustment should be applied. The appropriate % adjustment should be made in accordance with the scale for contract size adjustment specified under section 6 of the RCG 2021 Guidance notes. The currency ERC rates are set at £4m (Four Million Pounds) @ 1st April 2019 (AVD) for the RCG 2021 Publication. | Floors - Upper; with supporting structure - Chequer/Durbar plate, on light steel frame. | - | 2 | TRUE
2591 | 30A12P | 6828 | 30A12P | Floors upper | Chequer Plate on R.C Frame | < 200mm x 200mm R.C columns and beams | 6mm chequer plate | 3.5m between floors | Reinforced concrete frame with 6mm thick Chequer/Dunbar plate flooring, 3.5m above level of floor below (i.e. floor to floor). Excludes foundation bases. | Location Adjustment Applicable (See Guidance Notes) - ERC = UK mean of 1.00 | (BEAMS Note 2) The ERC for this item should be added to all other rateable items on the hereditament (except land). Therefore the total of the ERC of the other Building Items and the P&M ERC (where applicable) to enable the correct contract size adjustment to be made. ERC of Building Component + ERC of P&M = Total ERC to which contract size adjustment should be applied. The appropriate % adjustment should be made in accordance with the scale for contract size adjustment specified under section 6 of the RCG 2023 Guidance notes. The currency ERC rates are set at £4m (Four Million Pounds) @ 1st April 2021 (AVD) for the RCG 2023 Publication. | - | Measure area of supported floor = m2. | - | - | - | - | Add/Deduct for each metre variation in height. £8/m2. | - | - | 10148 |  | M2 | - | NA | NA | NA | 170.0889 | Option 2 | 210.8769 | 23.98% | 290.7111 | 219.7091 | 29.17% | 4.188% | 219.7091 | 29.17% | Indexed | NA | VOA_GPN_GOV_UK\7246041 | 2019-08-30 | Low | - | Medium | Risk taken from previous CG | - | - | NA | SPONS A&B | NA | (BEAMS Note 2) The ERC for this item should be added to all other rateable items on the hereditament (except land). Therefore the total of the ERC of the other Building Items and the P&M ERC (where applicable) to enable the correct contract size adjustment to be made. ERC of Building Component + ERC of P&M = Total ERC to which contract size adjustment should be applied. The appropriate % adjustment should be made in accordance with the scale for contract size adjustment specified under section 6 of the RCG 2021 Guidance notes. The currency ERC rates are set at £4m (Four Million Pounds) @ 1st April 2019 (AVD) for the RCG 2021 Publication. | - | - | 2 | TRUE
2592 | 30A12U | 6829 | 30A12U | Floors upper | Concrete Panel with Screed Topping | < 200mm x 200mm R.C columns and beams | > 5kn/mm² design load | 3.5m between floors | Reinforced concrete frame with pre-cast pre-stressed concrete units with concrete topping, trowelled smooth finish 3.5m above level of floor below. (i.e. floor to floor) | Location Adjustment Applicable (See Guidance Notes) - ERC = UK mean of 1.00 | (BEAMS Note 2) The ERC for this item should be added to all other rateable items on the hereditament (except land). Therefore the total of the ERC of the other Building Items and the P&M ERC (where applicable) to enable the correct contract size adjustment to be made. ERC of Building Component + ERC of P&M = Total ERC to which contract size adjustment should be applied. The appropriate % adjustment should be made in accordance with the scale for contract size adjustment specified under section 6 of the RCG 2023 Guidance notes. The currency ERC rates are set at £4m (Four Million Pounds) @ 1st April 2021 (AVD) for the RCG 2023 Publication. | Total loading - 5kn/mm2. | Measure effective floor area = m2. | - | - | - | - | Add/Deduct for each metre variation in height- £10.00/m2. For handrails and access stairs see: Stairs. | - | - | 10149 |  | M2 | - | NA | NA | NA | 90.0471 | Option 2 | 111.6407 | 23.98% | 153.9059 | 116.3166 | 29.17% | 4.188% | 116.3166 | 29.17% | Indexed | NA | VOA_GPN_GOV_UK\7246041 | 2019-08-30 | Low | - | Medium | Risk taken from previous CG | - | - | NA | SPONS A&B | NA | (BEAMS Note 2) The ERC for this item should be added to all other rateable items on the hereditament (except land). Therefore the total of the ERC of the other Building Items and the P&M ERC (where applicable) to enable the correct contract size adjustment to be made. ERC of Building Component + ERC of P&M = Total ERC to which contract size adjustment should be applied. The appropriate % adjustment should be made in accordance with the scale for contract size adjustment specified under section 6 of the RCG 2021 Guidance notes. The currency ERC rates are set at £4m (Four Million Pounds) @ 1st April 2019 (AVD) for the RCG 2021 Publication. | - | - | 2 | TRUE
2593 | 30A12Z | 6830 | 30A12Z | Floors upper | Concrete Panel with Screed Topping | < 400mm x 400mm R.C columns and beams | > 12.5kn/mm² design load | 3.5m between floors | Reinforced concrete frame with pre-cast pre-stressed concrete units with concrete topping, trowelled smooth finish 3.5m above level of floor below. (i.e. floor to floor) | Location Adjustment Applicable (See Guidance Notes) - ERC = UK mean of 1.00 | (BEAMS Note 2) The ERC for this item should be added to all other rateable items on the hereditament (except land). Therefore the total of the ERC of the other Building Items and the P&M ERC (where applicable) to enable the correct contract size adjustment to be made. ERC of Building Component + ERC of P&M = Total ERC to which contract size adjustment should be applied. The appropriate % adjustment should be made in accordance with the scale for contract size adjustment specified under section 6 of the RCG 2023 Guidance notes. The currency ERC rates are set at £4m (Four Million Pounds) @ 1st April 2021 (AVD) for the RCG 2023 Publication. | Total loading - 12kn/mm2. | Measure floor area =m2. | - | - | - | - | Add/Deduct for each metre variation in height - £10.00/m2. For handrails and access stairs see: Stairs | - | - | 10149 |  | M2 | - | NA | NA | NA | 93.8952 | Option 2 | 116.4117 | 23.98% | 160.4831 | 121.2874 | 29.17% | 4.188% | 121.2874 | 29.17% | Indexed | NA | VOA_GPN_GOV_UK\7246041 | 2019-08-30 | Low | - | Medium | Risk taken from previous CG | - | - | NA | SPONS A&B | NA | (BEAMS Note 2) The ERC for this item should be added to all other rateable items on the hereditament (except land). Therefore the total of the ERC of the other Building Items and the P&M ERC (where applicable) to enable the correct contract size adjustment to be made. ERC of Building Component + ERC of P&M = Total ERC to which contract size adjustment should be applied. The appropriate % adjustment should be made in accordance with the scale for contract size adjustment specified under section 6 of the RCG 2021 Guidance notes. The currency ERC rates are set at £4m (Four Million Pounds) @ 1st April 2019 (AVD) for the RCG 2021 Publication. | - | - | 2 | TRUE
2594 | 30A10U | 7194 | 30A10U | Floors upper | Precast Beam and Block | Excluding supporting structure | < 3.30m span | - | Bison "House floor" pre-cast concrete beam and block floor. Including filling at wall abutments and grouting. | Location Adjustment Applicable (See Guidance Notes) - ERC = UK mean of 1.00 | (BEAMS Note 2) The ERC for this item should be added to all other rateable items on the hereditament (except land). Therefore the total of the ERC of the other Building Items and the P&M ERC (where applicable) to enable the correct contract size adjustment to be made. ERC of Building Component + ERC of P&M = Total ERC to which contract size adjustment should be applied. The appropriate % adjustment should be made in accordance with the scale for contract size adjustment specified under section 6 of the RCG 2023 Guidance notes. The currency ERC rates are set at £4m (Four Million Pounds) @ 1st April 2021 (AVD) for the RCG 2023 Publication. | Span up to 3.3m. | Measure area of floor = m2. | - | - | - | - | - | - | - | 10145 |  | M2 | - | NA | NA | NA | 17.7016 | Option 2 | 21.9465 | 23.98% | 30.255 | 22.8657 | 29.17% | 4.188% | 22.8657 | 29.17% | Indexed | NA | VOA_GPN_GOV_UK\7246041 | 2019-08-30 | Low | - | Medium | Risk taken from previous CG | - | - | NA | SPONS A&B | NA | (BEAMS Note 2) The ERC for this item should be added to all other rateable items on the hereditament (except land). Therefore the total of the ERC of the other Building Items and the P&M ERC (where applicable) to enable the correct contract size adjustment to be made. ERC of Building Component + ERC of P&M = Total ERC to which contract size adjustment should be applied. The appropriate % adjustment should be made in accordance with the scale for contract size adjustment specified under section 6 of the RCG 2021 Guidance notes. The currency ERC rates are set at £4m (Four Million Pounds) @ 1st April 2019 (AVD) for the RCG 2021 Publication. | - | - | 2 | TRUE
2595 | 30A10Z | 3793 | 30A10Z | Floors upper | Precast Beam and Block | Excluding supporting structure | 3.30m - 4.35m span | - | Bison "House floor" pre-cast concrete beam and block floor. Including filling at wall abutments and grouting. | Location Adjustment Applicable (See Guidance Notes) - ERC = UK mean of 1.00 | (BEAMS Note 2) The ERC for this item should be added to all other rateable items on the hereditament (except land). Therefore the total of the ERC of the other Building Items and the P&M ERC (where applicable) to enable the correct contract size adjustment to be made. ERC of Building Component + ERC of P&M = Total ERC to which contract size adjustment should be applied. The appropriate % adjustment should be made in accordance with the scale for contract size adjustment specified under section 6 of the RCG 2023 Guidance notes. The currency ERC rates are set at £4m (Four Million Pounds) @ 1st April 2021 (AVD) for the RCG 2023 Publication. | Span up to 4.35m. | Measure area of floor = m2. | - | - | - | - | - | Floors - Upper; Excluding Supporting Structure - Precast Beam and Block. | - | 10145 |  | M2 | - | NA | NA | NA | 20.7801 | Option 2 | 25.7632 | 23.98% | 35.5167 | 26.8423 | 29.17% | 4.188% | 26.8423 | 29.17% | Indexed | NA | VOA_GPN_GOV_UK\7246041 | 2019-08-30 | Low | - | Medium | Risk taken from previous CG | - | - | NA | SPONS A&B | NA | (BEAMS Note 2) The ERC for this item should be added to all other rateable items on the hereditament (except land). Therefore the total of the ERC of the other Building Items and the P&M ERC (where applicable) to enable the correct contract size adjustment to be made. ERC of Building Component + ERC of P&M = Total ERC to which contract size adjustment should be applied. The appropriate % adjustment should be made in accordance with the scale for contract size adjustment specified under section 6 of the RCG 2021 Guidance notes. The currency ERC rates are set at £4m (Four Million Pounds) @ 1st April 2019 (AVD) for the RCG 2021 Publication. | Floors - Upper; Excluding Supporting Structure - Precast Beam and Block. | - | 2 | TRUE
2596 | 30A11Z | 6824 | 30A11Z | Floors upper | Precast Concrete Panels on Steel Frame | > 300mm x 150mm columns and beams | > 12.5kn/mm² design load | 3.5m between floors | Reinforced concrete frame with in-situ concrete slab with trowelled smooth finish, 3.5m above level of floor below (i.e. floor to floor). Excludes foundation bases to columns. | Location Adjustment Applicable (See Guidance Notes) - ERC = UK mean of 1.00 | (BEAMS Note 2) The ERC for this item should be added to all other rateable items on the hereditament (except land). Therefore the total of the ERC of the other Building Items and the P&M ERC (where applicable) to enable the correct contract size adjustment to be made. ERC of Building Component + ERC of P&M = Total ERC to which contract size adjustment should be applied. The appropriate % adjustment should be made in accordance with the scale for contract size adjustment specified under section 6 of the RCG 2023 Guidance notes. The currency ERC rates are set at £4m (Four Million Pounds) @ 1st April 2021 (AVD) for the RCG 2023 Publication. | - | Measure floor area =m2. | - | - | - | - | Add or deduct for each metre variation in height - £10.00 for slabs up to 300 thick. For slabs over 300 thick: £15.00 for each metre variation in height. For handrails and access stairs see Stairs | Floors - Upper; With Supporting Structure - Insitu Reinforced Concrete Slab on concrete frame. | - | 10150 |  | M2 | - | NA | NA | NA | 80.8115 | Option 2 | 100.1904 | 23.98% | 138.1207 | 104.3867 | 29.17% | 4.188% | 104.3867 | 29.17% | Indexed | NA | VOA_GPN_GOV_UK\7246041 | 2019-08-30 | Low | - | Medium | Risk taken from previous CG | - | - | NA | SPONS A&B | NA | (BEAMS Note 2) The ERC for this item should be added to all other rateable items on the hereditament (except land). Therefore the total of the ERC of the other Building Items and the P&M ERC (where applicable) to enable the correct contract size adjustment to be made. ERC of Building Component + ERC of P&M = Total ERC to which contract size adjustment should be applied. The appropriate % adjustment should be made in accordance with the scale for contract size adjustment specified under section 6 of the RCG 2021 Guidance notes. The currency ERC rates are set at £4m (Four Million Pounds) @ 1st April 2019 (AVD) for the RCG 2021 Publication. | Floors - Upper; With Supporting Structure - Insitu Reinforced Concrete Slab on concrete frame. | - | 2 | TRUE
2597 | 30A11U | 6823 | 30A11U | Floors upper | Precast Concrete Panels on Steel Frame | 200mm x 100mm columns and beams | > 5kn/mm² design load | 3.5m between floors | Structural steel frame with in-situ concrete slab with trowelled smooth finish, 3.5m above level of floor below (i.e. floor to floor). Excludes foundation bases to columns. | Location Adjustment Applicable (See Guidance Notes) - ERC = UK mean of 1.00 | (BEAMS Note 2) The ERC for this item should be added to all other rateable items on the hereditament (except land). Therefore the total of the ERC of the other Building Items and the P&M ERC (where applicable) to enable the correct contract size adjustment to be made. ERC of Building Component + ERC of P&M = Total ERC to which contract size adjustment should be applied. The appropriate % adjustment should be made in accordance with the scale for contract size adjustment specified under section 6 of the RCG 2023 Guidance notes. The currency ERC rates are set at £4m (Four Million Pounds) @ 1st April 2021 (AVD) for the RCG 2023 Publication. | - | Measure floor area =m2. | - | - | - | - | Add or deduct for each metre variation in height - £10.00 for slabs up to 300 thick. For slabs over 300 thick: £15.00 for each metre variation in height. For handrails and access stairs see Stairs. | - | - | 10150 |  | M2 | - | NA | NA | NA | 79.2722 | Option 2 | 98.282 | 23.98% | 135.4898 | 102.3984 | 29.17% | 4.188% | 102.3984 | 29.17% | Indexed | NA | VOA_GPN_GOV_UK\7246041 | 2019-08-30 | Low | - | Medium | Risk taken from previous CG | - | - | NA | SPONS A&B | NA | (BEAMS Note 2) The ERC for this item should be added to all other rateable items on the hereditament (except land). Therefore the total of the ERC of the other Building Items and the P&M ERC (where applicable) to enable the correct contract size adjustment to be made. ERC of Building Component + ERC of P&M = Total ERC to which contract size adjustment should be applied. The appropriate % adjustment should be made in accordance with the scale for contract size adjustment specified under section 6 of the RCG 2021 Guidance notes. The currency ERC rates are set at £4m (Four Million Pounds) @ 1st April 2019 (AVD) for the RCG 2021 Publication. | - | - | 2 | TRUE
2598 | 30A12A | 6825 | 30A12A | Floors upper | Precast Concrete Panels on Steel Frame | 200mm x 100mm columns and beams | 125mm thick slab | 3.5m between floors | Reinforced concrete frame with in-situ concrete slab with trowelled smooth finish, 3.5m above level of floor below (i.e. floor to floor). Excludes foundation bases to column bases. | Location Adjustment Applicable (See Guidance Notes) - ERC = UK mean of 1.00 | (BEAMS Note 2) The ERC for this item should be added to all other rateable items on the hereditament (except land). Therefore the total of the ERC of the other Building Items and the P&M ERC (where applicable) to enable the correct contract size adjustment to be made. ERC of Building Component + ERC of P&M = Total ERC to which contract size adjustment should be applied. The appropriate % adjustment should be made in accordance with the scale for contract size adjustment specified under section 6 of the RCG 2023 Guidance notes. The currency ERC rates are set at £4m (Four Million Pounds) @ 1st April 2021 (AVD) for the RCG 2023 Publication. | - | Measure floor area =m2. | - | - | - | - | Add or deduct for each metre variation in height - £10.00 for slabs up to 300 thick. For slabs over 300 thick: £15.00 for each metre variation in height. For handrails and access stairs see Stairs. | Floors - Upper; With Supporting Structure - Insitu Reinforced Concrete Slab on concrete frame. | - | 10150 |  | M2 | - | NA | NA | NA | 103.1308 | Option 2 | 127.862 | 23.98% | 176.2683 | 133.2173 | 29.17% | 4.188% | 133.2173 | 29.17% | Indexed | NA | VOA_GPN_GOV_UK\7246041 | 2019-08-30 | Low | - | Medium | Risk taken from previous CG | - | - | NA | SPONS A&B | NA | (BEAMS Note 2) The ERC for this item should be added to all other rateable items on the hereditament (except land). Therefore the total of the ERC of the other Building Items and the P&M ERC (where applicable) to enable the correct contract size adjustment to be made. ERC of Building Component + ERC of P&M = Total ERC to which contract size adjustment should be applied. The appropriate % adjustment should be made in accordance with the scale for contract size adjustment specified under section 6 of the RCG 2021 Guidance notes. The currency ERC rates are set at £4m (Four Million Pounds) @ 1st April 2019 (AVD) for the RCG 2021 Publication. | Floors - Upper; With Supporting Structure - Insitu Reinforced Concrete Slab on concrete frame. | - | 2 | TRUE
2599 | 30A12F | 6826 | 30A12F | Floors upper | Precast Concrete Panels on Steel Frame | 200mm x 100mm columns and beams | 225mm thick slab | 3.5m between floors | Reinforced concrete frame with in-situ concrete slab with trowelled smooth finish, 3.5m above level of floor below (i.e. floor to floor). Excludes foundation bases to column bases. | Location Adjustment Applicable (See Guidance Notes) - ERC = UK mean of 1.00 | (BEAMS Note 2) The ERC for this item should be added to all other rateable items on the hereditament (except land). Therefore the total of the ERC of the other Building Items and the P&M ERC (where applicable) to enable the correct contract size adjustment to be made. ERC of Building Component + ERC of P&M = Total ERC to which contract size adjustment should be applied. The appropriate % adjustment should be made in accordance with the scale for contract size adjustment specified under section 6 of the RCG 2023 Guidance notes. The currency ERC rates are set at £4m (Four Million Pounds) @ 1st April 2021 (AVD) for the RCG 2023 Publication. | - | Measure floor area =m2. | - | - | - | - | Add or deduct for each metre variation in height - £10.00 for slabs up to 300 thick. For slabs over 300 thick: £15.00 for each metre variation in height. For handrails and access stairs see Stairs. | Floors - Upper; With Supporting Structure - Insitu Reinforced Concrete Slab on concrete frame. | - | 10150 |  | M2 | - | NA | NA | NA | 126.9895 | Option 2 | 157.4421 | 23.98% | 217.0468 | 164.0362 | 29.17% | 4.188% | 164.0362 | 29.17% | Indexed | NA | VOA_GPN_GOV_UK\7246041 | 2019-08-30 | Low | - | Medium | Risk taken from previous CG | - | - | NA | SPONS A&B | NA | (BEAMS Note 2) The ERC for this item should be added to all other rateable items on the hereditament (except land). Therefore the total of the ERC of the other Building Items and the P&M ERC (where applicable) to enable the correct contract size adjustment to be made. ERC of Building Component + ERC of P&M = Total ERC to which contract size adjustment should be applied. The appropriate % adjustment should be made in accordance with the scale for contract size adjustment specified under section 6 of the RCG 2021 Guidance notes. The currency ERC rates are set at £4m (Four Million Pounds) @ 1st April 2019 (AVD) for the RCG 2021 Publication. | Floors - Upper; With Supporting Structure - Insitu Reinforced Concrete Slab on concrete frame. | - | 2 | TRUE
2600 | 30A10A | 3683 | 30A10A | Floors upper | Precast plank | Excluding supporting structure | 100mm thick | 600mm wide | Bison Dry cast pre-cast concrete suspended floor planks, including grout between planks. | Location Adjustment Applicable (See Guidance Notes) - ERC = UK mean of 1.00 | (BEAMS Note 2) The ERC for this item should be added to all other rateable items on the hereditament (except land). Therefore the total of the ERC of the other Building Items and the P&M ERC (where applicable) to enable the correct contract size adjustment to be made. ERC of Building Component + ERC of P&M = Total ERC to which contract size adjustment should be applied. The appropriate % adjustment should be made in accordance with the scale for contract size adjustment specified under section 6 of the RCG 2023 Guidance notes. The currency ERC rates are set at £4m (Four Million Pounds) @ 1st April 2021 (AVD) for the RCG 2023 Publication. | - | Area of floor = m2 | - | - | - | - | - | - | - | 10144 |  | M2 | - | NA | NA | NA | 33.0942 | Option 2 | 41.0304 | 23.98% | 56.5637 | 42.7488 | 29.17% | 4.188% | 42.7488 | 29.17% | Indexed | NA | VOA_GPN_GOV_UK\7246041 | 2019-08-30 | Low | - | Medium | Risk taken from previous CG | - | - | NA | SPONS A&B | NA | (BEAMS Note 2) The ERC for this item should be added to all other rateable items on the hereditament (except land). Therefore the total of the ERC of the other Building Items and the P&M ERC (where applicable) to enable the correct contract size adjustment to be made. ERC of Building Component + ERC of P&M = Total ERC to which contract size adjustment should be applied. The appropriate % adjustment should be made in accordance with the scale for contract size adjustment specified under section 6 of the RCG 2021 Guidance notes. The currency ERC rates are set at £4m (Four Million Pounds) @ 1st April 2019 (AVD) for the RCG 2021 Publication. | - | - | 2 | TRUE
2601 | 30A10F | 7140 | 30A10F | Floors upper | Precast plank | Excluding supporting structure | 100mm thick | 1200mm wide | Bison Dry cast pre-cast concrete suspended floor planks, including grout between planks. | Location Adjustment Applicable (See Guidance Notes) - ERC = UK mean of 1.00 | (BEAMS Note 2) The ERC for this item should be added to all other rateable items on the hereditament (except land). Therefore the total of the ERC of the other Building Items and the P&M ERC (where applicable) to enable the correct contract size adjustment to be made. ERC of Building Component + ERC of P&M = Total ERC to which contract size adjustment should be applied. The appropriate % adjustment should be made in accordance with the scale for contract size adjustment specified under section 6 of the RCG 2023 Guidance notes. The currency ERC rates are set at £4m (Four Million Pounds) @ 1st April 2021 (AVD) for the RCG 2023 Publication. | - | Area of floor = m2 | - | - | - | - | - | Floors - Upper; Excluding Supporting Structure - Pre-cast Concrete 100-150mm thick. | - | 10144 |  | M2 | - | NA | NA | NA | 30.7853 | Option 2 | 38.1678 | 23.98% | 52.6174 | 39.7664 | 29.17% | 4.188% | 39.7664 | 29.17% | Indexed | NA | VOA_GPN_GOV_UK\7246041 | 2019-08-30 | Low | - | Medium | Risk taken from previous CG | - | - | NA | SPONS A&B | NA | (BEAMS Note 2) The ERC for this item should be added to all other rateable items on the hereditament (except land). Therefore the total of the ERC of the other Building Items and the P&M ERC (where applicable) to enable the correct contract size adjustment to be made. ERC of Building Component + ERC of P&M = Total ERC to which contract size adjustment should be applied. The appropriate % adjustment should be made in accordance with the scale for contract size adjustment specified under section 6 of the RCG 2021 Guidance notes. The currency ERC rates are set at £4m (Four Million Pounds) @ 1st April 2019 (AVD) for the RCG 2021 Publication. | Floors - Upper; Excluding Supporting Structure - Pre-cast Concrete 100-150mm thick. | - | 2 | TRUE
2602 | 30A10K | 7141 | 30A10K | Floors upper | Precast plank | Excluding supporting structure | 150mm thick | 600mm wide | Bison Dry cast pre-cast concrete suspended floor planks, including grout between planks. | Location Adjustment Applicable (See Guidance Notes) - ERC = UK mean of 1.00 | (BEAMS Note 2) The ERC for this item should be added to all other rateable items on the hereditament (except land). Therefore the total of the ERC of the other Building Items and the P&M ERC (where applicable) to enable the correct contract size adjustment to be made. ERC of Building Component + ERC of P&M = Total ERC to which contract size adjustment should be applied. The appropriate % adjustment should be made in accordance with the scale for contract size adjustment specified under section 6 of the RCG 2023 Guidance notes. The currency ERC rates are set at £4m (Four Million Pounds) @ 1st April 2021 (AVD) for the RCG 2023 Publication. | - | Area of floor = m2 | - | - | - | - | - | Floors - Upper; Excluding Supporting Structure - Pre-cast Concrete 100-150mm thick. | - | 10144 |  | M2 | - | NA | NA | NA | 32.3246 | Option 2 | 40.0762 | 23.98% | 55.2483 | 41.7547 | 29.17% | 4.188% | 41.7547 | 29.17% | Indexed | NA | VOA_GPN_GOV_UK\7246041 | 2019-08-30 | Low | - | Medium | Risk taken from previous CG | - | - | NA | SPONS A&B | NA | (BEAMS Note 2) The ERC for this item should be added to all other rateable items on the hereditament (except land). Therefore the total of the ERC of the other Building Items and the P&M ERC (where applicable) to enable the correct contract size adjustment to be made. ERC of Building Component + ERC of P&M = Total ERC to which contract size adjustment should be applied. The appropriate % adjustment should be made in accordance with the scale for contract size adjustment specified under section 6 of the RCG 2021 Guidance notes. The currency ERC rates are set at £4m (Four Million Pounds) @ 1st April 2019 (AVD) for the RCG 2021 Publication. | Floors - Upper; Excluding Supporting Structure - Pre-cast Concrete 100-150mm thick. | - | 2 | TRUE
2603 | 30A10P | 3971 | 30A10P | Floors upper | Precast plank | Excluding supporting structure | 150mm thick | 1200mm wide | Bison Dry cast pre-cast concrete suspended floor planks, including grout between planks. | Location Adjustment Applicable (See Guidance Notes) - ERC = UK mean of 1.00 | (BEAMS Note 2) The ERC for this item should be added to all other rateable items on the hereditament (except land). Therefore the total of the ERC of the other Building Items and the P&M ERC (where applicable) to enable the correct contract size adjustment to be made. ERC of Building Component + ERC of P&M = Total ERC to which contract size adjustment should be applied. The appropriate % adjustment should be made in accordance with the scale for contract size adjustment specified under section 6 of the RCG 2023 Guidance notes. The currency ERC rates are set at £4m (Four Million Pounds) @ 1st April 2021 (AVD) for the RCG 2023 Publication. | - | Area of floor = m2 | - | - | - | - | - | Floors - Upper; Excluding Supporting Structure - Pre-cast Concrete 100-150mm thick. | - | 10144 |  | M2 | - | NA | NA | NA | 33.0942 | Option 2 | 41.0304 | 23.98% | 56.5637 | 42.7488 | 29.17% | 4.188% | 42.7488 | 29.17% | Indexed | NA | VOA_GPN_GOV_UK\7246041 | 2019-08-30 | Low | - | Medium | Risk taken from previous CG | - | - | NA | SPONS A&B | NA | (BEAMS Note 2) The ERC for this item should be added to all other rateable items on the hereditament (except land). Therefore the total of the ERC of the other Building Items and the P&M ERC (where applicable) to enable the correct contract size adjustment to be made. ERC of Building Component + ERC of P&M = Total ERC to which contract size adjustment should be applied. The appropriate % adjustment should be made in accordance with the scale for contract size adjustment specified under section 6 of the RCG 2021 Guidance notes. The currency ERC rates are set at £4m (Four Million Pounds) @ 1st April 2019 (AVD) for the RCG 2021 Publication. | Floors - Upper; Excluding Supporting Structure - Pre-cast Concrete 100-150mm thick. | - | 2 | TRUE
2604 | 31F1T5 | 7500 | 31F1T5 | Floors upper | Raised access floors | Chipboard on s/w battens | Partial access | - | Raised access floors above the structural floor. Chipboard with limited access. | Location Adjustment Applicable (See Guidance Notes) - ERC = UK mean of 1.00 | (BEAMS Note 2) The ERC for this item should be added to all other rateable items on the hereditament (except land). Therefore the total of the ERC of the other Building Items and the P&M ERC (where applicable) to enable the correct contract size adjustment to be made. ERC of Building Component + ERC of P&M = Total ERC to which contract size adjustment should be applied. The appropriate % adjustment should be made in accordance with the scale for contract size adjustment specified under section 6 of the RCG 2023 Guidance notes. The currency ERC rates are set at £4m (Four Million Pounds) @ 1st April 2021 (AVD) for the RCG 2023 Publication. | All costs exclude carpet tiles or other floor finish. | Area = m2 | - | - | - | - | - | Floors - Raised (Access) | - | 10146 |  | M2 | - | NA | NA | NA | 21.5497 | Option 2 | 26.7174 | 23.98% | 36.8322 | 27.8364 | 29.17% | 4.188% | 27.8364 | 29.17% | Indexed | NA | VOA_GPN_GOV_UK\7246041 | 2019-08-30 | Low | - | Medium | Risk taken from previous CG | - | - | NA | SPONS A&B | NA | (BEAMS Note 2) The ERC for this item should be added to all other rateable items on the hereditament (except land). Therefore the total of the ERC of the other Building Items and the P&M ERC (where applicable) to enable the correct contract size adjustment to be made. ERC of Building Component + ERC of P&M = Total ERC to which contract size adjustment should be applied. The appropriate % adjustment should be made in accordance with the scale for contract size adjustment specified under section 6 of the RCG 2021 Guidance notes. The currency ERC rates are set at £4m (Four Million Pounds) @ 1st April 2019 (AVD) for the RCG 2021 Publication. | Floors - Raised (Access) | - | 2 | TRUE
2605 | 31F1TA | 3770 | 31F1TA | Floors upper | Raised access floors | Chipboard on s/w battens | Full access | - | Raised access floors above the structural floor. Chipboard with full access. | Location Adjustment Applicable (See Guidance Notes) - ERC = UK mean of 1.00 | (BEAMS Note 2) The ERC for this item should be added to all other rateable items on the hereditament (except land). Therefore the total of the ERC of the other Building Items and the P&M ERC (where applicable) to enable the correct contract size adjustment to be made. ERC of Building Component + ERC of P&M = Total ERC to which contract size adjustment should be applied. The appropriate % adjustment should be made in accordance with the scale for contract size adjustment specified under section 6 of the RCG 2023 Guidance notes. The currency ERC rates are set at £4m (Four Million Pounds) @ 1st April 2021 (AVD) for the RCG 2023 Publication. | All costs exclude carpet tiles or other floor finish. | Area = m2 | - | - | - | - | - | Floors - Raised (Access) | - | 10146 |  | M2 | - | NA | NA | NA | 26.1675 | Option 2 | 32.4426 | 23.98% | 44.7248 | 33.8014 | 29.17% | 4.188% | 33.8014 | 29.17% | Indexed | NA | VOA_GPN_GOV_UK\7246041 | 2019-08-30 | Low | - | Medium | Risk taken from previous CG | - | - | NA | SPONS A&B | NA | (BEAMS Note 2) The ERC for this item should be added to all other rateable items on the hereditament (except land). Therefore the total of the ERC of the other Building Items and the P&M ERC (where applicable) to enable the correct contract size adjustment to be made. ERC of Building Component + ERC of P&M = Total ERC to which contract size adjustment should be applied. The appropriate % adjustment should be made in accordance with the scale for contract size adjustment specified under section 6 of the RCG 2021 Guidance notes. The currency ERC rates are set at £4m (Four Million Pounds) @ 1st April 2019 (AVD) for the RCG 2021 Publication. | Floors - Raised (Access) | - | 2 | TRUE
2606 | 31F1TF | 7348 | 31F1TF | Floors upper | Raised access floors | Fibreboard or particle board | On lightweight pedestal blocks | - | Raised access floors above the structural floor. Fibre or particle board on lightweight pedestals. | Location Adjustment Applicable (See Guidance Notes) - ERC = UK mean of 1.00 | (BEAMS Note 2) The ERC for this item should be added to all other rateable items on the hereditament (except land). Therefore the total of the ERC of the other Building Items and the P&M ERC (where applicable) to enable the correct contract size adjustment to be made. ERC of Building Component + ERC of P&M = Total ERC to which contract size adjustment should be applied. The appropriate % adjustment should be made in accordance with the scale for contract size adjustment specified under section 6 of the RCG 2023 Guidance notes. The currency ERC rates are set at £4m (Four Million Pounds) @ 1st April 2021 (AVD) for the RCG 2023 Publication. | All costs exclude carpet tiles or other floor finish. | Area = m2 | - | - | - | - | - | Floors - Raised (Access) | - | 10146 |  | M2 | - | NA | NA | NA | 26.9372 | Option 2 | 33.3968 | 23.98% | 46.0402 | 34.7956 | 29.17% | 4.188% | 34.7956 | 29.17% | Indexed | NA | VOA_GPN_GOV_UK\7246041 | 2019-08-30 | Low | - | Medium | Risk taken from previous CG | - | - | NA | SPONS A&B | NA | (BEAMS Note 2) The ERC for this item should be added to all other rateable items on the hereditament (except land). Therefore the total of the ERC of the other Building Items and the P&M ERC (where applicable) to enable the correct contract size adjustment to be made. ERC of Building Component + ERC of P&M = Total ERC to which contract size adjustment should be applied. The appropriate % adjustment should be made in accordance with the scale for contract size adjustment specified under section 6 of the RCG 2021 Guidance notes. The currency ERC rates are set at £4m (Four Million Pounds) @ 1st April 2019 (AVD) for the RCG 2021 Publication. | Floors - Raised (Access) | - | 2 | TRUE
2607 | 31F1U5 | 7122 | 31F1U5 | Floors upper | Raised Access Panel Floors 600mm sq | Steel faced chipboard panels - no covering | Light grade duty | 100mm - 300mm high pedestals | Raised access floors above the structural floor. | Location Adjustment Applicable (See Guidance Notes) - ERC = UK mean of 1.00 | (BEAMS Note 2) The ERC for this item should be added to all other rateable items on the hereditament (except land). Therefore the total of the ERC of the other Building Items and the P&M ERC (where applicable) to enable the correct contract size adjustment to be made. ERC of Building Component + ERC of P&M = Total ERC to which contract size adjustment should be applied. The appropriate % adjustment should be made in accordance with the scale for contract size adjustment specified under section 6 of the RCG 2023 Guidance notes. The currency ERC rates are set at £4m (Four Million Pounds) @ 1st April 2021 (AVD) for the RCG 2023 Publication. | All costs exclude carpet tiles or other floor finish. | Area = m2 | - | - | - | - | - | - | - | 10146 |  | M2 | - | NA | NA | NA | 30.0157 | Option 2 | 37.2136 | 23.98% | 51.302 | 38.7722 | 29.17% | 4.188% | 38.7722 | 29.17% | Indexed | NA | VOA_GPN_GOV_UK\7246041 | 2019-08-30 | Low | - | Medium | Risk taken from previous CG | - | - | NA | SPONS A&B | NA | (BEAMS Note 2) The ERC for this item should be added to all other rateable items on the hereditament (except land). Therefore the total of the ERC of the other Building Items and the P&M ERC (where applicable) to enable the correct contract size adjustment to be made. ERC of Building Component + ERC of P&M = Total ERC to which contract size adjustment should be applied. The appropriate % adjustment should be made in accordance with the scale for contract size adjustment specified under section 6 of the RCG 2021 Guidance notes. The currency ERC rates are set at £4m (Four Million Pounds) @ 1st April 2019 (AVD) for the RCG 2021 Publication. | - | - | 2 | TRUE
2608 | 31F1UA | 7148 | 31F1UA | Floors upper | Raised Access Panel Floors 600mm sq | Steel faced chipboard panels - no covering | Medium grade duty | 100mm - 300mm high pedestals | Raised access floors above the structural floor. | Location Adjustment Applicable (See Guidance Notes) - ERC = UK mean of 1.00 | (BEAMS Note 2) The ERC for this item should be added to all other rateable items on the hereditament (except land). Therefore the total of the ERC of the other Building Items and the P&M ERC (where applicable) to enable the correct contract size adjustment to be made. ERC of Building Component + ERC of P&M = Total ERC to which contract size adjustment should be applied. The appropriate % adjustment should be made in accordance with the scale for contract size adjustment specified under section 6 of the RCG 2023 Guidance notes. The currency ERC rates are set at £4m (Four Million Pounds) @ 1st April 2021 (AVD) for the RCG 2023 Publication. | All costs exclude carpet tiles or other floor finish. | Area = m2 | - | - | - | - | - | Floors - Raised (Access) | - | 10146 |  | M2 | - | NA | NA | NA | 30.7853 | Option 2 | 38.1678 | 23.98% | 52.6174 | 39.7664 | 29.17% | 4.188% | 39.7664 | 29.17% | Indexed | NA | VOA_GPN_GOV_UK\7246041 | 2019-08-30 | Low | - | Medium | Risk taken from previous CG | - | - | NA | SPONS A&B | NA | (BEAMS Note 2) The ERC for this item should be added to all other rateable items on the hereditament (except land). Therefore the total of the ERC of the other Building Items and the P&M ERC (where applicable) to enable the correct contract size adjustment to be made. ERC of Building Component + ERC of P&M = Total ERC to which contract size adjustment should be applied. The appropriate % adjustment should be made in accordance with the scale for contract size adjustment specified under section 6 of the RCG 2021 Guidance notes. The currency ERC rates are set at £4m (Four Million Pounds) @ 1st April 2019 (AVD) for the RCG 2021 Publication. | Floors - Raised (Access) | - | 2 | TRUE
2609 | 31F1UF | 7149 | 31F1UF | Floors upper | Raised Access Panel Floors 600mm sq | Steel faced chipboard panels - no covering | Heavy grade duty | 100mm - 300mm high pedestals | Raised access floors above the structural floor. | Location Adjustment Applicable (See Guidance Notes) - ERC = UK mean of 1.00 | (BEAMS Note 2) The ERC for this item should be added to all other rateable items on the hereditament (except land). Therefore the total of the ERC of the other Building Items and the P&M ERC (where applicable) to enable the correct contract size adjustment to be made. ERC of Building Component + ERC of P&M = Total ERC to which contract size adjustment should be applied. The appropriate % adjustment should be made in accordance with the scale for contract size adjustment specified under section 6 of the RCG 2023 Guidance notes. The currency ERC rates are set at £4m (Four Million Pounds) @ 1st April 2021 (AVD) for the RCG 2023 Publication. | All costs exclude carpet tiles or other floor finish. | Area = m2 | - | - | - | - | - | Floors - Raised (Access) | - | 10146 |  | M2 | - | NA | NA | NA | 40.0209 | Option 2 | 49.6181 | 23.98% | 68.4026 | 51.6963 | 29.17% | 4.188% | 51.6963 | 29.17% | Indexed | NA | VOA_GPN_GOV_UK\7246041 | 2019-08-30 | Low | - | Medium | Risk taken from previous CG | - | - | NA | SPONS A&B | NA | (BEAMS Note 2) The ERC for this item should be added to all other rateable items on the hereditament (except land). Therefore the total of the ERC of the other Building Items and the P&M ERC (where applicable) to enable the correct contract size adjustment to be made. ERC of Building Component + ERC of P&M = Total ERC to which contract size adjustment should be applied. The appropriate % adjustment should be made in accordance with the scale for contract size adjustment specified under section 6 of the RCG 2021 Guidance notes. The currency ERC rates are set at £4m (Four Million Pounds) @ 1st April 2019 (AVD) for the RCG 2021 Publication. | Floors - Raised (Access) | - | 2 | TRUE
2610 | 31F1UK | 8532 | 31F1UK | Floors upper | Raised Access Panel Floors 600mm sq | Steel faced chipboard panels - no covering | Extra heavy grade duty | 100mm - 300mm high pedestals | Raised access floors above the structural floor. | Location Adjustment Applicable (See Guidance Notes) - ERC = UK mean of 1.00 | (BEAMS Note 2) The ERC for this item should be added to all other rateable items on the hereditament (except land). Therefore the total of the ERC of the other Building Items and the P&M ERC (where applicable) to enable the correct contract size adjustment to be made. ERC of Building Component + ERC of P&M = Total ERC to which contract size adjustment should be applied. The appropriate % adjustment should be made in accordance with the scale for contract size adjustment specified under section 6 of the RCG 2023 Guidance notes. The currency ERC rates are set at £4m (Four Million Pounds) @ 1st April 2021 (AVD) for the RCG 2023 Publication. | All costs exclude carpet tiles or other floor finish. | Area = m2 | - | - | - | - | - | Floors - Raised (Access) | - | 10146 |  | M2 | - | NA | NA | NA | 47.7173 | Option 2 | 59.16 | 23.98% | 81.557 | 61.6378 | 29.17% | 4.188% | 61.6378 | 29.17% | Indexed | NA | VOA_GPN_GOV_UK\7246041 | 2019-08-30 | Low | - | Medium | Risk taken from previous CG | - | - | NA | SPONS A&B | NA | (BEAMS Note 2) The ERC for this item should be added to all other rateable items on the hereditament (except land). Therefore the total of the ERC of the other Building Items and the P&M ERC (where applicable) to enable the correct contract size adjustment to be made. ERC of Building Component + ERC of P&M = Total ERC to which contract size adjustment should be applied. The appropriate % adjustment should be made in accordance with the scale for contract size adjustment specified under section 6 of the RCG 2021 Guidance notes. The currency ERC rates are set at £4m (Four Million Pounds) @ 1st April 2019 (AVD) for the RCG 2021 Publication. | Floors - Raised (Access) | - | 2 | TRUE
2611 | 31F1V5 | 8533 | 31F1V5 | Floors upper | Raised Access Panel Floors 600mm sq | Steel faced chipboard panels - no covering | Light grade duty | 300mm - 600mm high pedestals | Raised access floors above the structural floor. | Location Adjustment Applicable (See Guidance Notes) - ERC = UK mean of 1.00 | (BEAMS Note 2) The ERC for this item should be added to all other rateable items on the hereditament (except land). Therefore the total of the ERC of the other Building Items and the P&M ERC (where applicable) to enable the correct contract size adjustment to be made. ERC of Building Component + ERC of P&M = Total ERC to which contract size adjustment should be applied. The appropriate % adjustment should be made in accordance with the scale for contract size adjustment specified under section 6 of the RCG 2023 Guidance notes. The currency ERC rates are set at £4m (Four Million Pounds) @ 1st April 2021 (AVD) for the RCG 2023 Publication. | All costs exclude carpet tiles or other floor finish. | Area = m2 | - | - | - | - | - | Floors - Raised (Access) | - | 10146 |  | M2 | - | NA | NA | NA | 39.2513 | Option 2 | 48.6639 | 23.98% | 67.0872 | 50.7021 | 29.17% | 4.188% | 50.7021 | 29.17% | Indexed | NA | VOA_GPN_GOV_UK\7246041 | 2019-08-30 | Low | - | Medium | Risk taken from previous CG | - | - | NA | SPONS A&B | NA | (BEAMS Note 2) The ERC for this item should be added to all other rateable items on the hereditament (except land). Therefore the total of the ERC of the other Building Items and the P&M ERC (where applicable) to enable the correct contract size adjustment to be made. ERC of Building Component + ERC of P&M = Total ERC to which contract size adjustment should be applied. The appropriate % adjustment should be made in accordance with the scale for contract size adjustment specified under section 6 of the RCG 2021 Guidance notes. The currency ERC rates are set at £4m (Four Million Pounds) @ 1st April 2019 (AVD) for the RCG 2021 Publication. | Floors - Raised (Access) | - | 2 | TRUE
2612 | 31F1VA | 7342 | 31F1VA | Floors upper | Raised Access Panel Floors 600mm sq | Steel faced chipboard panels - no covering | Medium grade duty | 300mm - 600mm high pedestals | Raised access floors above the structural floor. | Location Adjustment Applicable (See Guidance Notes) - ERC = UK mean of 1.00 | (BEAMS Note 2) The ERC for this item should be added to all other rateable items on the hereditament (except land). Therefore the total of the ERC of the other Building Items and the P&M ERC (where applicable) to enable the correct contract size adjustment to be made. ERC of Building Component + ERC of P&M = Total ERC to which contract size adjustment should be applied. The appropriate % adjustment should be made in accordance with the scale for contract size adjustment specified under section 6 of the RCG 2023 Guidance notes. The currency ERC rates are set at £4m (Four Million Pounds) @ 1st April 2021 (AVD) for the RCG 2023 Publication. | All costs exclude carpet tiles or other floor finish. | Area = m2 | - | - | - | - | - | Floors - Raised (Access) | - | 10146 |  | M2 | - | NA | NA | NA | 43.0995 | Option 2 | 53.4349 | 23.98% | 73.6644 | 55.6729 | 29.17% | 4.188% | 55.6729 | 29.17% | Indexed | NA | VOA_GPN_GOV_UK\7246041 | 2019-08-30 | Low | - | Medium | Risk taken from previous CG | - | - | NA | SPONS A&B | NA | (BEAMS Note 2) The ERC for this item should be added to all other rateable items on the hereditament (except land). Therefore the total of the ERC of the other Building Items and the P&M ERC (where applicable) to enable the correct contract size adjustment to be made. ERC of Building Component + ERC of P&M = Total ERC to which contract size adjustment should be applied. The appropriate % adjustment should be made in accordance with the scale for contract size adjustment specified under section 6 of the RCG 2021 Guidance notes. The currency ERC rates are set at £4m (Four Million Pounds) @ 1st April 2019 (AVD) for the RCG 2021 Publication. | Floors - Raised (Access) | - | 2 | TRUE
2613 | 31F1VF | 7343 | 31F1VF | Floors upper | Raised Access Panel Floors 600mm sq | Steel faced chipboard panels - no covering | Heavy grade duty | 300mm - 600mm high pedestals | Raised access floors above the structural floor. | Location Adjustment Applicable (See Guidance Notes) - ERC = UK mean of 1.00 | (BEAMS Note 2) The ERC for this item should be added to all other rateable items on the hereditament (except land). Therefore the total of the ERC of the other Building Items and the P&M ERC (where applicable) to enable the correct contract size adjustment to be made. ERC of Building Component + ERC of P&M = Total ERC to which contract size adjustment should be applied. The appropriate % adjustment should be made in accordance with the scale for contract size adjustment specified under section 6 of the RCG 2023 Guidance notes. The currency ERC rates are set at £4m (Four Million Pounds) @ 1st April 2021 (AVD) for the RCG 2023 Publication. | All costs exclude carpet tiles or other floor finish. | Area = m2 | - | - | - | - | - | Floors - Raised (Access) | - | 10146 |  | M2 | - | NA | NA | NA | 47.7173 | Option 2 | 59.16 | 23.98% | 81.557 | 61.6378 | 29.17% | 4.188% | 61.6378 | 29.17% | Indexed | NA | VOA_GPN_GOV_UK\7246041 | 2019-08-30 | Low | - | Medium | Risk taken from previous CG | - | - | NA | SPONS A&B | NA | (BEAMS Note 2) The ERC for this item should be added to all other rateable items on the hereditament (except land). Therefore the total of the ERC of the other Building Items and the P&M ERC (where applicable) to enable the correct contract size adjustment to be made. ERC of Building Component + ERC of P&M = Total ERC to which contract size adjustment should be applied. The appropriate % adjustment should be made in accordance with the scale for contract size adjustment specified under section 6 of the RCG 2021 Guidance notes. The currency ERC rates are set at £4m (Four Million Pounds) @ 1st April 2019 (AVD) for the RCG 2021 Publication. | Floors - Raised (Access) | - | 2 | TRUE
2614 | 31F1VK | 7345 | 31F1VK | Floors upper | Raised Access Panel Floors 600mm sq | Steel faced chipboard panels - no covering | Extra heavy grade duty | 300mm - 600mm high pedestals | Raised access floors above the structural floor. | Location Adjustment Applicable (See Guidance Notes) - ERC = UK mean of 1.00 | (BEAMS Note 2) The ERC for this item should be added to all other rateable items on the hereditament (except land). Therefore the total of the ERC of the other Building Items and the P&M ERC (where applicable) to enable the correct contract size adjustment to be made. ERC of Building Component + ERC of P&M = Total ERC to which contract size adjustment should be applied. The appropriate % adjustment should be made in accordance with the scale for contract size adjustment specified under section 6 of the RCG 2023 Guidance notes. The currency ERC rates are set at £4m (Four Million Pounds) @ 1st April 2021 (AVD) for the RCG 2023 Publication. | All costs exclude carpet tiles or other floor finish. | Area = m2 | - | - | - | - | - | Floors - Raised (Access) | - | 10146 |  | M2 | - | NA | NA | NA | 55.4136 | Option 2 | 68.702 | 23.98% | 94.7113 | 71.5794 | 29.17% | 4.188% | 71.5794 | 29.17% | Indexed | NA | VOA_GPN_GOV_UK\7246041 | 2019-08-30 | Low | - | - | Risk taken from previous CG | - | - | NA | SPONS A&B | NA | (BEAMS Note 2) The ERC for this item should be added to all other rateable items on the hereditament (except land). Therefore the total of the ERC of the other Building Items and the P&M ERC (where applicable) to enable the correct contract size adjustment to be made. ERC of Building Component + ERC of P&M = Total ERC to which contract size adjustment should be applied. The appropriate % adjustment should be made in accordance with the scale for contract size adjustment specified under section 6 of the RCG 2021 Guidance notes. The currency ERC rates are set at £4m (Four Million Pounds) @ 1st April 2019 (AVD) for the RCG 2021 Publication. | Floors - Raised (Access) | - | 2 | TRUE
2615 | 30A04A | 7111 | 30A04A | Floors upper | Reinforced concrete | Excluding supporting structure | 125mm thick | < 3m to soffit | Reinforced concrete upper floors, rate excludes supporting structure. | Location Adjustment Applicable (See Guidance Notes) - ERC = UK mean of 1.00 | (BEAMS Note 2) The ERC for this item should be added to all other rateable items on the hereditament (except land). Therefore the total of the ERC of the other Building Items and the P&M ERC (where applicable) to enable the correct contract size adjustment to be made. ERC of Building Component + ERC of P&M = Total ERC to which contract size adjustment should be applied. The appropriate % adjustment should be made in accordance with the scale for contract size adjustment specified under section 6 of the RCG 2023 Guidance notes. The currency ERC rates are set at £4m (Four Million Pounds) @ 1st April 2021 (AVD) for the RCG 2023 Publication. | Additional cost of using steel deck permanent shuttering is £4/m2. | - | - | - | - | - | - | - | - | 10143 |  | M2 | - | NA | NA | NA | 53.8743 | Option 2 | 66.7936 | 23.98% | 92.0805 | 69.5911 | 29.17% | 4.188% | 69.5911 | 29.17% | Indexed | NA | VOA_GPN_GOV_UK\7246041 | 2019-08-30 | Low | - | Medium | Risk taken from previous CG | - | - | NA | SPONS A&B | NA | (BEAMS Note 2) The ERC for this item should be added to all other rateable items on the hereditament (except land). Therefore the total of the ERC of the other Building Items and the P&M ERC (where applicable) to enable the correct contract size adjustment to be made. ERC of Building Component + ERC of P&M = Total ERC to which contract size adjustment should be applied. The appropriate % adjustment should be made in accordance with the scale for contract size adjustment specified under section 6 of the RCG 2021 Guidance notes. The currency ERC rates are set at £4m (Four Million Pounds) @ 1st April 2019 (AVD) for the RCG 2021 Publication. | - | - | 2 | TRUE
2616 | 30A04F | 8125 | 30A04F | Floors upper | Reinforced concrete | Excluding supporting structure | 125mm thick | 3.0m - 4.5m to soffit | Reinforced concrete upper floors, rate excludes supporting structure. | Location Adjustment Applicable (See Guidance Notes) - ERC = UK mean of 1.00 | (BEAMS Note 2) The ERC for this item should be added to all other rateable items on the hereditament (except land). Therefore the total of the ERC of the other Building Items and the P&M ERC (where applicable) to enable the correct contract size adjustment to be made. ERC of Building Component + ERC of P&M = Total ERC to which contract size adjustment should be applied. The appropriate % adjustment should be made in accordance with the scale for contract size adjustment specified under section 6 of the RCG 2023 Guidance notes. The currency ERC rates are set at £4m (Four Million Pounds) @ 1st April 2021 (AVD) for the RCG 2023 Publication. | Additional cost of using steel deck permanent shuttering is £4/m2. | - | - | - | - | - | - | Floors - Upper; Excluding Supporting Structure - Reinforced Concrete. | - | 10143 |  | M2 | - | NA | NA | NA | 55.4136 | Option 2 | 68.702 | 23.98% | 94.7113 | 71.5794 | 29.17% | 4.188% | 71.5794 | 29.17% | Indexed | NA | VOA_GPN_GOV_UK\7246041 | 2019-08-30 | Low | - | Medium | Risk taken from previous CG | - | - | NA | SPONS A&B | NA | (BEAMS Note 2) The ERC for this item should be added to all other rateable items on the hereditament (except land). Therefore the total of the ERC of the other Building Items and the P&M ERC (where applicable) to enable the correct contract size adjustment to be made. ERC of Building Component + ERC of P&M = Total ERC to which contract size adjustment should be applied. The appropriate % adjustment should be made in accordance with the scale for contract size adjustment specified under section 6 of the RCG 2021 Guidance notes. The currency ERC rates are set at £4m (Four Million Pounds) @ 1st April 2019 (AVD) for the RCG 2021 Publication. | Floors - Upper; Excluding Supporting Structure - Reinforced Concrete. | - | 2 | TRUE
2617 | 30A04K | 3950 | 30A04K | Floors upper | Reinforced concrete | Excluding supporting structure | 125mm thick | 4.5m - 6.0m to soffit | Reinforced concrete upper floors, rate excludes supporting structure. | Location Adjustment Applicable (See Guidance Notes) - ERC = UK mean of 1.00 | (BEAMS Note 2) The ERC for this item should be added to all other rateable items on the hereditament (except land). Therefore the total of the ERC of the other Building Items and the P&M ERC (where applicable) to enable the correct contract size adjustment to be made. ERC of Building Component + ERC of P&M = Total ERC to which contract size adjustment should be applied. The appropriate % adjustment should be made in accordance with the scale for contract size adjustment specified under section 6 of the RCG 2023 Guidance notes. The currency ERC rates are set at £4m (Four Million Pounds) @ 1st April 2021 (AVD) for the RCG 2023 Publication. | Additional cost of using steel deck permanent shuttering is £4/m2 | - | - | - | - | - | - | Floors - Upper; Excluding Supporting Structure - Reinforced Concrete | - | 10143 |  | M2 | - | NA | NA | NA | 56.9529 | Option 2 | 70.6104 | 23.98% | 97.3422 | 73.5678 | 29.17% | 4.188% | 73.5678 | 29.17% | Indexed | NA | VOA_GPN_GOV_UK\7246041 | 2019-08-30 | Low | - | Medium | Risk taken from previous CG | - | - | NA | SPONS A&B | NA | (BEAMS Note 2) The ERC for this item should be added to all other rateable items on the hereditament (except land). Therefore the total of the ERC of the other Building Items and the P&M ERC (where applicable) to enable the correct contract size adjustment to be made. ERC of Building Component + ERC of P&M = Total ERC to which contract size adjustment should be applied. The appropriate % adjustment should be made in accordance with the scale for contract size adjustment specified under section 6 of the RCG 2021 Guidance notes. The currency ERC rates are set at £4m (Four Million Pounds) @ 1st April 2019 (AVD) for the RCG 2021 Publication. | Floors - Upper; Excluding Supporting Structure - Reinforced Concrete | - | 2 | TRUE
2618 | 30A04P | 3951 | 30A04P | Floors upper | Reinforced concrete | Excluding supporting structure | 125mm thick | 6.0m - 7.5m to soffit | Reinforced concrete upper floors, rate excludes supporting structure. | Location Adjustment Applicable (See Guidance Notes) - ERC = UK mean of 1.00 | (BEAMS Note 2) The ERC for this item should be added to all other rateable items on the hereditament (except land). Therefore the total of the ERC of the other Building Items and the P&M ERC (where applicable) to enable the correct contract size adjustment to be made. ERC of Building Component + ERC of P&M = Total ERC to which contract size adjustment should be applied. The appropriate % adjustment should be made in accordance with the scale for contract size adjustment specified under section 6 of the RCG 2023 Guidance notes. The currency ERC rates are set at £4m (Four Million Pounds) @ 1st April 2021 (AVD) for the RCG 2023 Publication. | Additional cost of using steel deck permanent shuttering is £4/m2. | - | - | - | - | - | - | Floors - Upper; Excluding Supporting Structure - Reinforced Concrete. | - | 10143 |  | M2 | - | NA | NA | NA | 57.7225 | Option 2 | 71.5646 | 23.98% | 98.6576 | 74.5619 | 29.17% | 4.188% | 74.5619 | 29.17% | Indexed | NA | VOA_GPN_GOV_UK\7246041 | 2019-08-30 | Low | - | Medium | Risk taken from previous CG | - | - | NA | SPONS A&B | NA | (BEAMS Note 2) The ERC for this item should be added to all other rateable items on the hereditament (except land). Therefore the total of the ERC of the other Building Items and the P&M ERC (where applicable) to enable the correct contract size adjustment to be made. ERC of Building Component + ERC of P&M = Total ERC to which contract size adjustment should be applied. The appropriate % adjustment should be made in accordance with the scale for contract size adjustment specified under section 6 of the RCG 2021 Guidance notes. The currency ERC rates are set at £4m (Four Million Pounds) @ 1st April 2019 (AVD) for the RCG 2021 Publication. | Floors - Upper; Excluding Supporting Structure - Reinforced Concrete. | - | 2 | TRUE
2619 | 30A04U | 3665 | 30A04U | Floors upper | Reinforced concrete | Excluding supporting structure | 125mm thick | 7.5m - 9.0m to soffit | Reinforced concrete upper floors, rate excludes supporting structure. | Location Adjustment Applicable (See Guidance Notes) - ERC = UK mean of 1.00 | (BEAMS Note 2) The ERC for this item should be added to all other rateable items on the hereditament (except land). Therefore the total of the ERC of the other Building Items and the P&M ERC (where applicable) to enable the correct contract size adjustment to be made. ERC of Building Component + ERC of P&M = Total ERC to which contract size adjustment should be applied. The appropriate % adjustment should be made in accordance with the scale for contract size adjustment specified under section 6 of the RCG 2023 Guidance notes. The currency ERC rates are set at £4m (Four Million Pounds) @ 1st April 2021 (AVD) for the RCG 2023 Publication. | Additional cost of using steel deck permanent shuttering is £4/m2. | - | - | - | - | - | - | Floors - Upper; Excluding Supporting Structure - Reinforced Concrete. | - | 10143 |  | M2 | - | NA | NA | NA | 59.2617 | Option 2 | 73.473 | 23.98% | 101.2885 | 76.5502 | 29.17% | 4.188% | 76.5502 | 29.17% | Indexed | NA | VOA_GPN_GOV_UK\7246041 | 2019-08-30 | Low | - | Medium | Risk taken from previous CG | - | - | NA | SPONS A&B | NA | (BEAMS Note 2) The ERC for this item should be added to all other rateable items on the hereditament (except land). Therefore the total of the ERC of the other Building Items and the P&M ERC (where applicable) to enable the correct contract size adjustment to be made. ERC of Building Component + ERC of P&M = Total ERC to which contract size adjustment should be applied. The appropriate % adjustment should be made in accordance with the scale for contract size adjustment specified under section 6 of the RCG 2021 Guidance notes. The currency ERC rates are set at £4m (Four Million Pounds) @ 1st April 2019 (AVD) for the RCG 2021 Publication. | Floors - Upper; Excluding Supporting Structure - Reinforced Concrete. | - | 2 | TRUE
2620 | 30A05A | 7211 | 30A05A | Floors upper | Reinforced concrete | Excluding supporting structure | 150mm thick | < 3m to soffit | Reinforced concrete upper floors, rate excludes supporting structure. | Location Adjustment Applicable (See Guidance Notes) - ERC = UK mean of 1.00 | (BEAMS Note 2) The ERC for this item should be added to all other rateable items on the hereditament (except land). Therefore the total of the ERC of the other Building Items and the P&M ERC (where applicable) to enable the correct contract size adjustment to be made. ERC of Building Component + ERC of P&M = Total ERC to which contract size adjustment should be applied. The appropriate % adjustment should be made in accordance with the scale for contract size adjustment specified under section 6 of the RCG 2023 Guidance notes. The currency ERC rates are set at £4m (Four Million Pounds) @ 1st April 2021 (AVD) for the RCG 2023 Publication. | Additional cost of using steel deck permanent shuttering is £4/m2. | - | - | - | - | - | - | Floors - Upper; Excluding Supporting Structure - Reinforced Concrete. | - | 10143 |  | M2 | - | NA | NA | NA | 60.801 | Option 2 | 75.3813 | 23.98% | 103.9194 | 78.5385 | 29.17% | 4.188% | 78.5385 | 29.17% | Indexed | NA | VOA_GPN_GOV_UK\7246041 | 2019-08-30 | Low | - | Medium | Risk taken from previous CG | - | - | NA | SPONS A&B | NA | (BEAMS Note 2) The ERC for this item should be added to all other rateable items on the hereditament (except land). Therefore the total of the ERC of the other Building Items and the P&M ERC (where applicable) to enable the correct contract size adjustment to be made. ERC of Building Component + ERC of P&M = Total ERC to which contract size adjustment should be applied. The appropriate % adjustment should be made in accordance with the scale for contract size adjustment specified under section 6 of the RCG 2021 Guidance notes. The currency ERC rates are set at £4m (Four Million Pounds) @ 1st April 2019 (AVD) for the RCG 2021 Publication. | Floors - Upper; Excluding Supporting Structure - Reinforced Concrete. | - | 2 | TRUE
2621 | 30A05F | 3953 | 30A05F | Floors upper | Reinforced concrete | Excluding supporting structure | 150mm thick | 3.0m - 4.5m to soffit | Reinforced concrete upper floors, rate excludes supporting structure. | Location Adjustment Applicable (See Guidance Notes) - ERC = UK mean of 1.00 | (BEAMS Note 2) The ERC for this item should be added to all other rateable items on the hereditament (except land). Therefore the total of the ERC of the other Building Items and the P&M ERC (where applicable) to enable the correct contract size adjustment to be made. ERC of Building Component + ERC of P&M = Total ERC to which contract size adjustment should be applied. The appropriate % adjustment should be made in accordance with the scale for contract size adjustment specified under section 6 of the RCG 2023 Guidance notes. The currency ERC rates are set at £4m (Four Million Pounds) @ 1st April 2021 (AVD) for the RCG 2023 Publication. | Additional cost of using steel deck permanent shuttering is £4/m2. | - | - | - | - | - | - | Floors - Upper; Excluding Supporting Structure - Reinforced Concrete. | - | 10143 |  | M2 | - | NA | NA | NA | 62.3403 | Option 2 | 77.2897 | 23.98% | 106.5502 | 80.5269 | 29.17% | 4.188% | 80.5269 | 29.17% | Indexed | NA | VOA_GPN_GOV_UK\7246041 | 2019-08-30 | Low | - | Medium | Risk taken from previous CG | - | - | NA | SPONS A&B | NA | (BEAMS Note 2) The ERC for this item should be added to all other rateable items on the hereditament (except land). Therefore the total of the ERC of the other Building Items and the P&M ERC (where applicable) to enable the correct contract size adjustment to be made. ERC of Building Component + ERC of P&M = Total ERC to which contract size adjustment should be applied. The appropriate % adjustment should be made in accordance with the scale for contract size adjustment specified under section 6 of the RCG 2021 Guidance notes. The currency ERC rates are set at £4m (Four Million Pounds) @ 1st April 2019 (AVD) for the RCG 2021 Publication. | Floors - Upper; Excluding Supporting Structure - Reinforced Concrete. | - | 2 | TRUE
2622 | 30A05K | 3954 | 30A05K | Floors upper | Reinforced concrete | Excluding supporting structure | 150mm thick | 4.5m - 6.0m to soffit | Reinforced concrete upper floors, rate excludes supporting structure. | Location Adjustment Applicable (See Guidance Notes) - ERC = UK mean of 1.00 | (BEAMS Note 2) The ERC for this item should be added to all other rateable items on the hereditament (except land). Therefore the total of the ERC of the other Building Items and the P&M ERC (where applicable) to enable the correct contract size adjustment to be made. ERC of Building Component + ERC of P&M = Total ERC to which contract size adjustment should be applied. The appropriate % adjustment should be made in accordance with the scale for contract size adjustment specified under section 6 of the RCG 2023 Guidance notes. The currency ERC rates are set at £4m (Four Million Pounds) @ 1st April 2021 (AVD) for the RCG 2023 Publication. | Additional cost of using steel deck permanent shuttering is £4/m2. | - | - | - | - | - | - | Floors - Upper; Excluding Supporting Structure - Reinforced Concrete. | - | 10143 |  | M2 | - | NA | NA | NA | 63.1099 | Option 2 | 78.2439 | 23.98% | 107.8657 | 81.521 | 29.17% | 4.188% | 81.521 | 29.17% | Indexed | NA | VOA_GPN_GOV_UK\7246041 | 2019-08-30 | Low | - | Medium | Risk taken from previous CG | - | - | NA | SPONS A&B | NA | (BEAMS Note 2) The ERC for this item should be added to all other rateable items on the hereditament (except land). Therefore the total of the ERC of the other Building Items and the P&M ERC (where applicable) to enable the correct contract size adjustment to be made. ERC of Building Component + ERC of P&M = Total ERC to which contract size adjustment should be applied. The appropriate % adjustment should be made in accordance with the scale for contract size adjustment specified under section 6 of the RCG 2021 Guidance notes. The currency ERC rates are set at £4m (Four Million Pounds) @ 1st April 2019 (AVD) for the RCG 2021 Publication. | Floors - Upper; Excluding Supporting Structure - Reinforced Concrete. | - | 2 | TRUE
2623 | 30A05P | 3668 | 30A05P | Floors upper | Reinforced concrete | Excluding supporting structure | 150mm thick | 6.0m - 7.5m to soffit | Reinforced concrete upper floors, rate excludes supporting structure. | Location Adjustment Applicable (See Guidance Notes) - ERC = UK mean of 1.00 | (BEAMS Note 2) The ERC for this item should be added to all other rateable items on the hereditament (except land). Therefore the total of the ERC of the other Building Items and the P&M ERC (where applicable) to enable the correct contract size adjustment to be made. ERC of Building Component + ERC of P&M = Total ERC to which contract size adjustment should be applied. The appropriate % adjustment should be made in accordance with the scale for contract size adjustment specified under section 6 of the RCG 2023 Guidance notes. The currency ERC rates are set at £4m (Four Million Pounds) @ 1st April 2021 (AVD) for the RCG 2023 Publication. | Additional cost of using steel deck permanent shuttering is £4/m2. | - | - | - | - | - | - | Floors - Upper; Excluding Supporting Structure - Reinforced Concrete. | - | 10143 |  | M2 | - | NA | NA | NA | 65.4188 | Option 2 | 81.1065 | 23.98% | 111.812 | 84.5035 | 29.17% | 4.188% | 84.5035 | 29.17% | Indexed | NA | VOA_GPN_GOV_UK\7246041 | 2019-08-30 | Low | - | Medium | Risk taken from previous CG | - | - | NA | SPONS A&B | NA | (BEAMS Note 2) The ERC for this item should be added to all other rateable items on the hereditament (except land). Therefore the total of the ERC of the other Building Items and the P&M ERC (where applicable) to enable the correct contract size adjustment to be made. ERC of Building Component + ERC of P&M = Total ERC to which contract size adjustment should be applied. The appropriate % adjustment should be made in accordance with the scale for contract size adjustment specified under section 6 of the RCG 2021 Guidance notes. The currency ERC rates are set at £4m (Four Million Pounds) @ 1st April 2019 (AVD) for the RCG 2021 Publication. | Floors - Upper; Excluding Supporting Structure - Reinforced Concrete. | - | 2 | TRUE
2624 | 30A05U | 7231 | 30A05U | Floors upper | Reinforced concrete | Excluding supporting structure | 150mm thick | 7.5m - 9.0m to soffit | Reinforced concrete upper floors, rate excludes supporting structure. | Location Adjustment Applicable (See Guidance Notes) - ERC = UK mean of 1.00 | (BEAMS Note 2) The ERC for this item should be added to all other rateable items on the hereditament (except land). Therefore the total of the ERC of the other Building Items and the P&M ERC (where applicable) to enable the correct contract size adjustment to be made. ERC of Building Component + ERC of P&M = Total ERC to which contract size adjustment should be applied. The appropriate % adjustment should be made in accordance with the scale for contract size adjustment specified under section 6 of the RCG 2023 Guidance notes. The currency ERC rates are set at £4m (Four Million Pounds) @ 1st April 2021 (AVD) for the RCG 2023 Publication. | Additional cost of using steel deck permanent shuttering is £4/m2. | - | - | - | - | - | - | Floors - Upper; Excluding Supporting Structure - Reinforced Concrete. | - | 10143 |  | M2 | - | NA | NA | NA | 66.1884 | Option 2 | 82.0607 | 23.98% | 113.1274 | 85.4977 | 29.17% | 4.188% | 85.4977 | 29.17% | Indexed | NA | VOA_GPN_GOV_UK\7246041 | 2019-08-30 | Low | - | Medium | Risk taken from previous CG | - | - | NA | SPONS A&B | NA | (BEAMS Note 2) The ERC for this item should be added to all other rateable items on the hereditament (except land). Therefore the total of the ERC of the other Building Items and the P&M ERC (where applicable) to enable the correct contract size adjustment to be made. ERC of Building Component + ERC of P&M = Total ERC to which contract size adjustment should be applied. The appropriate % adjustment should be made in accordance with the scale for contract size adjustment specified under section 6 of the RCG 2021 Guidance notes. The currency ERC rates are set at £4m (Four Million Pounds) @ 1st April 2019 (AVD) for the RCG 2021 Publication. | Floors - Upper; Excluding Supporting Structure - Reinforced Concrete. | - | 2 | TRUE
2625 | 30A06A | 3956 | 30A06A | Floors upper | Reinforced concrete | Excluding supporting structure | 200mm thick | < 3m to soffit | Reinforced concrete upper floors, rate excludes supporting structure. | Location Adjustment Applicable (See Guidance Notes) - ERC = UK mean of 1.00 | (BEAMS Note 2) The ERC for this item should be added to all other rateable items on the hereditament (except land). Therefore the total of the ERC of the other Building Items and the P&M ERC (where applicable) to enable the correct contract size adjustment to be made. ERC of Building Component + ERC of P&M = Total ERC to which contract size adjustment should be applied. The appropriate % adjustment should be made in accordance with the scale for contract size adjustment specified under section 6 of the RCG 2023 Guidance notes. The currency ERC rates are set at £4m (Four Million Pounds) @ 1st April 2021 (AVD) for the RCG 2023 Publication. | Additional cost of using steel deck permanent shuttering is £4/m2. | - | - | - | - | - | - | Floors - Upper; Excluding Supporting Structure - Reinforced Concrete. | - | 10143 |  | M2 | - | NA | NA | NA | 70.0366 | Option 2 | 86.8317 | 23.98% | 119.7046 | 90.4685 | 29.17% | 4.188% | 90.4685 | 29.17% | Indexed | NA | VOA_GPN_GOV_UK\7246041 | 2019-08-30 | Low | - | Medium | Risk taken from previous CG | - | - | NA | SPONS A&B | NA | (BEAMS Note 2) The ERC for this item should be added to all other rateable items on the hereditament (except land). Therefore the total of the ERC of the other Building Items and the P&M ERC (where applicable) to enable the correct contract size adjustment to be made. ERC of Building Component + ERC of P&M = Total ERC to which contract size adjustment should be applied. The appropriate % adjustment should be made in accordance with the scale for contract size adjustment specified under section 6 of the RCG 2021 Guidance notes. The currency ERC rates are set at £4m (Four Million Pounds) @ 1st April 2019 (AVD) for the RCG 2021 Publication. | Floors - Upper; Excluding Supporting Structure - Reinforced Concrete. | - | 2 | TRUE
2626 | 30A06F | 3957 | 30A06F | Floors upper | Reinforced concrete | Excluding supporting structure | 200mm thick | 3.0m - 4.5m to soffit | Reinforced concrete upper floors, rate excludes supporting structure. | Location Adjustment Applicable (See Guidance Notes) - ERC = UK mean of 1.00 | (BEAMS Note 2) The ERC for this item should be added to all other rateable items on the hereditament (except land). Therefore the total of the ERC of the other Building Items and the P&M ERC (where applicable) to enable the correct contract size adjustment to be made. ERC of Building Component + ERC of P&M = Total ERC to which contract size adjustment should be applied. The appropriate % adjustment should be made in accordance with the scale for contract size adjustment specified under section 6 of the RCG 2023 Guidance notes. The currency ERC rates are set at £4m (Four Million Pounds) @ 1st April 2021 (AVD) for the RCG 2023 Publication. | Additional cost of using steel deck permanent shuttering is £4/m2. | - | - | - | - | - | - | Floors - Upper; Excluding Supporting Structure - Reinforced Concrete. | - | 10143 |  | M2 | - | NA | NA | NA | 72.3455 | Option 2 | 89.6943 | 23.98% | 123.6509 | 93.4509 | 29.17% | 4.188% | 93.4509 | 29.17% | Indexed | NA | VOA_GPN_GOV_UK\7246041 | 2019-08-30 | Low | - | Medium | Risk taken from previous CG | - | - | NA | SPONS A&B | NA | (BEAMS Note 2) The ERC for this item should be added to all other rateable items on the hereditament (except land). Therefore the total of the ERC of the other Building Items and the P&M ERC (where applicable) to enable the correct contract size adjustment to be made. ERC of Building Component + ERC of P&M = Total ERC to which contract size adjustment should be applied. The appropriate % adjustment should be made in accordance with the scale for contract size adjustment specified under section 6 of the RCG 2021 Guidance notes. The currency ERC rates are set at £4m (Four Million Pounds) @ 1st April 2019 (AVD) for the RCG 2021 Publication. | Floors - Upper; Excluding Supporting Structure - Reinforced Concrete. | - | 2 | TRUE
2627 | 30A06K | 3672 | 30A06K | Floors upper | Reinforced concrete | Excluding supporting structure | 200mm thick | 4.5m - 6.0m to soffit | Reinforced concrete upper floors, rate excludes supporting structure. | Location Adjustment Applicable (See Guidance Notes) - ERC = UK mean of 1.00 | (BEAMS Note 2) The ERC for this item should be added to all other rateable items on the hereditament (except land). Therefore the total of the ERC of the other Building Items and the P&M ERC (where applicable) to enable the correct contract size adjustment to be made. ERC of Building Component + ERC of P&M = Total ERC to which contract size adjustment should be applied. The appropriate % adjustment should be made in accordance with the scale for contract size adjustment specified under section 6 of the RCG 2023 Guidance notes. The currency ERC rates are set at £4m (Four Million Pounds) @ 1st April 2021 (AVD) for the RCG 2023 Publication. | Additional cost of using steel deck permanent shuttering is £4/m2. | - | - | - | - | - | - | Floors - Upper; Excluding Supporting Structure - Reinforced Concrete. | - | 10143 |  | M2 | - | NA | NA | NA | 73.1151 | Option 2 | 90.6485 | 23.98% | 124.9663 | 94.4451 | 29.17% | 4.188% | 94.4451 | 29.17% | Indexed | NA | VOA_GPN_GOV_UK\7246041 | 2019-08-30 | Low | - | Medium | Risk taken from previous CG | - | - | NA | SPONS A&B | NA | (BEAMS Note 2) The ERC for this item should be added to all other rateable items on the hereditament (except land). Therefore the total of the ERC of the other Building Items and the P&M ERC (where applicable) to enable the correct contract size adjustment to be made. ERC of Building Component + ERC of P&M = Total ERC to which contract size adjustment should be applied. The appropriate % adjustment should be made in accordance with the scale for contract size adjustment specified under section 6 of the RCG 2021 Guidance notes. The currency ERC rates are set at £4m (Four Million Pounds) @ 1st April 2019 (AVD) for the RCG 2021 Publication. | Floors - Upper; Excluding Supporting Structure - Reinforced Concrete. | - | 2 | TRUE
2628 | 30A06P | 7128 | 30A06P | Floors upper | Reinforced concrete | Excluding supporting structure | 200mm thick | 6.0m - 7.5m to soffit | Reinforced concrete upper floors, rate excludes supporting structure. | Location Adjustment Applicable (See Guidance Notes) - ERC = UK mean of 1.00 | (BEAMS Note 2) The ERC for this item should be added to all other rateable items on the hereditament (except land). Therefore the total of the ERC of the other Building Items and the P&M ERC (where applicable) to enable the correct contract size adjustment to be made. ERC of Building Component + ERC of P&M = Total ERC to which contract size adjustment should be applied. The appropriate % adjustment should be made in accordance with the scale for contract size adjustment specified under section 6 of the RCG 2023 Guidance notes. The currency ERC rates are set at £4m (Four Million Pounds) @ 1st April 2021 (AVD) for the RCG 2023 Publication. | Additional cost of using steel deck permanent shuttering is £4/m2. | - | - | - | - | - | - | Floors - Upper; Excluding Supporting Structure - Reinforced Concrete. | - | 10143 |  | M2 | - | NA | NA | NA | 73.8848 | Option 2 | 91.6027 | 23.98% | 126.2818 | 95.4392 | 29.17% | 4.188% | 95.4392 | 29.17% | Indexed | NA | VOA_GPN_GOV_UK\7246041 | 2019-08-30 | Low | - | Medium | Risk taken from previous CG | - | - | NA | SPONS A&B | NA | (BEAMS Note 2) The ERC for this item should be added to all other rateable items on the hereditament (except land). Therefore the total of the ERC of the other Building Items and the P&M ERC (where applicable) to enable the correct contract size adjustment to be made. ERC of Building Component + ERC of P&M = Total ERC to which contract size adjustment should be applied. The appropriate % adjustment should be made in accordance with the scale for contract size adjustment specified under section 6 of the RCG 2021 Guidance notes. The currency ERC rates are set at £4m (Four Million Pounds) @ 1st April 2019 (AVD) for the RCG 2021 Publication. | Floors - Upper; Excluding Supporting Structure - Reinforced Concrete. | - | 2 | TRUE
2629 | 30A06U | 7129 | 30A06U | Floors upper | Reinforced concrete | Excluding supporting structure | 200mm thick | 7.5m - 9.0m to soffit | Reinforced concrete upper floors, rate excludes supporting structure. | Location Adjustment Applicable (See Guidance Notes) - ERC = UK mean of 1.00 | (BEAMS Note 2) The ERC for this item should be added to all other rateable items on the hereditament (except land). Therefore the total of the ERC of the other Building Items and the P&M ERC (where applicable) to enable the correct contract size adjustment to be made. ERC of Building Component + ERC of P&M = Total ERC to which contract size adjustment should be applied. The appropriate % adjustment should be made in accordance with the scale for contract size adjustment specified under section 6 of the RCG 2023 Guidance notes. The currency ERC rates are set at £4m (Four Million Pounds) @ 1st April 2021 (AVD) for the RCG 2023 Publication. | Additional cost of using steel deck permanent shuttering is £4/m2. | - | - | - | - | - | - | Floors - Upper; Excluding Supporting Structure - Reinforced Concrete. | - | 10143 |  | M2 | - | NA | NA | NA | 76.1937 | Option 2 | 94.4652 | 23.98% | 130.2281 | 98.4217 | 29.17% | 4.188% | 98.4217 | 29.17% | Indexed | NA | VOA_GPN_GOV_UK\7246041 | 2019-08-30 | Low | - | Medium | Risk taken from previous CG | - | - | NA | SPONS A&B | NA | (BEAMS Note 2) The ERC for this item should be added to all other rateable items on the hereditament (except land). Therefore the total of the ERC of the other Building Items and the P&M ERC (where applicable) to enable the correct contract size adjustment to be made. ERC of Building Component + ERC of P&M = Total ERC to which contract size adjustment should be applied. The appropriate % adjustment should be made in accordance with the scale for contract size adjustment specified under section 6 of the RCG 2021 Guidance notes. The currency ERC rates are set at £4m (Four Million Pounds) @ 1st April 2019 (AVD) for the RCG 2021 Publication. | Floors - Upper; Excluding Supporting Structure - Reinforced Concrete. | - | 2 | TRUE
2630 | 30A06V | 3959 | 30A06V | Floors upper | Reinforced concrete | Excluding supporting structure | 225mm thick | < 3m to soffit | Reinforced concrete upper floors, rate excludes supporting structure. | Location Adjustment Applicable (See Guidance Notes) - ERC = UK mean of 1.00 | (BEAMS Note 2) The ERC for this item should be added to all other rateable items on the hereditament (except land). Therefore the total of the ERC of the other Building Items and the P&M ERC (where applicable) to enable the correct contract size adjustment to be made. ERC of Building Component + ERC of P&M = Total ERC to which contract size adjustment should be applied. The appropriate % adjustment should be made in accordance with the scale for contract size adjustment specified under section 6 of the RCG 2023 Guidance notes. The currency ERC rates are set at £4m (Four Million Pounds) @ 1st April 2021 (AVD) for the RCG 2023 Publication. | Additional cost of using steel deck permanent shuttering is £4/m2. | - | - | - | - | - | - | Floors - Upper; Excluding Supporting Structure - Reinforced Concrete. | - | 10143 |  | M2 | - | NA | NA | NA | 77.7329 | Option 2 | 96.3736 | 23.98% | 132.8589 | 100.41 | 29.17% | 4.188% | 100.41 | 29.17% | Indexed | NA | VOA_GPN_GOV_UK\7246041 | 2019-08-30 | Low | - | Medium | Risk taken from previous CG | - | - | NA | SPONS A&B | NA | (BEAMS Note 2) The ERC for this item should be added to all other rateable items on the hereditament (except land). Therefore the total of the ERC of the other Building Items and the P&M ERC (where applicable) to enable the correct contract size adjustment to be made. ERC of Building Component + ERC of P&M = Total ERC to which contract size adjustment should be applied. The appropriate % adjustment should be made in accordance with the scale for contract size adjustment specified under section 6 of the RCG 2021 Guidance notes. The currency ERC rates are set at £4m (Four Million Pounds) @ 1st April 2019 (AVD) for the RCG 2021 Publication. | Floors - Upper; Excluding Supporting Structure - Reinforced Concrete. | - | 2 | TRUE
2631 | 30A06W | 3960 | 30A06W | Floors upper | Reinforced concrete | Excluding supporting structure | 225mm thick | 3.0m - 4.5m to soffit | Reinforced concrete upper floors, rate excludes supporting structure. | Location Adjustment Applicable (See Guidance Notes) - ERC = UK mean of 1.00 | (BEAMS Note 2) The ERC for this item should be added to all other rateable items on the hereditament (except land). Therefore the total of the ERC of the other Building Items and the P&M ERC (where applicable) to enable the correct contract size adjustment to be made. ERC of Building Component + ERC of P&M = Total ERC to which contract size adjustment should be applied. The appropriate % adjustment should be made in accordance with the scale for contract size adjustment specified under section 6 of the RCG 2023 Guidance notes. The currency ERC rates are set at £4m (Four Million Pounds) @ 1st April 2021 (AVD) for the RCG 2023 Publication. | Additional cost of using steel deck permanent shuttering is £4/m2. | - | - | - | - | - | - | Floors - Upper; Excluding Supporting Structure - Reinforced Concrete. | - | 10143 |  | M2 | - | NA | NA | NA | 80.0418 | Option 2 | 99.2362 | 23.98% | 136.8052 | 103.3925 | 29.17% | 4.188% | 103.3925 | 29.17% | Indexed | NA | VOA_GPN_GOV_UK\7246041 | 2019-08-30 | Low | - | Medium | Risk taken from previous CG | - | - | NA | SPONS A&B | NA | (BEAMS Note 2) The ERC for this item should be added to all other rateable items on the hereditament (except land). Therefore the total of the ERC of the other Building Items and the P&M ERC (where applicable) to enable the correct contract size adjustment to be made. ERC of Building Component + ERC of P&M = Total ERC to which contract size adjustment should be applied. The appropriate % adjustment should be made in accordance with the scale for contract size adjustment specified under section 6 of the RCG 2021 Guidance notes. The currency ERC rates are set at £4m (Four Million Pounds) @ 1st April 2019 (AVD) for the RCG 2021 Publication. | Floors - Upper; Excluding Supporting Structure - Reinforced Concrete. | - | 2 | TRUE
2632 | 30A06X | 3674 | 30A06X | Floors upper | Reinforced concrete | Excluding supporting structure | 225mm thick | 4.5m - 6.0m to soffit | Reinforced concrete upper floors, rate excludes supporting structure. | Location Adjustment Applicable (See Guidance Notes) - ERC = UK mean of 1.00 | (BEAMS Note 2) The ERC for this item should be added to all other rateable items on the hereditament (except land). Therefore the total of the ERC of the other Building Items and the P&M ERC (where applicable) to enable the correct contract size adjustment to be made. ERC of Building Component + ERC of P&M = Total ERC to which contract size adjustment should be applied. The appropriate % adjustment should be made in accordance with the scale for contract size adjustment specified under section 6 of the RCG 2023 Guidance notes. The currency ERC rates are set at £4m (Four Million Pounds) @ 1st April 2021 (AVD) for the RCG 2023 Publication. | Additional cost of using steel deck permanent shuttering is £4/m2. | - | - | - | - | - | - | Floors - Upper; Excluding Supporting Structure - Reinforced Concrete. | - | 10143 |  | M2 | - | NA | NA | NA | 80.8115 | Option 2 | 100.1904 | 23.98% | 138.1207 | 104.3867 | 29.17% | 4.188% | 104.3867 | 29.17% | Indexed | NA | VOA_GPN_GOV_UK\7246041 | 2019-08-30 | Low | - | Medium | Risk taken from previous CG | - | - | NA | SPONS A&B | NA | (BEAMS Note 2) The ERC for this item should be added to all other rateable items on the hereditament (except land). Therefore the total of the ERC of the other Building Items and the P&M ERC (where applicable) to enable the correct contract size adjustment to be made. ERC of Building Component + ERC of P&M = Total ERC to which contract size adjustment should be applied. The appropriate % adjustment should be made in accordance with the scale for contract size adjustment specified under section 6 of the RCG 2021 Guidance notes. The currency ERC rates are set at £4m (Four Million Pounds) @ 1st April 2019 (AVD) for the RCG 2021 Publication. | Floors - Upper; Excluding Supporting Structure - Reinforced Concrete. | - | 2 | TRUE
2633 | 30A06Y | 7134 | 30A06Y | Floors upper | Reinforced concrete | Excluding supporting structure | 225mm thick | 6.0m - 7.5m to soffit | Reinforced concrete upper floors, rate excludes supporting structure. | Location Adjustment Applicable (See Guidance Notes) - ERC = UK mean of 1.00 | (BEAMS Note 2) The ERC for this item should be added to all other rateable items on the hereditament (except land). Therefore the total of the ERC of the other Building Items and the P&M ERC (where applicable) to enable the correct contract size adjustment to be made. ERC of Building Component + ERC of P&M = Total ERC to which contract size adjustment should be applied. The appropriate % adjustment should be made in accordance with the scale for contract size adjustment specified under section 6 of the RCG 2023 Guidance notes. The currency ERC rates are set at £4m (Four Million Pounds) @ 1st April 2021 (AVD) for the RCG 2023 Publication. | Additional cost of using steel deck permanent shuttering is £4/m2. | - | - | - | - | - | - | Floors - Upper; Excluding Supporting Structure - Reinforced Concrete. | - | 10143 |  | M2 | - | NA | NA | NA | 82.3507 | Option 2 | 102.0988 | 23.98% | 140.7515 | 106.375 | 29.17% | 4.188% | 106.375 | 29.17% | Indexed | NA | VOA_GPN_GOV_UK\7246041 | 2019-08-30 | Low | - | Medium | Risk taken from previous CG | - | - | NA | SPONS A&B | NA | (BEAMS Note 2) The ERC for this item should be added to all other rateable items on the hereditament (except land). Therefore the total of the ERC of the other Building Items and the P&M ERC (where applicable) to enable the correct contract size adjustment to be made. ERC of Building Component + ERC of P&M = Total ERC to which contract size adjustment should be applied. The appropriate % adjustment should be made in accordance with the scale for contract size adjustment specified under section 6 of the RCG 2021 Guidance notes. The currency ERC rates are set at £4m (Four Million Pounds) @ 1st April 2019 (AVD) for the RCG 2021 Publication. | Floors - Upper; Excluding Supporting Structure - Reinforced Concrete. | - | 2 | TRUE
2634 | 30A06Z | 7135 | 30A06Z | Floors upper | Reinforced concrete | Excluding supporting structure | 225mm thick | 7.5m - 9.0m to soffit | Reinforced concrete upper floors, rate excludes supporting structure. | Location Adjustment Applicable (See Guidance Notes) - ERC = UK mean of 1.00 | (BEAMS Note 2) The ERC for this item should be added to all other rateable items on the hereditament (except land). Therefore the total of the ERC of the other Building Items and the P&M ERC (where applicable) to enable the correct contract size adjustment to be made. ERC of Building Component + ERC of P&M = Total ERC to which contract size adjustment should be applied. The appropriate % adjustment should be made in accordance with the scale for contract size adjustment specified under section 6 of the RCG 2023 Guidance notes. The currency ERC rates are set at £4m (Four Million Pounds) @ 1st April 2021 (AVD) for the RCG 2023 Publication. | Additional cost of using steel deck permanent shuttering is £4/m2. | - | - | - | - | - | - | Floors - Upper; Excluding Supporting Structure - Reinforced Concrete. | - | 10143 |  | M2 | - | NA | NA | NA | 83.89 | Option 2 | 104.0072 | 23.98% | 143.3824 | 108.3633 | 29.17% | 4.188% | 108.3633 | 29.17% | Indexed | NA | VOA_GPN_GOV_UK\7246041 | 2019-08-30 | Low | - | Medium | Risk taken from previous CG | - | - | NA | SPONS A&B | NA | (BEAMS Note 2) The ERC for this item should be added to all other rateable items on the hereditament (except land). Therefore the total of the ERC of the other Building Items and the P&M ERC (where applicable) to enable the correct contract size adjustment to be made. ERC of Building Component + ERC of P&M = Total ERC to which contract size adjustment should be applied. The appropriate % adjustment should be made in accordance with the scale for contract size adjustment specified under section 6 of the RCG 2021 Guidance notes. The currency ERC rates are set at £4m (Four Million Pounds) @ 1st April 2019 (AVD) for the RCG 2021 Publication. | Floors - Upper; Excluding Supporting Structure - Reinforced Concrete. | - | 2 | TRUE
2635 | 30A07A | 3962 | 30A07A | Floors upper | Reinforced concrete | Excluding supporting structure | 300mm thick | < 3m to soffit | Reinforced concrete upper floors, rate excludes supporting structure. | Location Adjustment Applicable (See Guidance Notes) - ERC = UK mean of 1.00 | (BEAMS Note 2) The ERC for this item should be added to all other rateable items on the hereditament (except land). Therefore the total of the ERC of the other Building Items and the P&M ERC (where applicable) to enable the correct contract size adjustment to be made. ERC of Building Component + ERC of P&M = Total ERC to which contract size adjustment should be applied. The appropriate % adjustment should be made in accordance with the scale for contract size adjustment specified under section 6 of the RCG 2023 Guidance notes. The currency ERC rates are set at £4m (Four Million Pounds) @ 1st April 2021 (AVD) for the RCG 2023 Publication. | Additional cost of using steel deck permanent shuttering is £4/m2. | - | - | - | - | - | - | Floors - Upper; Excluding Supporting Structure - Reinforced Concrete. | - | 10143 |  | M2 | - | NA | NA | NA | 96.2041 | Option 2 | 119.2743 | 23.98% | 164.4294 | 124.2699 | 29.17% | 4.188% | 124.2699 | 29.17% | Indexed | NA | VOA_GPN_GOV_UK\7246041 | 2019-08-30 | Low | - | Medium | Risk taken from previous CG | - | - | NA | SPONS A&B | NA | (BEAMS Note 2) The ERC for this item should be added to all other rateable items on the hereditament (except land). Therefore the total of the ERC of the other Building Items and the P&M ERC (where applicable) to enable the correct contract size adjustment to be made. ERC of Building Component + ERC of P&M = Total ERC to which contract size adjustment should be applied. The appropriate % adjustment should be made in accordance with the scale for contract size adjustment specified under section 6 of the RCG 2021 Guidance notes. The currency ERC rates are set at £4m (Four Million Pounds) @ 1st April 2019 (AVD) for the RCG 2021 Publication. | Floors - Upper; Excluding Supporting Structure - Reinforced Concrete. | - | 2 | TRUE
2636 | 30A07F | 3963 | 30A07F | Floors upper | Reinforced concrete | Excluding supporting structure | 300mm thick | 3.0m - 4.5m to soffit | Reinforced concrete upper floors, rate excludes supporting structure. | Location Adjustment Applicable (See Guidance Notes) - ERC = UK mean of 1.00 | (BEAMS Note 2) The ERC for this item should be added to all other rateable items on the hereditament (except land). Therefore the total of the ERC of the other Building Items and the P&M ERC (where applicable) to enable the correct contract size adjustment to be made. ERC of Building Component + ERC of P&M = Total ERC to which contract size adjustment should be applied. The appropriate % adjustment should be made in accordance with the scale for contract size adjustment specified under section 6 of the RCG 2023 Guidance notes. The currency ERC rates are set at £4m (Four Million Pounds) @ 1st April 2021 (AVD) for the RCG 2023 Publication. | Additional cost of using steel deck permanent shuttering is £4/m2. | - | - | - | - | - | - | Floors - Upper; Excluding Supporting Structure - Reinforced Concrete. | - | 10143 |  | M2 | - | NA | NA | NA | 96.9738 | Option 2 | 120.2285 | 23.98% | 165.7448 | 125.264 | 29.17% | 4.188% | 125.264 | 29.17% | Indexed | NA | VOA_GPN_GOV_UK\7246041 | 2019-08-30 | Low | - | Medium | Risk taken from previous CG | - | - | NA | SPONS A&B | NA | (BEAMS Note 2) The ERC for this item should be added to all other rateable items on the hereditament (except land). Therefore the total of the ERC of the other Building Items and the P&M ERC (where applicable) to enable the correct contract size adjustment to be made. ERC of Building Component + ERC of P&M = Total ERC to which contract size adjustment should be applied. The appropriate % adjustment should be made in accordance with the scale for contract size adjustment specified under section 6 of the RCG 2021 Guidance notes. The currency ERC rates are set at £4m (Four Million Pounds) @ 1st April 2019 (AVD) for the RCG 2021 Publication. | Floors - Upper; Excluding Supporting Structure - Reinforced Concrete. | - | 2 | TRUE
2637 | 30A07K | 3686 | 30A07K | Floors upper | Reinforced concrete | Excluding supporting structure | 300mm thick | 4.5m - 6.0m to soffit | Reinforced concrete upper floors, rate excludes supporting structure. | Location Adjustment Applicable (See Guidance Notes) - ERC = UK mean of 1.00 | (BEAMS Note 2) The ERC for this item should be added to all other rateable items on the hereditament (except land). Therefore the total of the ERC of the other Building Items and the P&M ERC (where applicable) to enable the correct contract size adjustment to be made. ERC of Building Component + ERC of P&M = Total ERC to which contract size adjustment should be applied. The appropriate % adjustment should be made in accordance with the scale for contract size adjustment specified under section 6 of the RCG 2023 Guidance notes. The currency ERC rates are set at £4m (Four Million Pounds) @ 1st April 2021 (AVD) for the RCG 2023 Publication. | Additional cost of using steel deck permanent shuttering is £4/m2. | - | - | - | - | - | - | Floors - Upper; Excluding Supporting Structure - Reinforced Concrete. | - | 10143 |  | M2 | - | NA | NA | NA | 99.2827 | Option 2 | 123.0911 | 23.98% | 169.6911 | 128.2465 | 29.17% | 4.188% | 128.2465 | 29.17% | Indexed | NA | VOA_GPN_GOV_UK\7246041 | 2019-08-30 | Low | - | Medium | Risk taken from previous CG | - | - | NA | SPONS A&B | NA | (BEAMS Note 2) The ERC for this item should be added to all other rateable items on the hereditament (except land). Therefore the total of the ERC of the other Building Items and the P&M ERC (where applicable) to enable the correct contract size adjustment to be made. ERC of Building Component + ERC of P&M = Total ERC to which contract size adjustment should be applied. The appropriate % adjustment should be made in accordance with the scale for contract size adjustment specified under section 6 of the RCG 2021 Guidance notes. The currency ERC rates are set at £4m (Four Million Pounds) @ 1st April 2019 (AVD) for the RCG 2021 Publication. | Floors - Upper; Excluding Supporting Structure - Reinforced Concrete. | - | 2 | TRUE
2638 | 30A07P | 7145 | 30A07P | Floors upper | Reinforced concrete | Excluding supporting structure | 300mm thick | 6.0m - 7.5m to soffit | Reinforced concrete upper floors, rate excludes supporting structure. | Location Adjustment Applicable (See Guidance Notes) - ERC = UK mean of 1.00 | (BEAMS Note 2) The ERC for this item should be added to all other rateable items on the hereditament (except land). Therefore the total of the ERC of the other Building Items and the P&M ERC (where applicable) to enable the correct contract size adjustment to be made. ERC of Building Component + ERC of P&M = Total ERC to which contract size adjustment should be applied. The appropriate % adjustment should be made in accordance with the scale for contract size adjustment specified under section 6 of the RCG 2023 Guidance notes. The currency ERC rates are set at £4m (Four Million Pounds) @ 1st April 2021 (AVD) for the RCG 2023 Publication. | Additional cost of using steel deck permanent shuttering is £4/m2. | - | - | - | - | - | - | Floors - Upper; Excluding Supporting Structure - Reinforced Concrete. | - | 10143 |  | M2 | - | NA | NA | NA | 100.0523 | Option 2 | 124.0453 | 23.98% | 171.0066 | 129.2406 | 29.17% | 4.188% | 129.2406 | 29.17% | Indexed | NA | VOA_GPN_GOV_UK\7246041 | 2019-08-30 | Low | - | Medium | Risk taken from previous CG | - | - | NA | SPONS A&B | NA | (BEAMS Note 2) The ERC for this item should be added to all other rateable items on the hereditament (except land). Therefore the total of the ERC of the other Building Items and the P&M ERC (where applicable) to enable the correct contract size adjustment to be made. ERC of Building Component + ERC of P&M = Total ERC to which contract size adjustment should be applied. The appropriate % adjustment should be made in accordance with the scale for contract size adjustment specified under section 6 of the RCG 2021 Guidance notes. The currency ERC rates are set at £4m (Four Million Pounds) @ 1st April 2019 (AVD) for the RCG 2021 Publication. | Floors - Upper; Excluding Supporting Structure - Reinforced Concrete. | - | 2 | TRUE
2639 | 30A07U | 7146 | 30A07U | Floors upper | Reinforced concrete | Excluding supporting structure | 300mm thick | 7.5m - 9.0m to soffit | Reinforced concrete upper floors, rate excludes supporting structure. | Location Adjustment Applicable (See Guidance Notes) - ERC = UK mean of 1.00 | (BEAMS Note 2) The ERC for this item should be added to all other rateable items on the hereditament (except land). Therefore the total of the ERC of the other Building Items and the P&M ERC (where applicable) to enable the correct contract size adjustment to be made. ERC of Building Component + ERC of P&M = Total ERC to which contract size adjustment should be applied. The appropriate % adjustment should be made in accordance with the scale for contract size adjustment specified under section 6 of the RCG 2023 Guidance notes. The currency ERC rates are set at £4m (Four Million Pounds) @ 1st April 2021 (AVD) for the RCG 2023 Publication. | Additional cost of using steel deck permanent shuttering is £4/m2. | - | - | - | - | - | - | Floors - Upper; Excluding Supporting Structure - Reinforced Concrete. | - | 10143 |  | M2 | - | NA | NA | NA | 100.8219 | Option 2 | 124.9995 | 23.98% | 172.322 | 130.2348 | 29.17% | 4.188% | 130.2348 | 29.17% | Indexed | NA | VOA_GPN_GOV_UK\7246041 | 2019-08-30 | Low | - | Medium | Risk taken from previous CG | - | - | NA | SPONS A&B | NA | (BEAMS Note 2) The ERC for this item should be added to all other rateable items on the hereditament (except land). Therefore the total of the ERC of the other Building Items and the P&M ERC (where applicable) to enable the correct contract size adjustment to be made. ERC of Building Component + ERC of P&M = Total ERC to which contract size adjustment should be applied. The appropriate % adjustment should be made in accordance with the scale for contract size adjustment specified under section 6 of the RCG 2021 Guidance notes. The currency ERC rates are set at £4m (Four Million Pounds) @ 1st April 2019 (AVD) for the RCG 2021 Publication. | Floors - Upper; Excluding Supporting Structure - Reinforced Concrete. | - | 2 | TRUE
2640 | 30A08A | 3781 | 30A08A | Floors upper | Reinforced concrete | Excluding supporting structure | 600mm thick | < 3m to soffit | Reinforced concrete upper floors, rate excludes supporting structure. | Location Adjustment Applicable (See Guidance Notes) - ERC = UK mean of 1.00 | (BEAMS Note 2) The ERC for this item should be added to all other rateable items on the hereditament (except land). Therefore the total of the ERC of the other Building Items and the P&M ERC (where applicable) to enable the correct contract size adjustment to be made. ERC of Building Component + ERC of P&M = Total ERC to which contract size adjustment should be applied. The appropriate % adjustment should be made in accordance with the scale for contract size adjustment specified under section 6 of the RCG 2023 Guidance notes. The currency ERC rates are set at £4m (Four Million Pounds) @ 1st April 2021 (AVD) for the RCG 2023 Publication. | Additional cost of using steel deck permanent shuttering is £4/m2. | - | - | - | - | - | - | Floors - Upper; Excluding Supporting Structure - Reinforced Concrete. | - | 10143 |  | M2 | - | NA | NA | NA | 167.0104 | Option 2 | 207.0602 | 23.98% | 285.4494 | 215.7325 | 29.17% | 4.188% | 215.7325 | 29.17% | Indexed | NA | VOA_GPN_GOV_UK\7246041 | 2019-08-30 | Low | - | Medium | Risk taken from previous CG | - | - | NA | SPONS A&B | NA | (BEAMS Note 2) The ERC for this item should be added to all other rateable items on the hereditament (except land). Therefore the total of the ERC of the other Building Items and the P&M ERC (where applicable) to enable the correct contract size adjustment to be made. ERC of Building Component + ERC of P&M = Total ERC to which contract size adjustment should be applied. The appropriate % adjustment should be made in accordance with the scale for contract size adjustment specified under section 6 of the RCG 2021 Guidance notes. The currency ERC rates are set at £4m (Four Million Pounds) @ 1st April 2019 (AVD) for the RCG 2021 Publication. | Floors - Upper; Excluding Supporting Structure - Reinforced Concrete. | - | 2 | TRUE
2641 | 30A08F | 3689 | 30A08F | Floors upper | Reinforced concrete | Excluding supporting structure | 600mm thick | 3.0m - 4.5m to soffit | Reinforced concrete upper floors, rate excludes supporting structure. | Location Adjustment Applicable (See Guidance Notes) - ERC = UK mean of 1.00 | (BEAMS Note 2) The ERC for this item should be added to all other rateable items on the hereditament (except land). Therefore the total of the ERC of the other Building Items and the P&M ERC (where applicable) to enable the correct contract size adjustment to be made. ERC of Building Component + ERC of P&M = Total ERC to which contract size adjustment should be applied. The appropriate % adjustment should be made in accordance with the scale for contract size adjustment specified under section 6 of the RCG 2023 Guidance notes. The currency ERC rates are set at £4m (Four Million Pounds) @ 1st April 2021 (AVD) for the RCG 2023 Publication. | Additional cost of using steel deck permanent shuttering is £4/m2. | - | - | - | - | - | - | Floors - Upper; Excluding Supporting Structure - Reinforced Concrete. | - | 10143 |  | M2 | - | NA | NA | NA | 169.3193 | Option 2 | 209.9227 | 23.98% | 289.3957 | 218.7149 | 29.17% | 4.188% | 218.7149 | 29.17% | Indexed | NA | VOA_GPN_GOV_UK\7246041 | 2019-08-30 | Low | - | Medium | Risk taken from previous CG | - | - | NA | SPONS A&B | NA | (BEAMS Note 2) The ERC for this item should be added to all other rateable items on the hereditament (except land). Therefore the total of the ERC of the other Building Items and the P&M ERC (where applicable) to enable the correct contract size adjustment to be made. ERC of Building Component + ERC of P&M = Total ERC to which contract size adjustment should be applied. The appropriate % adjustment should be made in accordance with the scale for contract size adjustment specified under section 6 of the RCG 2021 Guidance notes. The currency ERC rates are set at £4m (Four Million Pounds) @ 1st April 2019 (AVD) for the RCG 2021 Publication. | Floors - Upper; Excluding Supporting Structure - Reinforced Concrete. | - | 2 | TRUE
2642 | 30A08K | 3690 | 30A08K | Floors upper | Reinforced concrete | Excluding supporting structure | 600mm thick | 4.5m - 6.0m to soffit | Reinforced concrete upper floors, rate excludes supporting structure. | Location Adjustment Applicable (See Guidance Notes) - ERC = UK mean of 1.00 | (BEAMS Note 2) The ERC for this item should be added to all other rateable items on the hereditament (except land). Therefore the total of the ERC of the other Building Items and the P&M ERC (where applicable) to enable the correct contract size adjustment to be made. ERC of Building Component + ERC of P&M = Total ERC to which contract size adjustment should be applied. The appropriate % adjustment should be made in accordance with the scale for contract size adjustment specified under section 6 of the RCG 2023 Guidance notes. The currency ERC rates are set at £4m (Four Million Pounds) @ 1st April 2021 (AVD) for the RCG 2023 Publication. | Additional cost of using steel deck permanent shuttering is £4/m2. | - | - | - | - | - | - | Floors - Upper; Excluding Supporting Structure - Reinforced Concrete. | - | 10143 |  | M2 | - | NA | NA | NA | 170.0889 | Option 2 | 210.8769 | 23.98% | 290.7111 | 219.7091 | 29.17% | 4.188% | 219.7091 | 29.17% | Indexed | NA | VOA_GPN_GOV_UK\7246041 | 2019-08-30 | Low | - | Medium | Risk taken from previous CG | - | - | NA | SPONS A&B | NA | (BEAMS Note 2) The ERC for this item should be added to all other rateable items on the hereditament (except land). Therefore the total of the ERC of the other Building Items and the P&M ERC (where applicable) to enable the correct contract size adjustment to be made. ERC of Building Component + ERC of P&M = Total ERC to which contract size adjustment should be applied. The appropriate % adjustment should be made in accordance with the scale for contract size adjustment specified under section 6 of the RCG 2021 Guidance notes. The currency ERC rates are set at £4m (Four Million Pounds) @ 1st April 2019 (AVD) for the RCG 2021 Publication. | Floors - Upper; Excluding Supporting Structure - Reinforced Concrete. | - | 2 | TRUE
2643 | 30A08P | 7152 | 30A08P | Floors upper | Reinforced concrete | Excluding supporting structure | 600mm thick | 6.0m - 7.5m to soffit | Reinforced concrete upper floors, rate excludes supporting structure. | Location Adjustment Applicable (See Guidance Notes) - ERC = UK mean of 1.00 | (BEAMS Note 2) The ERC for this item should be added to all other rateable items on the hereditament (except land). Therefore the total of the ERC of the other Building Items and the P&M ERC (where applicable) to enable the correct contract size adjustment to be made. ERC of Building Component + ERC of P&M = Total ERC to which contract size adjustment should be applied. The appropriate % adjustment should be made in accordance with the scale for contract size adjustment specified under section 6 of the RCG 2023 Guidance notes. The currency ERC rates are set at £4m (Four Million Pounds) @ 1st April 2021 (AVD) for the RCG 2023 Publication. | Additional cost of using steel deck permanent shuttering is £4/m2. | - | - | - | - | - | - | Floors - Upper; Excluding Supporting Structure - Reinforced Concrete. | - | 10143 |  | M2 | - | NA | NA | NA | 170.8586 | Option 2 | 211.8311 | 23.98% | 292.0266 | 220.7033 | 29.17% | 4.188% | 220.7033 | 29.17% | Indexed | NA | VOA_GPN_GOV_UK\7246041 | 2019-08-30 | Low | - | Medium | Risk taken from previous CG | - | - | NA | SPONS A&B | NA | (BEAMS Note 2) The ERC for this item should be added to all other rateable items on the hereditament (except land). Therefore the total of the ERC of the other Building Items and the P&M ERC (where applicable) to enable the correct contract size adjustment to be made. ERC of Building Component + ERC of P&M = Total ERC to which contract size adjustment should be applied. The appropriate % adjustment should be made in accordance with the scale for contract size adjustment specified under section 6 of the RCG 2021 Guidance notes. The currency ERC rates are set at £4m (Four Million Pounds) @ 1st April 2019 (AVD) for the RCG 2021 Publication. | Floors - Upper; Excluding Supporting Structure - Reinforced Concrete. | - | 2 | TRUE
2644 | 30A08U | 7153 | 30A08U | Floors upper | Reinforced concrete | Excluding supporting structure | 600mm thick | 7.5m - 9.0m to soffit | Reinforced concrete upper floors, rate excludes supporting structure. | Location Adjustment Applicable (See Guidance Notes) - ERC = UK mean of 1.00 | (BEAMS Note 2) The ERC for this item should be added to all other rateable items on the hereditament (except land). Therefore the total of the ERC of the other Building Items and the P&M ERC (where applicable) to enable the correct contract size adjustment to be made. ERC of Building Component + ERC of P&M = Total ERC to which contract size adjustment should be applied. The appropriate % adjustment should be made in accordance with the scale for contract size adjustment specified under section 6 of the RCG 2023 Guidance notes. The currency ERC rates are set at £4m (Four Million Pounds) @ 1st April 2021 (AVD) for the RCG 2023 Publication. | Additional cost of using steel deck permanent shuttering is £4/m2. | - | - | - | - | - | - | Floors - Upper; Excluding Supporting Structure - Reinforced Concrete. | - | 10143 |  | M2 | - | NA | NA | NA | 173.1675 | Option 2 | 214.6937 | 23.98% | 295.9729 | 223.6857 | 29.17% | 4.188% | 223.6857 | 29.17% | Indexed | NA | VOA_GPN_GOV_UK\7246041 | 2019-08-30 | Low | - | Medium | Risk taken from previous CG | - | - | NA | SPONS A&B | NA | (BEAMS Note 2) The ERC for this item should be added to all other rateable items on the hereditament (except land). Therefore the total of the ERC of the other Building Items and the P&M ERC (where applicable) to enable the correct contract size adjustment to be made. ERC of Building Component + ERC of P&M = Total ERC to which contract size adjustment should be applied. The appropriate % adjustment should be made in accordance with the scale for contract size adjustment specified under section 6 of the RCG 2021 Guidance notes. The currency ERC rates are set at £4m (Four Million Pounds) @ 1st April 2019 (AVD) for the RCG 2021 Publication. | Floors - Upper; Excluding Supporting Structure - Reinforced Concrete. | - | 2 | TRUE
2645 | 30A09A | 3786 | 30A09A | Floors upper | Reinforced concrete | Excluding supporting structure | 900mm thick | < 3m to soffit | Reinforced concrete upper floors, rate excludes supporting structure. | Location Adjustment Applicable (See Guidance Notes) - ERC = UK mean of 1.00 | (BEAMS Note 2) The ERC for this item should be added to all other rateable items on the hereditament (except land). Therefore the total of the ERC of the other Building Items and the P&M ERC (where applicable) to enable the correct contract size adjustment to be made. ERC of Building Component + ERC of P&M = Total ERC to which contract size adjustment should be applied. The appropriate % adjustment should be made in accordance with the scale for contract size adjustment specified under section 6 of the RCG 2023 Guidance notes. The currency ERC rates are set at £4m (Four Million Pounds) @ 1st April 2021 (AVD) for the RCG 2023 Publication. | Additional cost of using steel deck permanent shuttering is £4/m2. | - | - | - | - | - | - | Floors - Upper; Excluding Supporting Structure - Reinforced Concrete. | - | 10143 |  | M2 | - | NA | NA | NA | 296.3087 | Option 2 | 367.3648 | 23.98% | 506.4425 | 382.7511 | 29.17% | 4.188% | 382.7511 | 29.17% | Indexed | NA | VOA_GPN_GOV_UK\7246041 | 2019-08-30 | Low | - | Medium | Risk taken from previous CG | - | - | NA | SPONS A&B | NA | (BEAMS Note 2) The ERC for this item should be added to all other rateable items on the hereditament (except land). Therefore the total of the ERC of the other Building Items and the P&M ERC (where applicable) to enable the correct contract size adjustment to be made. ERC of Building Component + ERC of P&M = Total ERC to which contract size adjustment should be applied. The appropriate % adjustment should be made in accordance with the scale for contract size adjustment specified under section 6 of the RCG 2021 Guidance notes. The currency ERC rates are set at £4m (Four Million Pounds) @ 1st April 2019 (AVD) for the RCG 2021 Publication. | Floors - Upper; Excluding Supporting Structure - Reinforced Concrete. | - | 2 | TRUE
2646 | 30A09F | 3787 | 30A09F | Floors upper | Reinforced concrete | Excluding supporting structure | 900mm thick | 3.0m - 4.5m to soffit | Reinforced concrete upper floors, rate excludes supporting structure. | Location Adjustment Applicable (See Guidance Notes) - ERC = UK mean of 1.00 | (BEAMS Note 2) The ERC for this item should be added to all other rateable items on the hereditament (except land). Therefore the total of the ERC of the other Building Items and the P&M ERC (where applicable) to enable the correct contract size adjustment to be made. ERC of Building Component + ERC of P&M = Total ERC to which contract size adjustment should be applied. The appropriate % adjustment should be made in accordance with the scale for contract size adjustment specified under section 6 of the RCG 2023 Guidance notes. The currency ERC rates are set at £4m (Four Million Pounds) @ 1st April 2021 (AVD) for the RCG 2023 Publication. | Additional cost of using steel deck permanent shuttering is £4/m2. | - | - | - | - | - | - | Floors - Upper; Excluding Supporting Structure - Reinforced Concrete. | - | 10143 |  | M2 | - | NA | NA | NA | 297.0784 | Option 2 | 368.319 | 23.98% | 507.7579 | 383.7453 | 29.17% | 4.188% | 383.7453 | 29.17% | Indexed | NA | VOA_GPN_GOV_UK\7246041 | 2019-08-30 | Low | - | Medium | Risk taken from previous CG | - | - | NA | SPONS A&B | NA | (BEAMS Note 2) The ERC for this item should be added to all other rateable items on the hereditament (except land). Therefore the total of the ERC of the other Building Items and the P&M ERC (where applicable) to enable the correct contract size adjustment to be made. ERC of Building Component + ERC of P&M = Total ERC to which contract size adjustment should be applied. The appropriate % adjustment should be made in accordance with the scale for contract size adjustment specified under section 6 of the RCG 2021 Guidance notes. The currency ERC rates are set at £4m (Four Million Pounds) @ 1st April 2019 (AVD) for the RCG 2021 Publication. | Floors - Upper; Excluding Supporting Structure - Reinforced Concrete. | - | 2 | TRUE
2647 | 30A09K | 3695 | 30A09K | Floors upper | Reinforced concrete | Excluding supporting structure | 900mm thick | 4.5m - 6.0m to soffit | Reinforced concrete upper floors, rate excludes supporting structure. | Location Adjustment Applicable (See Guidance Notes) - ERC = UK mean of 1.00 | (BEAMS Note 2) The ERC for this item should be added to all other rateable items on the hereditament (except land). Therefore the total of the ERC of the other Building Items and the P&M ERC (where applicable) to enable the correct contract size adjustment to be made. ERC of Building Component + ERC of P&M = Total ERC to which contract size adjustment should be applied. The appropriate % adjustment should be made in accordance with the scale for contract size adjustment specified under section 6 of the RCG 2023 Guidance notes. The currency ERC rates are set at £4m (Four Million Pounds) @ 1st April 2021 (AVD) for the RCG 2023 Publication. | Additional cost of using steel deck permanent shuttering is £4/m2. | - | - | - | - | - | - | Floors - Upper; Excluding Supporting Structure - Reinforced Concrete. | - | 10143 |  | M2 | - | NA | NA | NA | 297.848 | Option 2 | 369.2732 | 23.98% | 509.0733 | 384.7395 | 29.17% | 4.188% | 384.7395 | 29.17% | Indexed | NA | VOA_GPN_GOV_UK\7246041 | 2019-08-30 | Low | - | Medium | Risk taken from previous CG | - | - | NA | SPONS A&B | NA | (BEAMS Note 2) The ERC for this item should be added to all other rateable items on the hereditament (except land). Therefore the total of the ERC of the other Building Items and the P&M ERC (where applicable) to enable the correct contract size adjustment to be made. ERC of Building Component + ERC of P&M = Total ERC to which contract size adjustment should be applied. The appropriate % adjustment should be made in accordance with the scale for contract size adjustment specified under section 6 of the RCG 2021 Guidance notes. The currency ERC rates are set at £4m (Four Million Pounds) @ 1st April 2019 (AVD) for the RCG 2021 Publication. | Floors - Upper; Excluding Supporting Structure - Reinforced Concrete. | - | 2 | TRUE
2648 | 30A09P | 3696 | 30A09P | Floors upper | Reinforced concrete | Excluding supporting structure | 900mm thick | 6.0m - 7.5m to soffit | Reinforced concrete upper floors, rate excludes supporting structure. | Location Adjustment Applicable (See Guidance Notes) - ERC = UK mean of 1.00 | (BEAMS Note 2) The ERC for this item should be added to all other rateable items on the hereditament (except land). Therefore the total of the ERC of the other Building Items and the P&M ERC (where applicable) to enable the correct contract size adjustment to be made. ERC of Building Component + ERC of P&M = Total ERC to which contract size adjustment should be applied. The appropriate % adjustment should be made in accordance with the scale for contract size adjustment specified under section 6 of the RCG 2023 Guidance notes. The currency ERC rates are set at £4m (Four Million Pounds) @ 1st April 2021 (AVD) for the RCG 2023 Publication. | Additional cost of using steel deck permanent shuttering is £4/m2. | - | - | - | - | - | - | Floors - Upper; Excluding Supporting Structure - Reinforced Concrete. | - | 10143 |  | M2 | - | NA | NA | NA | 300.9265 | Option 2 | 373.09 | 23.98% | 514.3351 | 388.7161 | 29.17% | 4.188% | 388.7161 | 29.17% | Indexed | NA | VOA_GPN_GOV_UK\7246041 | 2019-08-30 | Low | - | Medium | Risk taken from previous CG | - | - | NA | SPONS A&B | NA | (BEAMS Note 2) The ERC for this item should be added to all other rateable items on the hereditament (except land). Therefore the total of the ERC of the other Building Items and the P&M ERC (where applicable) to enable the correct contract size adjustment to be made. ERC of Building Component + ERC of P&M = Total ERC to which contract size adjustment should be applied. The appropriate % adjustment should be made in accordance with the scale for contract size adjustment specified under section 6 of the RCG 2021 Guidance notes. The currency ERC rates are set at £4m (Four Million Pounds) @ 1st April 2019 (AVD) for the RCG 2021 Publication. | Floors - Upper; Excluding Supporting Structure - Reinforced Concrete. | - | 2 | TRUE
2649 | 30A09U | 3682 | 30A09U | Floors upper | Reinforced concrete | Excluding supporting structure | 900mm thick | 7.5m - 9.0m to soffit | Reinforced concrete upper floors, rate excludes supporting structure. | Location Adjustment Applicable (See Guidance Notes) - ERC = UK mean of 1.00 | (BEAMS Note 2) The ERC for this item should be added to all other rateable items on the hereditament (except land). Therefore the total of the ERC of the other Building Items and the P&M ERC (where applicable) to enable the correct contract size adjustment to be made. ERC of Building Component + ERC of P&M = Total ERC to which contract size adjustment should be applied. The appropriate % adjustment should be made in accordance with the scale for contract size adjustment specified under section 6 of the RCG 2023 Guidance notes. The currency ERC rates are set at £4m (Four Million Pounds) @ 1st April 2021 (AVD) for the RCG 2023 Publication. | Additional cost of using steel deck permanent shuttering is £4/m2. | - | - | - | - | - | - | Floors - Upper; Excluding Supporting Structure - Reinforced Concrete. | - | 10143 |  | M2 | - | NA | NA | NA | 304.0051 | Option 2 | 376.9067 | 23.98% | 519.5968 | 392.6927 | 29.17% | 4.188% | 392.6927 | 29.17% | Indexed | NA | VOA_GPN_GOV_UK\7246041 | 2019-08-30 | Low | - | Medium | Risk taken from previous CG | - | - | NA | SPONS A&B | NA | (BEAMS Note 2) The ERC for this item should be added to all other rateable items on the hereditament (except land). Therefore the total of the ERC of the other Building Items and the P&M ERC (where applicable) to enable the correct contract size adjustment to be made. ERC of Building Component + ERC of P&M = Total ERC to which contract size adjustment should be applied. The appropriate % adjustment should be made in accordance with the scale for contract size adjustment specified under section 6 of the RCG 2021 Guidance notes. The currency ERC rates are set at £4m (Four Million Pounds) @ 1st April 2019 (AVD) for the RCG 2021 Publication. | Floors - Upper; Excluding Supporting Structure - Reinforced Concrete. | - | 2 | TRUE
2650 | 30A13A | 6831 | 30A13A | Floors upper | Reinforced insitu concrete slab | RC concrete beam and column frame | 125mm thick slab | 3.5m between floors | Reinforced concrete frame with in-situ concrete slab with trowelled smooth finish, 3.5m above level of floor below (i.e. floor to floor). Excludes foundation bases. | Location Adjustment Applicable (See Guidance Notes) - ERC = UK mean of 1.00 | (BEAMS Note 2) The ERC for this item should be added to all other rateable items on the hereditament (except land). Therefore the total of the ERC of the other Building Items and the P&M ERC (where applicable) to enable the correct contract size adjustment to be made. ERC of Building Component + ERC of P&M = Total ERC to which contract size adjustment should be applied. The appropriate % adjustment should be made in accordance with the scale for contract size adjustment specified under section 6 of the RCG 2023 Guidance notes. The currency ERC rates are set at £4m (Four Million Pounds) @ 1st April 2021 (AVD) for the RCG 2023 Publication. | - | measure floor area. | - | - | - | - | Add or deduct for each metre variation in height - £10.00 for slabs up to 300 thick. For slabs over 300 thick: £15.00 for each metre variation in height. For handrails and access stairs see Stairs | - | - | 10150 |  | M2 | - | NA | NA | NA | 96.9738 | Option 2 | 120.2285 | 23.98% | 165.7448 | 125.264 | 29.17% | 4.188% | 125.264 | 29.17% | Indexed | NA | VOA_GPN_GOV_UK\7246041 | 2019-08-30 | Low | - | Medium | Risk taken from previous CG | - | - | NA | SPONS A&B | NA | (BEAMS Note 2) The ERC for this item should be added to all other rateable items on the hereditament (except land). Therefore the total of the ERC of the other Building Items and the P&M ERC (where applicable) to enable the correct contract size adjustment to be made. ERC of Building Component + ERC of P&M = Total ERC to which contract size adjustment should be applied. The appropriate % adjustment should be made in accordance with the scale for contract size adjustment specified under section 6 of the RCG 2021 Guidance notes. The currency ERC rates are set at £4m (Four Million Pounds) @ 1st April 2019 (AVD) for the RCG 2021 Publication. | - | - | 2 | TRUE
2651 | 30A13D | 6835 | 30A13D | Floors upper | Reinforced insitu concrete slab | RC concrete beam and column frame | 150mm thick slab | 3.5m between floors | Reinforced concrete frame with in-situ concrete slab with trowelled smooth finish, 3.5m above level of floor below (i.e. floor to floor). Excludes foundation bases. | Location Adjustment Applicable (See Guidance Notes) - ERC = UK mean of 1.00 | (BEAMS Note 2) The ERC for this item should be added to all other rateable items on the hereditament (except land). Therefore the total of the ERC of the other Building Items and the P&M ERC (where applicable) to enable the correct contract size adjustment to be made. ERC of Building Component + ERC of P&M = Total ERC to which contract size adjustment should be applied. The appropriate % adjustment should be made in accordance with the scale for contract size adjustment specified under section 6 of the RCG 2023 Guidance notes. The currency ERC rates are set at £4m (Four Million Pounds) @ 1st April 2021 (AVD) for the RCG 2023 Publication. | - | measure floor area. | - | - | - | - | Add or deduct for each metre variation in height - £10.00 for slabs up to 300 thick. For slabs over 300 thick: £15.00 for each metre variation in height. For handrails and access stairs see Stairs | - | - | 10150 |  | M2 | - | NA | NA | NA | 106.979 | Option 2 | 132.633 | 23.98% | 182.8455 | 138.1881 | 29.17% | 4.188% | 138.1881 | 29.17% | Indexed | NA | VOA_GPN_GOV_UK\7246041 | 2019-08-30 | Low | - | Medium | Risk taken from previous CG | - | - | NA | SPONS A&B | NA | (BEAMS Note 2) The ERC for this item should be added to all other rateable items on the hereditament (except land). Therefore the total of the ERC of the other Building Items and the P&M ERC (where applicable) to enable the correct contract size adjustment to be made. ERC of Building Component + ERC of P&M = Total ERC to which contract size adjustment should be applied. The appropriate % adjustment should be made in accordance with the scale for contract size adjustment specified under section 6 of the RCG 2021 Guidance notes. The currency ERC rates are set at £4m (Four Million Pounds) @ 1st April 2019 (AVD) for the RCG 2021 Publication. | - | - | 2 | TRUE
2652 | 30A13F | 6836 | 30A13F | Floors upper | Reinforced insitu concrete slab | RC concrete beam and column frame | 300mm thick slab | 3.5m between floors | Reinforced concrete frame with in-situ concrete slab with trowelled smooth finish, 3.5m above level of floor below (i.e. floor to floor). Excludes foundation bases. | Location Adjustment Applicable (See Guidance Notes) - ERC = UK mean of 1.00 | (BEAMS Note 2) The ERC for this item should be added to all other rateable items on the hereditament (except land). Therefore the total of the ERC of the other Building Items and the P&M ERC (where applicable) to enable the correct contract size adjustment to be made. ERC of Building Component + ERC of P&M = Total ERC to which contract size adjustment should be applied. The appropriate % adjustment should be made in accordance with the scale for contract size adjustment specified under section 6 of the RCG 2023 Guidance notes. The currency ERC rates are set at £4m (Four Million Pounds) @ 1st April 2021 (AVD) for the RCG 2023 Publication. | - | measure floor area. | - | - | - | - | Add or deduct for each metre variation in height - £10.00 for slabs up to 300 thick. For slabs over 300 thick: £15.00 for each metre variation in height. For handrails and access stairs see Stairs | - | - | 10150 |  | M2 | - | NA | NA | NA | 160.8533 | Option 2 | 199.4266 | 23.98% | 274.9259 | 207.7792 | 29.17% | 4.188% | 207.7792 | 29.17% | Indexed | NA | VOA_GPN_GOV_UK\7246041 | 2019-08-30 | Low | - | Medium | Risk taken from previous CG | - | - | NA | SPONS A&B | NA | (BEAMS Note 2) The ERC for this item should be added to all other rateable items on the hereditament (except land). Therefore the total of the ERC of the other Building Items and the P&M ERC (where applicable) to enable the correct contract size adjustment to be made. ERC of Building Component + ERC of P&M = Total ERC to which contract size adjustment should be applied. The appropriate % adjustment should be made in accordance with the scale for contract size adjustment specified under section 6 of the RCG 2021 Guidance notes. The currency ERC rates are set at £4m (Four Million Pounds) @ 1st April 2019 (AVD) for the RCG 2021 Publication. | - | - | 2 | TRUE
2653 | 30A13K | 6837 | 30A13K | Floors upper | Reinforced insitu concrete slab | RC concrete beam and column frame | 225mm thick slab | 3.5m between floors | Reinforced concrete frame with in-situ concrete slab with trowelled smooth finish, 3.5m above level of floor below (i.e. floor to floor). Excludes foundation bases. | Location Adjustment Applicable (See Guidance Notes) - ERC = UK mean of 1.00 | (BEAMS Note 2) The ERC for this item should be added to all other rateable items on the hereditament (except land). Therefore the total of the ERC of the other Building Items and the P&M ERC (where applicable) to enable the correct contract size adjustment to be made. ERC of Building Component + ERC of P&M = Total ERC to which contract size adjustment should be applied. The appropriate % adjustment should be made in accordance with the scale for contract size adjustment specified under section 6 of the RCG 2023 Guidance notes. The currency ERC rates are set at £4m (Four Million Pounds) @ 1st April 2021 (AVD) for the RCG 2023 Publication. | - | measure floor area. | - | - | - | - | Add or deduct for each metre variation in height - £10.00 for slabs up to 300 thick. For slabs over 300 thick: £15.00 for each metre variation in height. For handrails and access stairs see Stairs | - | - | 10150 |  | M2 | - | NA | NA | NA | 142.3821 | Option 2 | 176.5259 | 23.98% | 243.3555 | 183.9194 | 29.17% | 4.188% | 183.9194 | 29.17% | Indexed | NA | VOA_GPN_GOV_UK\7246041 | 2019-08-30 | Low | - | Medium | Risk taken from previous CG | - | - | NA | SPONS A&B | NA | (BEAMS Note 2) The ERC for this item should be added to all other rateable items on the hereditament (except land). Therefore the total of the ERC of the other Building Items and the P&M ERC (where applicable) to enable the correct contract size adjustment to be made. ERC of Building Component + ERC of P&M = Total ERC to which contract size adjustment should be applied. The appropriate % adjustment should be made in accordance with the scale for contract size adjustment specified under section 6 of the RCG 2021 Guidance notes. The currency ERC rates are set at £4m (Four Million Pounds) @ 1st April 2019 (AVD) for the RCG 2021 Publication. | - | - | 2 | TRUE
2654 | 30A13U | 6838 | 30A13U | Floors upper | Reinforced insitu concrete slab | RC concrete beam and column frame | 600mm thick slab | 3.5m between floors | Reinforced concrete frame with in-situ concrete slab with trowelled smooth finish, 3.5m above level of floor below (i.e. floor to floor). Excludes foundation bases. | Location Adjustment Applicable (See Guidance Notes) - ERC = UK mean of 1.00 | (BEAMS Note 2) The ERC for this item should be added to all other rateable items on the hereditament (except land). Therefore the total of the ERC of the other Building Items and the P&M ERC (where applicable) to enable the correct contract size adjustment to be made. ERC of Building Component + ERC of P&M = Total ERC to which contract size adjustment should be applied. The appropriate % adjustment should be made in accordance with the scale for contract size adjustment specified under section 6 of the RCG 2023 Guidance notes. The currency ERC rates are set at £4m (Four Million Pounds) @ 1st April 2021 (AVD) for the RCG 2023 Publication. | - | measure floor area. | - | - | - | - | Add or deduct for each metre variation in height - £10.00 for slabs up to 300 thick. For slabs over 300 thick: £15.00 for each metre variation in height. For handrails and access stairs see Stairs | - | - | 10150 |  | M2 | - | NA | NA | NA | 266.2931 | Option 2 | 330.1512 | 23.98% | 455.1405 | 343.979 | 29.17% | 4.188% | 343.979 | 29.17% | Indexed | NA | VOA_GPN_GOV_UK\7246041 | 2019-08-30 | Low | - | Medium | Risk taken from previous CG | - | - | NA | SPONS A&B | NA | (BEAMS Note 2) The ERC for this item should be added to all other rateable items on the hereditament (except land). Therefore the total of the ERC of the other Building Items and the P&M ERC (where applicable) to enable the correct contract size adjustment to be made. ERC of Building Component + ERC of P&M = Total ERC to which contract size adjustment should be applied. The appropriate % adjustment should be made in accordance with the scale for contract size adjustment specified under section 6 of the RCG 2021 Guidance notes. The currency ERC rates are set at £4m (Four Million Pounds) @ 1st April 2019 (AVD) for the RCG 2021 Publication. | - | - | 2 | TRUE
2655 | 30A13Z | 6839 | 30A13Z | Floors upper | Reinforced insitu concrete slab | RC concrete beam and column frame | 900mm thick slab | 3.5m between floors | Reinforced concrete frame with in-situ concrete slab with trowelled smooth finish, 3.5m above level of floor below (i.e. floor to floor). Excludes foundation bases. | Location Adjustment Applicable (See Guidance Notes) - ERC = UK mean of 1.00 | (BEAMS Note 2) The ERC for this item should be added to all other rateable items on the hereditament (except land). Therefore the total of the ERC of the other Building Items and the P&M ERC (where applicable) to enable the correct contract size adjustment to be made. ERC of Building Component + ERC of P&M = Total ERC to which contract size adjustment should be applied. The appropriate % adjustment should be made in accordance with the scale for contract size adjustment specified under section 6 of the RCG 2023 Guidance notes. The currency ERC rates are set at £4m (Four Million Pounds) @ 1st April 2021 (AVD) for the RCG 2023 Publication. | - | measure floor area. | - | - | - | - | Add or deduct for each metre variation in height - £10.00 for slabs up to 300 thick. For slabs over 300 thick: £15.00 for each metre variation in height. For handrails and access stairs see Stairs | - | - | 10150 |  | M2 | - | NA | NA | NA | 393.2825 | Option 2 | 487.5933 | 23.98% | 672.1873 | 508.0152 | 29.17% | 4.188% | 508.0152 | 29.17% | Indexed | NA | VOA_GPN_GOV_UK\7246041 | 2019-08-30 | Low | - | Medium | Risk taken from previous CG | - | - | NA | SPONS A&B | NA | (BEAMS Note 2) The ERC for this item should be added to all other rateable items on the hereditament (except land). Therefore the total of the ERC of the other Building Items and the P&M ERC (where applicable) to enable the correct contract size adjustment to be made. ERC of Building Component + ERC of P&M = Total ERC to which contract size adjustment should be applied. The appropriate % adjustment should be made in accordance with the scale for contract size adjustment specified under section 6 of the RCG 2021 Guidance notes. The currency ERC rates are set at £4m (Four Million Pounds) @ 1st April 2019 (AVD) for the RCG 2021 Publication. | - | - | 2 | TRUE
2656 | 30A015 | 7115 | 30A015 | Floors upper | Timber chipboard covered | Excluding supporting structure | 50mm x 225mm joists | 19mm thick | Timber upper floors comprising softwood floors joists and boards. | Location Adjustment Applicable (See Guidance Notes) - ERC = UK mean of 1.00 | (BEAMS Note 2) The ERC for this item should be added to all other rateable items on the hereditament (except land). Therefore the total of the ERC of the other Building Items and the P&M ERC (where applicable) to enable the correct contract size adjustment to be made. ERC of Building Component + ERC of P&M = Total ERC to which contract size adjustment should be applied. The appropriate % adjustment should be made in accordance with the scale for contract size adjustment specified under section 6 of the RCG 2023 Guidance notes. The currency ERC rates are set at £4m (Four Million Pounds) @ 1st April 2021 (AVD) for the RCG 2023 Publication. | - | Area of floor with size of joists and covering material thickness. | - | - | - | - | - | Floors - Upper; Excluding supporting structure - Timber. | - | 10142 |  | M2 | m2 | NA | NA | NA | 21.5497 | Option 2 | 26.7174 | 23.98% | 36.8322 | 27.8364 | 29.17% | 4.188% | 27.8364 | 29.17% | Indexed | NA | VOA_GPN_GOV_UK\7246041 | 2019-08-30 | Low | - | Medium | Risk taken from previous CG | - | - | NA | SPONS A&B | NA | (BEAMS Note 2) The ERC for this item should be added to all other rateable items on the hereditament (except land). Therefore the total of the ERC of the other Building Items and the P&M ERC (where applicable) to enable the correct contract size adjustment to be made. ERC of Building Component + ERC of P&M = Total ERC to which contract size adjustment should be applied. The appropriate % adjustment should be made in accordance with the scale for contract size adjustment specified under section 6 of the RCG 2021 Guidance notes. The currency ERC rates are set at £4m (Four Million Pounds) @ 1st April 2019 (AVD) for the RCG 2021 Publication. | Floors - Upper; Excluding supporting structure - Timber. | - | 2 | TRUE
2657 | 30A01A | 7101 | 30A01A | Floors upper | Timber chipboard covered | Excluding supporting structure | 50mm x 225mm joists | 25mm thick | Timber upper floors comprising softwood floors joists and boards. | Location Adjustment Applicable (See Guidance Notes) - ERC = UK mean of 1.00 | (BEAMS Note 2) The ERC for this item should be added to all other rateable items on the hereditament (except land). Therefore the total of the ERC of the other Building Items and the P&M ERC (where applicable) to enable the correct contract size adjustment to be made. ERC of Building Component + ERC of P&M = Total ERC to which contract size adjustment should be applied. The appropriate % adjustment should be made in accordance with the scale for contract size adjustment specified under section 6 of the RCG 2023 Guidance notes. The currency ERC rates are set at £4m (Four Million Pounds) @ 1st April 2021 (AVD) for the RCG 2023 Publication. | - | Area of floor with size of joists and covering material thickness. | - | - | - | - | - | Floors - Upper; Excluding supporting structure - Timber. | - | 10142 |  | M2 | m2 | NA | NA | NA | 22.3194 | Option 2 | 27.6716 | 23.98% | 38.1476 | 28.8306 | 29.17% | 4.188% | 28.8306 | 29.17% | Indexed | NA | VOA_GPN_GOV_UK\7246041 | 2019-08-30 | Low | - | Medium | Risk taken from previous CG | - | - | NA | SPONS A&B | NA | (BEAMS Note 2) The ERC for this item should be added to all other rateable items on the hereditament (except land). Therefore the total of the ERC of the other Building Items and the P&M ERC (where applicable) to enable the correct contract size adjustment to be made. ERC of Building Component + ERC of P&M = Total ERC to which contract size adjustment should be applied. The appropriate % adjustment should be made in accordance with the scale for contract size adjustment specified under section 6 of the RCG 2021 Guidance notes. The currency ERC rates are set at £4m (Four Million Pounds) @ 1st April 2019 (AVD) for the RCG 2021 Publication. | Floors - Upper; Excluding supporting structure - Timber. | - | 2 | TRUE
2658 | 30AOOU | 3773 | 30AOOU | Floors upper | Timber chipboard covered | Excluding supporting structure | 50mm x 175mm joists | 19mm thick | Timber upper floors comprising softwood floors joists and boards. | Location Adjustment Applicable (See Guidance Notes) - ERC = UK mean of 1.00 | (BEAMS Note 2) The ERC for this item should be added to all other rateable items on the hereditament (except land). Therefore the total of the ERC of the other Building Items and the P&M ERC (where applicable) to enable the correct contract size adjustment to be made. ERC of Building Component + ERC of P&M = Total ERC to which contract size adjustment should be applied. The appropriate % adjustment should be made in accordance with the scale for contract size adjustment specified under section 6 of the RCG 2023 Guidance notes. The currency ERC rates are set at £4m (Four Million Pounds) @ 1st April 2021 (AVD) for the RCG 2023 Publication. | - | Area of floor with size of joists and covering material thickness. | - | - | - | - | - | Floors - Upper; Excluding supporting structure - Timber. | - | 10142 |  | M2 | - | NA | NA | NA | 20.0105 | Option 2 | 24.8091 | 23.98% | 34.2013 | 25.8481 | 29.17% | 4.188% | 25.8481 | 29.17% | Indexed | NA | VOA_GPN_GOV_UK\7246041 | 2019-08-30 | Low | - | Medium | Risk taken from previous CG | - | - | NA | SPONS A&B | NA | (BEAMS Note 2) The ERC for this item should be added to all other rateable items on the hereditament (except land). Therefore the total of the ERC of the other Building Items and the P&M ERC (where applicable) to enable the correct contract size adjustment to be made. ERC of Building Component + ERC of P&M = Total ERC to which contract size adjustment should be applied. The appropriate % adjustment should be made in accordance with the scale for contract size adjustment specified under section 6 of the RCG 2021 Guidance notes. The currency ERC rates are set at £4m (Four Million Pounds) @ 1st April 2019 (AVD) for the RCG 2021 Publication. | Floors - Upper; Excluding supporting structure - Timber. | - | 2 | TRUE
2659 | 30AOOZ | 3685 | 30AOOZ | Floors upper | Timber chipboard covered | Excluding supporting structure | 50mm x 175mm joists | 25mm thick | Timber upper floors comprising softwood floors joists and boards. | Location Adjustment Applicable (See Guidance Notes) - ERC = UK mean of 1.00 | (BEAMS Note 2) The ERC for this item should be added to all other rateable items on the hereditament (except land). Therefore the total of the ERC of the other Building Items and the P&M ERC (where applicable) to enable the correct contract size adjustment to be made. ERC of Building Component + ERC of P&M = Total ERC to which contract size adjustment should be applied. The appropriate % adjustment should be made in accordance with the scale for contract size adjustment specified under section 6 of the RCG 2023 Guidance notes. The currency ERC rates are set at £4m (Four Million Pounds) @ 1st April 2021 (AVD) for the RCG 2023 Publication. | - | Area of floor with size of joists and covering material thickness. | - | - | - | - | - | Floors - Upper; Excluding supporting structure - Timber. | - | 10142 |  | M2 | - | NA | NA | NA | 20.7801 | Option 2 | 25.7632 | 23.98% | 35.5167 | 26.8423 | 29.17% | 4.188% | 26.8423 | 29.17% | Indexed | NA | VOA_GPN_GOV_UK\7246041 | 2019-08-30 | Low | - | Medium | Risk taken from previous CG | - | - | NA | SPONS A&B | NA | (BEAMS Note 2) The ERC for this item should be added to all other rateable items on the hereditament (except land). Therefore the total of the ERC of the other Building Items and the P&M ERC (where applicable) to enable the correct contract size adjustment to be made. ERC of Building Component + ERC of P&M = Total ERC to which contract size adjustment should be applied. The appropriate % adjustment should be made in accordance with the scale for contract size adjustment specified under section 6 of the RCG 2021 Guidance notes. The currency ERC rates are set at £4m (Four Million Pounds) @ 1st April 2019 (AVD) for the RCG 2021 Publication. | Floors - Upper; Excluding supporting structure - Timber. | - | 2 | TRUE
2660 | 30A12K | 6827 | 30A12K | Floors upper | Timber Floor Structure on Concrete Frame. | > 200mm x 200mm RC columns and beams | 50mm x 175mm joists | 25mm thick | Reinforced concrete frame with timber deck of softwood joists with chipboard flooring, 3.5m above level of floor below (i.e. Floor to floor). Excludes foundation bases. | Location Adjustment Applicable (See Guidance Notes) - ERC = UK mean of 1.00 | (BEAMS Note 2) The ERC for this item should be added to all other rateable items on the hereditament (except land). Therefore the total of the ERC of the other Building Items and the P&M ERC (where applicable) to enable the correct contract size adjustment to be made. ERC of Building Component + ERC of P&M = Total ERC to which contract size adjustment should be applied. The appropriate % adjustment should be made in accordance with the scale for contract size adjustment specified under section 6 of the RCG 2023 Guidance notes. The currency ERC rates are set at £4m (Four Million Pounds) @ 1st April 2021 (AVD) for the RCG 2023 Publication. | Reinforced concrete frame with timber deck of softwood joists with chipboard flooring 3.5m above level of floor below (i.e. Floor to floor). Add/Deduct for each metre variation in height. | measure floor area. | - | - | - | - | - | - | - | 10151 |  | M2 | - | NA | NA | NA | 70.0366 | Option 2 | 86.8317 | 23.98% | 409.412 | 309.419 | 341.8% | 256.3% | 309.419 | 341.8% | Indexed | NA | VOA_GPN_GOV_UK\7246041 | 2019-08-30 | Low | - | Medium | Risk taken from previous CG | - | - | NA | SPONS A&B | NA | (BEAMS Note 2) The ERC for this item should be added to all other rateable items on the hereditament (except land). Therefore the total of the ERC of the other Building Items and the P&M ERC (where applicable) to enable the correct contract size adjustment to be made. ERC of Building Component + ERC of P&M = Total ERC to which contract size adjustment should be applied. The appropriate % adjustment should be made in accordance with the scale for contract size adjustment specified under section 6 of the RCG 2021 Guidance notes. The currency ERC rates are set at £4m (Four Million Pounds) @ 1st April 2019 (AVD) for the RCG 2021 Publication. | - | - | 2 | TRUE
2661 | 30A11K | 6821 | 30A11K | Floors upper | Timber Floor Structure on Heavy Steel Frame. | 200mm x 100mm columns and beams | 50mm x 225mm joists | 25mm thick | Heavy steel universal columns and beams approx 200x 100mm section with timber deck of softwood joists and chipboard flooring 3.5m above level of floor below (i.e. floor to floor). Excludes foundation bases. | Location Adjustment Applicable (See Guidance Notes) - ERC = UK mean of 1.00 | (BEAMS Note 2) The ERC for this item should be added to all other rateable items on the hereditament (except land). Therefore the total of the ERC of the other Building Items and the P&M ERC (where applicable) to enable the correct contract size adjustment to be made. ERC of Building Component + ERC of P&M = Total ERC to which contract size adjustment should be applied. The appropriate % adjustment should be made in accordance with the scale for contract size adjustment specified under section 6 of the RCG 2023 Guidance notes. The currency ERC rates are set at £4m (Four Million Pounds) @ 1st April 2021 (AVD) for the RCG 2023 Publication. | Heavy steel universal columns and beams approx 200x 100mm section with timber deck of softwood joists (200mm x 50mm)and 19mm chipboard flooring 3.5m above level of floor below (i.e. floor to floor). Add/Deduct for each metre variation in height. For handrails and access stairs see stairs. | measure floor area. | - | - | - | - | - | - | - | 10152 |  | M2 | - | NA | NA | NA | 76.1937 | Option 2 | 94.4652 | 23.98% | 443.8888 | 335.4753 | 340.3% | 255.1% | 335.4753 | 340.3% | Indexed | NA | VOA_GPN_GOV_UK\7246041 | 2019-08-30 | Low | - | Medium | Risk taken from previous CG | - | - | NA | SPONS A&B | NA | (BEAMS Note 2) The ERC for this item should be added to all other rateable items on the hereditament (except land). Therefore the total of the ERC of the other Building Items and the P&M ERC (where applicable) to enable the correct contract size adjustment to be made. ERC of Building Component + ERC of P&M = Total ERC to which contract size adjustment should be applied. The appropriate % adjustment should be made in accordance with the scale for contract size adjustment specified under section 6 of the RCG 2021 Guidance notes. The currency ERC rates are set at £4m (Four Million Pounds) @ 1st April 2019 (AVD) for the RCG 2021 Publication. | - | - | 2 | TRUE
2662 | 30A11A | 3794 | 30A11A | Floors upper | Timber on Light Steel Frame | 127mm x 75mm columns and beams | 50mm x 175mm joists | 19mm thick | Light steel universal columns and beams approx. 127 x 76mm section with timber deck of softwood joists and chipboard flooring 3.5m above level of floor below (i.e. floor to floor). Excludes foundation bases. | Location Adjustment Applicable (See Guidance Notes) - ERC = UK mean of 1.00 | (BEAMS Note 2) The ERC for this item should be added to all other rateable items on the hereditament (except land). Therefore the total of the ERC of the other Building Items and the P&M ERC (where applicable) to enable the correct contract size adjustment to be made. ERC of Building Component + ERC of P&M = Total ERC to which contract size adjustment should be applied. The appropriate % adjustment should be made in accordance with the scale for contract size adjustment specified under section 6 of the RCG 2023 Guidance notes. The currency ERC rates are set at £4m (Four Million Pounds) @ 1st April 2021 (AVD) for the RCG 2023 Publication. | - | measure floor area. | - | - | - | - | - | - | - | 10152 |  | M2 | - | NA | NA | NA | 47.7173 | Option 2 | 59.16 | 23.98% | 275.8144 | 208.4507 | 336.8% | 252.4% | 208.4507 | 336.8% | Indexed | NA | VOA_GPN_GOV_UK\7246041 | 2019-08-30 | Low | - | Medium | Risk taken from previous CG | - | - | NA | SPONS A&B | NA | (BEAMS Note 2) The ERC for this item should be added to all other rateable items on the hereditament (except land). Therefore the total of the ERC of the other Building Items and the P&M ERC (where applicable) to enable the correct contract size adjustment to be made. ERC of Building Component + ERC of P&M = Total ERC to which contract size adjustment should be applied. The appropriate % adjustment should be made in accordance with the scale for contract size adjustment specified under section 6 of the RCG 2021 Guidance notes. The currency ERC rates are set at £4m (Four Million Pounds) @ 1st April 2019 (AVD) for the RCG 2021 Publication. | - | - | 2 | TRUE
2663 | 30A01F | 3947 | 30A01F | Floors upper | Timber plywood covered | Excluding supporting structure | 50mm x 175mm joists | 19mm thick | Timber upper floors comprising softwood floors joists and boards. | Location Adjustment Applicable (See Guidance Notes) - ERC = UK mean of 1.00 | (BEAMS Note 2) The ERC for this item should be added to all other rateable items on the hereditament (except land). Therefore the total of the ERC of the other Building Items and the P&M ERC (where applicable) to enable the correct contract size adjustment to be made. ERC of Building Component + ERC of P&M = Total ERC to which contract size adjustment should be applied. The appropriate % adjustment should be made in accordance with the scale for contract size adjustment specified under section 6 of the RCG 2023 Guidance notes. The currency ERC rates are set at £4m (Four Million Pounds) @ 1st April 2021 (AVD) for the RCG 2023 Publication. | - | Area of floor with size of joists and covering material thickness. | - | - | - | - | - | Floors - Upper; Excluding supporting structure - Timber. | - | 10142 |  | M2 | m2 | NA | NA | NA | 33.8639 | Option 2 | 41.9845 | 23.98% | 57.8791 | 43.743 | 29.17% | 4.188% | 43.743 | 29.17% | Indexed | NA | VOA_GPN_GOV_UK\7246041 | 2019-08-30 | Low | - | Medium | Risk taken from previous CG | - | - | NA | SPONS A&B | NA | (BEAMS Note 2) The ERC for this item should be added to all other rateable items on the hereditament (except land). Therefore the total of the ERC of the other Building Items and the P&M ERC (where applicable) to enable the correct contract size adjustment to be made. ERC of Building Component + ERC of P&M = Total ERC to which contract size adjustment should be applied. The appropriate % adjustment should be made in accordance with the scale for contract size adjustment specified under section 6 of the RCG 2021 Guidance notes. The currency ERC rates are set at £4m (Four Million Pounds) @ 1st April 2019 (AVD) for the RCG 2021 Publication. | Floors - Upper; Excluding supporting structure - Timber. | - | 2 | TRUE
2664 | 30A01K | 3948 | 30A01K | Floors upper | Timber plywood covered | Excluding supporting structure | 50mm x 175mm joists | 25mm thick | Timber upper floors comprising softwood floors joists and boards. | Location Adjustment Applicable (See Guidance Notes) - ERC = UK mean of 1.00 | (BEAMS Note 2) The ERC for this item should be added to all other rateable items on the hereditament (except land). Therefore the total of the ERC of the other Building Items and the P&M ERC (where applicable) to enable the correct contract size adjustment to be made. ERC of Building Component + ERC of P&M = Total ERC to which contract size adjustment should be applied. The appropriate % adjustment should be made in accordance with the scale for contract size adjustment specified under section 6 of the RCG 2023 Guidance notes. The currency ERC rates are set at £4m (Four Million Pounds) @ 1st April 2021 (AVD) for the RCG 2023 Publication. | - | Area of floor with size of joists and covering material thickness. | - | - | - | - | - | Floors - Upper; Excluding supporting structure - Timber. | - | 10142 |  | M2 | m2 | NA | NA | NA | 38.4817 | Option 2 | 47.7097 | 23.98% | 65.7718 | 49.7079 | 29.17% | 4.188% | 49.7079 | 29.17% | Indexed | NA | VOA_GPN_GOV_UK\7246041 | 2019-08-30 | Low | - | Medium | Risk taken from previous CG | - | - | NA | SPONS A&B | NA | (BEAMS Note 2) The ERC for this item should be added to all other rateable items on the hereditament (except land). Therefore the total of the ERC of the other Building Items and the P&M ERC (where applicable) to enable the correct contract size adjustment to be made. ERC of Building Component + ERC of P&M = Total ERC to which contract size adjustment should be applied. The appropriate % adjustment should be made in accordance with the scale for contract size adjustment specified under section 6 of the RCG 2021 Guidance notes. The currency ERC rates are set at £4m (Four Million Pounds) @ 1st April 2019 (AVD) for the RCG 2021 Publication. | Floors - Upper; Excluding supporting structure - Timber. | - | 2 | TRUE
2665 | 30A01P | 3662 | 30A01P | Floors upper | Timber plywood covered | Excluding supporting structure | 50mm x 225mm joists | 19mm thick | Timber upper floors comprising softwood floors joists and boards. | Location Adjustment Applicable (See Guidance Notes) - ERC = UK mean of 1.00 | (BEAMS Note 2) The ERC for this item should be added to all other rateable items on the hereditament (except land). Therefore the total of the ERC of the other Building Items and the P&M ERC (where applicable) to enable the correct contract size adjustment to be made. ERC of Building Component + ERC of P&M = Total ERC to which contract size adjustment should be applied. The appropriate % adjustment should be made in accordance with the scale for contract size adjustment specified under section 6 of the RCG 2023 Guidance notes. The currency ERC rates are set at £4m (Four Million Pounds) @ 1st April 2021 (AVD) for the RCG 2023 Publication. | - | Area of floor with size of joists and covering material thickness. | - | - | - | - | - | Floors - Upper; Excluding supporting structure - Timber. | - | 10142 |  | M2 | m2 | NA | NA | NA | 36.1728 | Option 2 | 44.8471 | 23.98% | 61.8254 | 46.7255 | 29.17% | 4.188% | 46.7255 | 29.17% | Indexed | NA | VOA_GPN_GOV_UK\7246041 | 2019-08-30 | Low | - | Medium | Risk taken from previous CG | - | - | NA | SPONS A&B | NA | (BEAMS Note 2) The ERC for this item should be added to all other rateable items on the hereditament (except land). Therefore the total of the ERC of the other Building Items and the P&M ERC (where applicable) to enable the correct contract size adjustment to be made. ERC of Building Component + ERC of P&M = Total ERC to which contract size adjustment should be applied. The appropriate % adjustment should be made in accordance with the scale for contract size adjustment specified under section 6 of the RCG 2021 Guidance notes. The currency ERC rates are set at £4m (Four Million Pounds) @ 1st April 2019 (AVD) for the RCG 2021 Publication. | Floors - Upper; Excluding supporting structure - Timber. | - | 2 | TRUE
2666 | 30A01U | 7155 | 30A01U | Floors upper | Timber plywood covered | Excluding supporting structure | 50mm x 225mm joists | 25mm thick | Timber upper floors comprising softwood floors joists and boards. | Location Adjustment Applicable (See Guidance Notes) - ERC = UK mean of 1.00 | (BEAMS Note 2) The ERC for this item should be added to all other rateable items on the hereditament (except land). Therefore the total of the ERC of the other Building Items and the P&M ERC (where applicable) to enable the correct contract size adjustment to be made. ERC of Building Component + ERC of P&M = Total ERC to which contract size adjustment should be applied. The appropriate % adjustment should be made in accordance with the scale for contract size adjustment specified under section 6 of the RCG 2023 Guidance notes. The currency ERC rates are set at £4m (Four Million Pounds) @ 1st April 2021 (AVD) for the RCG 2023 Publication. | - | Area of floor with size of joists and covering material thickness. | - | - | - | - | - | Floors - Upper; Excluding supporting structure - Timber. | - | 10142 |  | M2 | m2 | NA | NA | NA | 40.7906 | Option 2 | 50.5723 | 23.98% | 69.7181 | 52.6904 | 29.17% | 4.188% | 52.6904 | 29.17% | Indexed | NA | VOA_GPN_GOV_UK\7246041 | 2019-08-30 | Low | - | Medium | Risk taken from previous CG | - | - | NA | SPONS A&B | NA | (BEAMS Note 2) The ERC for this item should be added to all other rateable items on the hereditament (except land). Therefore the total of the ERC of the other Building Items and the P&M ERC (where applicable) to enable the correct contract size adjustment to be made. ERC of Building Component + ERC of P&M = Total ERC to which contract size adjustment should be applied. The appropriate % adjustment should be made in accordance with the scale for contract size adjustment specified under section 6 of the RCG 2021 Guidance notes. The currency ERC rates are set at £4m (Four Million Pounds) @ 1st April 2019 (AVD) for the RCG 2021 Publication. | Floors - Upper; Excluding supporting structure - Timber. | - | 2 | TRUE
2667 | 30AOOA | 6840 | 30AOOA | Floors upper | Timber Softwood t and g Board Covered | Excluding supporting structure | 50mm x 175mm joists | 19mm thick | Timber upper floors comprising softwood floors joists and boards. See also mezzanine. | Location Adjustment Applicable (See Guidance Notes) - ERC = UK mean of 1.00 | (BEAMS Note 2) The ERC for this item should be added to all other rateable items on the hereditament (except land). Therefore the total of the ERC of the other Building Items and the P&M ERC (where applicable) to enable the correct contract size adjustment to be made. ERC of Building Component + ERC of P&M = Total ERC to which contract size adjustment should be applied. The appropriate % adjustment should be made in accordance with the scale for contract size adjustment specified under section 6 of the RCG 2023 Guidance notes. The currency ERC rates are set at £4m (Four Million Pounds) @ 1st April 2021 (AVD) for the RCG 2023 Publication. | - | Area of floor with size of joists and covering material thickness. | - | - | - | - | - | Floors - Upper; Excluding supporting structure - Timber. | - | 10142 |  | M2 | - | NA | NA | NA | 29.2461 | Option 2 | 36.2594 | 23.98% | 49.9865 | 37.778 | 29.17% | 4.188% | 37.778 | 29.17% | Indexed | NA | VOA_GPN_GOV_UK\7246041 | 2019-08-30 | Low | - | Medium | Risk taken from previous CG | - | - | NA | SPONS A&B | NA | (BEAMS Note 2) The ERC for this item should be added to all other rateable items on the hereditament (except land). Therefore the total of the ERC of the other Building Items and the P&M ERC (where applicable) to enable the correct contract size adjustment to be made. ERC of Building Component + ERC of P&M = Total ERC to which contract size adjustment should be applied. The appropriate % adjustment should be made in accordance with the scale for contract size adjustment specified under section 6 of the RCG 2021 Guidance notes. The currency ERC rates are set at £4m (Four Million Pounds) @ 1st April 2019 (AVD) for the RCG 2021 Publication. | Floors - Upper; Excluding supporting structure - Timber. | - | 2 | TRUE
2668 | 30AOOF | 6841 | 30AOOF | Floors upper | Timber Softwood t and g Board Covered | Excluding supporting structure | 50mm x 175mm joists | 25mm thick | Timber upper floors comprising softwood floors joists and boards. See also mezzanine. | Location Adjustment Applicable (See Guidance Notes) - ERC = UK mean of 1.00 | (BEAMS Note 2) The ERC for this item should be added to all other rateable items on the hereditament (except land). Therefore the total of the ERC of the other Building Items and the P&M ERC (where applicable) to enable the correct contract size adjustment to be made. ERC of Building Component + ERC of P&M = Total ERC to which contract size adjustment should be applied. The appropriate % adjustment should be made in accordance with the scale for contract size adjustment specified under section 6 of the RCG 2023 Guidance notes. The currency ERC rates are set at £4m (Four Million Pounds) @ 1st April 2021 (AVD) for the RCG 2023 Publication. | - | Area of floor with size of joists and covering material thickness. | - | - | - | - | - | Floors - Upper; Excluding supporting structure - Timber. | - | 10142 |  | M2 | - | NA | NA | NA | 30.7853 | Option 2 | 38.1678 | 23.98% | 52.6174 | 39.7664 | 29.17% | 4.188% | 39.7664 | 29.17% | Indexed | NA | VOA_GPN_GOV_UK\7246041 | 2019-08-30 | Low | - | Medium | Risk taken from previous CG | - | - | NA | SPONS A&B | NA | (BEAMS Note 2) The ERC for this item should be added to all other rateable items on the hereditament (except land). Therefore the total of the ERC of the other Building Items and the P&M ERC (where applicable) to enable the correct contract size adjustment to be made. ERC of Building Component + ERC of P&M = Total ERC to which contract size adjustment should be applied. The appropriate % adjustment should be made in accordance with the scale for contract size adjustment specified under section 6 of the RCG 2021 Guidance notes. The currency ERC rates are set at £4m (Four Million Pounds) @ 1st April 2019 (AVD) for the RCG 2021 Publication. | Floors - Upper; Excluding supporting structure - Timber. | - | 2 | TRUE
2669 | 30AOOK | 6842 | 30AOOK | Floors upper | Timber Softwood t and g Board Covered | Excluding supporting structure | 50mm x 225mm joists | 19mm thick | Timber upper floors comprising softwood floors joists and boards. See also mezzanine. | Location Adjustment Applicable (See Guidance Notes) - ERC = UK mean of 1.00 | (BEAMS Note 2) The ERC for this item should be added to all other rateable items on the hereditament (except land). Therefore the total of the ERC of the other Building Items and the P&M ERC (where applicable) to enable the correct contract size adjustment to be made. ERC of Building Component + ERC of P&M = Total ERC to which contract size adjustment should be applied. The appropriate % adjustment should be made in accordance with the scale for contract size adjustment specified under section 6 of the RCG 2023 Guidance notes. The currency ERC rates are set at £4m (Four Million Pounds) @ 1st April 2021 (AVD) for the RCG 2023 Publication. | - | Area of floor with size of joists and covering material thickness. | - | - | - | - | - | Floors - Upper; Excluding supporting structure - Timber. | - | 10142 |  | M2 | - | NA | NA | NA | 31.555 | Option 2 | 39.122 | 23.98% | 53.9328 | 40.7605 | 29.17% | 4.188% | 40.7605 | 29.17% | Indexed | NA | VOA_GPN_GOV_UK\7246041 | 2019-08-30 | Low | - | Medium | Risk taken from previous CG | - | - | NA | SPONS A&B | NA | (BEAMS Note 2) The ERC for this item should be added to all other rateable items on the hereditament (except land). Therefore the total of the ERC of the other Building Items and the P&M ERC (where applicable) to enable the correct contract size adjustment to be made. ERC of Building Component + ERC of P&M = Total ERC to which contract size adjustment should be applied. The appropriate % adjustment should be made in accordance with the scale for contract size adjustment specified under section 6 of the RCG 2021 Guidance notes. The currency ERC rates are set at £4m (Four Million Pounds) @ 1st April 2019 (AVD) for the RCG 2021 Publication. | Floors - Upper; Excluding supporting structure - Timber. | - | 2 | TRUE
2670 | 30AOOP | 6843 | 30AOOP | Floors upper | Timber Softwood t and g Board Covered | Excluding supporting structure | 50mm x 225mm joists | 25mm thick | Timber upper floors comprising softwood floors joists and boards. See also mezzanine. | Location Adjustment Applicable (See Guidance Notes) - ERC = UK mean of 1.00 | (BEAMS Note 2) The ERC for this item should be added to all other rateable items on the hereditament (except land). Therefore the total of the ERC of the other Building Items and the P&M ERC (where applicable) to enable the correct contract size adjustment to be made. ERC of Building Component + ERC of P&M = Total ERC to which contract size adjustment should be applied. The appropriate % adjustment should be made in accordance with the scale for contract size adjustment specified under section 6 of the RCG 2023 Guidance notes. The currency ERC rates are set at £4m (Four Million Pounds) @ 1st April 2021 (AVD) for the RCG 2023 Publication. | - | Area of floor with size of joists and covering material thickness. | - | - | - | - | - | Floors - Upper; Excluding supporting structure - Timber. | - | 10142 |  | M2 | - | NA | NA | NA | 33.0942 | Option 2 | 41.0304 | 23.98% | 56.5637 | 42.7488 | 29.17% | 4.188% | 42.7488 | 29.17% | Indexed | NA | VOA_GPN_GOV_UK\7246041 | 2019-08-30 | Low | - | Medium | Risk taken from previous CG | - | - | NA | SPONS A&B | NA | (BEAMS Note 2) The ERC for this item should be added to all other rateable items on the hereditament (except land). Therefore the total of the ERC of the other Building Items and the P&M ERC (where applicable) to enable the correct contract size adjustment to be made. ERC of Building Component + ERC of P&M = Total ERC to which contract size adjustment should be applied. The appropriate % adjustment should be made in accordance with the scale for contract size adjustment specified under section 6 of the RCG 2021 Guidance notes. The currency ERC rates are set at £4m (Four Million Pounds) @ 1st April 2019 (AVD) for the RCG 2021 Publication. | Floors - Upper; Excluding supporting structure - Timber. | - | 2 | TRUE
2671 | 30A030 | 6818 | 30A030 | Floors upper | Weldmesh | Excluding supporting structure | 25mm x 25mm x 5mm ms angle bearers. | Galvanised open grid | Steel open mesh flooring often identified as Weldmesh. | Location Adjustment Applicable (See Guidance Notes) - ERC = UK mean of 1.00 | (BEAMS Note 2) The ERC for this item should be added to all other rateable items on the hereditament (except land). Therefore the total of the ERC of the other Building Items and the P&M ERC (where applicable) to enable the correct contract size adjustment to be made. ERC of Building Component + ERC of P&M = Total ERC to which contract size adjustment should be applied. The appropriate % adjustment should be made in accordance with the scale for contract size adjustment specified under section 6 of the RCG 2023 Guidance notes. The currency ERC rates are set at £4m (Four Million Pounds) @ 1st April 2021 (AVD) for the RCG 2023 Publication. | - | Measure surface area. | - | - | - | - | - | Photo 1 - Mesh used as cover -sits onto frame support Photo 2 - Mesh used in walkway construction. Photo 3 - View of mesh walkway from below. | - | 10141 |  | M2 | - | NA | NA | NA | 57.7225 | Option 2 | 71.5646 | 23.98% | 98.6576 | 74.5619 | 29.17% | 4.188% | 74.5619 | 29.17% | Indexed | NA | VOA_GPN_GOV_UK\7246041 | 2019-08-30 | Low | - | Medium | Risk taken from previous CG | - | - | NA | SPONS A&B | NA | (BEAMS Note 2) The ERC for this item should be added to all other rateable items on the hereditament (except land). Therefore the total of the ERC of the other Building Items and the P&M ERC (where applicable) to enable the correct contract size adjustment to be made. ERC of Building Component + ERC of P&M = Total ERC to which contract size adjustment should be applied. The appropriate % adjustment should be made in accordance with the scale for contract size adjustment specified under section 6 of the RCG 2021 Guidance notes. The currency ERC rates are set at £4m (Four Million Pounds) @ 1st April 2019 (AVD) for the RCG 2021 Publication. | Photo 1 - Mesh used as cover -sits onto frame support Photo 2 - Mesh used in walkway construction. Photo 3 - View of mesh walkway from below. | - | 2 | TRUE
2672 | STS015 | 3678 | STS015 | Flour mills | Subject to scheme | - | - | - | - | Location Adjustment Applicable (See Guidance Notes) - ERC = UK mean of 1.00 | (BEAMS Note 2) The ERC for this item should be added to all other rateable items on the hereditament (except land). Therefore the total of the ERC of the other Building Items and the P&M ERC (where applicable) to enable the correct contract size adjustment to be made. ERC of Building Component + ERC of P&M = Total ERC to which contract size adjustment should be applied. The appropriate % adjustment should be made in accordance with the scale for contract size adjustment specified under section 6 of the RCG 2023 Guidance notes. The currency ERC rates are set at £4m (Four Million Pounds) @ 1st April 2021 (AVD) for the RCG 2023 Publication. | - | - | - | - | - | - | - | - | - | 77777 |  | STS | - | NA | NA | NA | #DIV/0! | Option 1 | ERROR | 0% | 0 | 0 | 0% | 0% | 0 | 0% | Indexed | NA | VOA_GPN_GOV_UK\7246041 | 2019-08-30 | Low | - | - | Risk taken from previous CG | - | - | NA | BCIS | NA | (BEAMS Note 2) The ERC for this item should be added to all other rateable items on the hereditament (except land). Therefore the total of the ERC of the other Building Items and the P&M ERC (where applicable) to enable the correct contract size adjustment to be made. ERC of Building Component + ERC of P&M = Total ERC to which contract size adjustment should be applied. The appropriate % adjustment should be made in accordance with the scale for contract size adjustment specified under section 6 of the RCG 2021 Guidance notes. The currency ERC rates are set at £4m (Four Million Pounds) @ 1st April 2019 (AVD) for the RCG 2021 Publication. | - | - | 2 | TRUE
2679 | 30001F | 6980 | 30001F | Foundations | Concrete - reinforced | Mass concrete | > 500m³ | Bar reinforcement at 100kg/m³ | Reinforced concrete, strip foundations to concrete walls. Price is for foundation only. | Location Adjustment Applicable (See Guidance Notes) - ERC = UK mean of 1.00 | (BEAMS Note 2) The ERC for this item should be added to all other rateable items on the hereditament (except land). Therefore the total of the ERC of the other Building Items and the P&M ERC (where applicable) to enable the correct contract size adjustment to be made. ERC of Building Component + ERC of P&M = Total ERC to which contract size adjustment should be applied. The appropriate % adjustment should be made in accordance with the scale for contract size adjustment specified under section 6 of the RCG 2023 Guidance notes. The currency ERC rates are set at £4m (Four Million Pounds) @ 1st April 2021 (AVD) for the RCG 2023 Publication. | This rate is intended to apply only to bases and large foundations of over 500m3. The rate is based on the use of bar reinforcement at the rate of 100kg/m3 of concrete. Add or deduct £6/m3 for 10 kg/m3 variation in weight of reinforcement. | Measure Volume | - | - | - | - | - | - | - | 10156 | 32F15ZB | M3 | - | NA | NA | NA | 120.8324 | Option 2 | 149.8085 | 23.98% | 311.4404 | 235.3756 | 94.8% | 57.12% | 235.3756 | 94.8% | Indexed | NA | VOA_GPN_GOV_UK\7246041 | 2019-08-30 | Low | - | High | Risk taken from previous CG | - | - | NA | SPONS A&B | NA | (BEAMS Note 2) The ERC for this item should be added to all other rateable items on the hereditament (except land). Therefore the total of the ERC of the other Building Items and the P&M ERC (where applicable) to enable the correct contract size adjustment to be made. ERC of Building Component + ERC of P&M = Total ERC to which contract size adjustment should be applied. The appropriate % adjustment should be made in accordance with the scale for contract size adjustment specified under section 6 of the RCG 2021 Guidance notes. The currency ERC rates are set at £4m (Four Million Pounds) @ 1st April 2019 (AVD) for the RCG 2021 Publication. | - | - | 2 | TRUE
2680 | 300010 | 3906 | 300010 | Foundations | Concrete - reinforced | Strip to concrete wall | 300mm Wall | Bar reinforcement at 100kg/m³ | Reinforced concrete, strip foundations to concrete walls. Price is for foundation only to 300mm concrete wall. | Location Adjustment Applicable (See Guidance Notes) - ERC = UK mean of 1.00 | (BEAMS Note 2) The ERC for this item should be added to all other rateable items on the hereditament (except land). Therefore the total of the ERC of the other Building Items and the P&M ERC (where applicable) to enable the correct contract size adjustment to be made. ERC of Building Component + ERC of P&M = Total ERC to which contract size adjustment should be applied. The appropriate % adjustment should be made in accordance with the scale for contract size adjustment specified under section 6 of the RCG 2023 Guidance notes. The currency ERC rates are set at £4m (Four Million Pounds) @ 1st April 2021 (AVD) for the RCG 2023 Publication. | Price includes for cavity wall up to and including DPC | Measure total length | - | - | - | - | - | - | - | 10154 |  | m2 | - | 3 - INDUSTRIAL | David Grace | - | 100.8219 | Option 2 | 124.9995 | 23.98% | 235 | 177.6046 | 76.16% | 42.08% | 177.6046 | 76.16% | AECOM | Mohammed Imran | VOA_GPN_GOV_UK\7254880 | 2021-10-01 | Low | - | Low | Costs provided by AECOM (industry experts) | - | - | NA | SPONS A&B | 2 | (BEAMS Note 2) Standard | - | - | 2 | TRUE
2681 | 300015 | 3778 | 300015 | Foundations | Concrete - reinforced | Strip to concrete wall | 600mm Wall | Bar reinforcement at 100kg/m³ | Reinforced concrete, strip foundations to concrete walls. Price is for foundation only to 600mm concrete wall. | Location Adjustment Applicable (See Guidance Notes) - ERC = UK mean of 1.00 | (BEAMS Note 2) The ERC for this item should be added to all other rateable items on the hereditament (except land). Therefore the total of the ERC of the other Building Items and the P&M ERC (where applicable) to enable the correct contract size adjustment to be made. ERC of Building Component + ERC of P&M = Total ERC to which contract size adjustment should be applied. The appropriate % adjustment should be made in accordance with the scale for contract size adjustment specified under section 6 of the RCG 2023 Guidance notes. The currency ERC rates are set at £4m (Four Million Pounds) @ 1st April 2021 (AVD) for the RCG 2023 Publication. | Price includes for cavity wall up to and including DPC | Measure total length | - | - | - | - | - | - | - | 10154 |  | m2 | - | 3 - INDUSTRIAL | David Grace | - | 126.9895 | Option 2 | 157.4421 | 23.98% | 370 | 279.6328 | 120.2% | 77.61% | 279.6328 | 120.2% | AECOM | Mohammed Imran | VOA_GPN_GOV_UK\7254880 | 2021-10-01 | Low | - | Low | Costs provided by AECOM (industry experts) | - | - | NA | SPONS A&B | 2 | (BEAMS Note 2) Standard | - | - | 2 | TRUE
2682 | 30000P | 7218 | 30000P | Foundations | Concrete - reinforced | Strip to concrete wall | 150mm Wall | Bar reinforcement at 100kg/m³ | Reinforced concrete, strip foundations to concrete walls. Price is for foundation only to 150mm concrete wall. | Location Adjustment Applicable (See Guidance Notes) - ERC = UK mean of 1.00 | (BEAMS Note 2) The ERC for this item should be added to all other rateable items on the hereditament (except land). Therefore the total of the ERC of the other Building Items and the P&M ERC (where applicable) to enable the correct contract size adjustment to be made. ERC of Building Component + ERC of P&M = Total ERC to which contract size adjustment should be applied. The appropriate % adjustment should be made in accordance with the scale for contract size adjustment specified under section 6 of the RCG 2023 Guidance notes. The currency ERC rates are set at £4m (Four Million Pounds) @ 1st April 2021 (AVD) for the RCG 2023 Publication. | Price includes for cavity wall up to and including DPC | Measure total length | - | - | - | - | - | - | - | 10158 |  | m2 | - | 3 - INDUSTRIAL | David Grace | - | 80.8115 | Option 2 | 100.1904 | 23.98% | 210 | 158.7105 | 96.4% | 58.41% | 158.7105 | 96.4% | AECOM | Mohammed Imran | VOA_GPN_GOV_UK\7254880 | 2021-10-01 | Low | - | Low | Costs provided by AECOM (industry experts) | - | - | NA | SPONS A&B | 2 | (BEAMS Note 2) Standard | - | - | 2 | TRUE
2683 | 30000U | 3905 | 30000U | Foundations | Concrete - reinforced | Strip to concrete wall | 225mm Wall | Bar reinforcement at 100kg/m³ | Reinforced concrete, strip foundations to concrete walls. Price is for foundation only to 225mm concrete wall. | Location Adjustment Applicable (See Guidance Notes) - ERC = UK mean of 1.00 | (BEAMS Note 2) The ERC for this item should be added to all other rateable items on the hereditament (except land). Therefore the total of the ERC of the other Building Items and the P&M ERC (where applicable) to enable the correct contract size adjustment to be made. ERC of Building Component + ERC of P&M = Total ERC to which contract size adjustment should be applied. The appropriate % adjustment should be made in accordance with the scale for contract size adjustment specified under section 6 of the RCG 2023 Guidance notes. The currency ERC rates are set at £4m (Four Million Pounds) @ 1st April 2021 (AVD) for the RCG 2023 Publication. | Price includes for cavity wall up to and including DPC | Measure total length | - | - | - | - | - | - | - | 10158 |  | m2 | - | 3 - INDUSTRIAL | David Grace | - | 93.1256 | Option 2 | 115.4575 | 23.98% | 216 | 163.2451 | 75.3% | 41.39% | 163.2451 | 75.3% | AECOM | Mohammed Imran | VOA_GPN_GOV_UK\7254880 | 2021-10-01 | Low | - | Low | Costs provided by AECOM (industry experts) | - | - | NA | SPONS A&B | 2 | (BEAMS Note 2) Standard | - | - | 2 | TRUE
2684 | 30001A | 3647 | 30001A | Foundations | Concrete - reinforced | Strip to concrete wall | 900mm Wall | Bar reinforcement at 100kg/m³ | Reinforced concrete, strip foundations to concrete walls. Price is for foundation only to 900mm concrete wall. | Location Adjustment Applicable (See Guidance Notes) - ERC = UK mean of 1.00 | (BEAMS Note 2) The ERC for this item should be added to all other rateable items on the hereditament (except land). Therefore the total of the ERC of the other Building Items and the P&M ERC (where applicable) to enable the correct contract size adjustment to be made. ERC of Building Component + ERC of P&M = Total ERC to which contract size adjustment should be applied. The appropriate % adjustment should be made in accordance with the scale for contract size adjustment specified under section 6 of the RCG 2023 Guidance notes. The currency ERC rates are set at £4m (Four Million Pounds) @ 1st April 2021 (AVD) for the RCG 2023 Publication. | Price includes for cavity wall up to and including DPC | Measure total length | - | - | - | - | - | - | - | 10156 |  | m2 | - | 3 - INDUSTRIAL | David Grace | - | 161.623 | Option 2 | 200.3808 | 23.98% | 455 | 343.8728 | 112.8% | 71.61% | 343.8728 | 112.8% | AECOM | Mohammed Imran | VOA_GPN_GOV_UK\7254880 | 2021-10-01 | Low | - | Low | Costs provided by AECOM (industry experts) | - | - | NA | SPONS A&B | 2 | (BEAMS Note 2) Standard | - | - | 2 | TRUE
2685 | 300050 | 6988 | 300050 | Foundations | Ground floor slabs | Plain concrete | Inc. Hardcore, blinding and dpm | 100mm thick | Plain concrete floor slab on and including hardcore bed sand blinding and damp proof membrane. | Location Adjustment Applicable (See Guidance Notes) - ERC = UK mean of 1.00 | (BEAMS Note 2) The ERC for this item should be added to all other rateable items on the hereditament (except land). Therefore the total of the ERC of the other Building Items and the P&M ERC (where applicable) to enable the correct contract size adjustment to be made. ERC of Building Component + ERC of P&M = Total ERC to which contract size adjustment should be applied. The appropriate % adjustment should be made in accordance with the scale for contract size adjustment specified under section 6 of the RCG 2023 Guidance notes. The currency ERC rates are set at £4m (Four Million Pounds) @ 1st April 2021 (AVD) for the RCG 2023 Publication. | - | Measure area of slab. | - | - | - | - | - | - | - | 10154 |  | M2 | - | NA | NA | NA | 24.6283 | Option 2 | 30.5342 | 23.98% | 28.7307 | 21.7136 | -11.83% | -28.89% | 21.7136 | -11.83% | Indexed | NA | VOA_GPN_GOV_UK\7246041 | 2019-08-30 | Low | - | High | Risk taken from previous CG | - | - | NA | SPONS A&B | NA | (BEAMS Note 2) The ERC for this item should be added to all other rateable items on the hereditament (except land). Therefore the total of the ERC of the other Building Items and the P&M ERC (where applicable) to enable the correct contract size adjustment to be made. ERC of Building Component + ERC of P&M = Total ERC to which contract size adjustment should be applied. The appropriate % adjustment should be made in accordance with the scale for contract size adjustment specified under section 6 of the RCG 2021 Guidance notes. The currency ERC rates are set at £4m (Four Million Pounds) @ 1st April 2019 (AVD) for the RCG 2021 Publication. | - | - | 2 | TRUE
2686 | 300055 | 6989 | 300055 | Foundations | Ground floor slabs | Plain concrete | Inc. Hardcore, blinding and dpm. | 150 mm thick | Plain concrete floor slab on and including hardcore bed sand blinding and damp proof membrane. | Location Adjustment Applicable (See Guidance Notes) - ERC = UK mean of 1.00 | (BEAMS Note 2) The ERC for this item should be added to all other rateable items on the hereditament (except land). Therefore the total of the ERC of the other Building Items and the P&M ERC (where applicable) to enable the correct contract size adjustment to be made. ERC of Building Component + ERC of P&M = Total ERC to which contract size adjustment should be applied. The appropriate % adjustment should be made in accordance with the scale for contract size adjustment specified under section 6 of the RCG 2023 Guidance notes. The currency ERC rates are set at £4m (Four Million Pounds) @ 1st April 2021 (AVD) for the RCG 2023 Publication. | - | Measure area of slab. | - | - | - | - | - | - | - | 10155 |  | M2 | - | NA | NA | NA | 29.2461 | Option 2 | 36.2594 | 23.98% | 37.9245 | 28.662 | -1.997% | -20.95% | 28.662 | -1.997% | Indexed | NA | VOA_GPN_GOV_UK\7246041 | 2019-08-30 | Low | - | High | Risk taken from previous CG | - | - | NA | SPONS A&B | NA | (BEAMS Note 2) The ERC for this item should be added to all other rateable items on the hereditament (except land). Therefore the total of the ERC of the other Building Items and the P&M ERC (where applicable) to enable the correct contract size adjustment to be made. ERC of Building Component + ERC of P&M = Total ERC to which contract size adjustment should be applied. The appropriate % adjustment should be made in accordance with the scale for contract size adjustment specified under section 6 of the RCG 2021 Guidance notes. The currency ERC rates are set at £4m (Four Million Pounds) @ 1st April 2019 (AVD) for the RCG 2021 Publication. | - | - | 2 | TRUE
2687 | 30005A | 6990 | 30005A | Foundations | Ground floor slabs | Plain concrete | Inc. Hardcore, blinding and dpm | 200mm thick | Plain concrete floor slab on and including hardcore bed sand blinding and damp proof membrane. | Location Adjustment Applicable (See Guidance Notes) - ERC = UK mean of 1.00 | (BEAMS Note 2) The ERC for this item should be added to all other rateable items on the hereditament (except land). Therefore the total of the ERC of the other Building Items and the P&M ERC (where applicable) to enable the correct contract size adjustment to be made. ERC of Building Component + ERC of P&M = Total ERC to which contract size adjustment should be applied. The appropriate % adjustment should be made in accordance with the scale for contract size adjustment specified under section 6 of the RCG 2023 Guidance notes. The currency ERC rates are set at £4m (Four Million Pounds) @ 1st April 2021 (AVD) for the RCG 2023 Publication. | - | Measure Area | - | - | - | - | - | - | - | 10157 |  | M3 | - | NA | NA | NA | 36.1728 | Option 2 | 44.8471 | 23.98% | 48.2675 | 36.4789 | 0.8463% | -18.66% | 36.4789 | 0.8463% | Indexed | NA | VOA_GPN_GOV_UK\7246041 | 2019-08-30 | Low | - | High | Risk taken from previous CG | - | - | NA | SPONS A&B | NA | (BEAMS Note 2) The ERC for this item should be added to all other rateable items on the hereditament (except land). Therefore the total of the ERC of the other Building Items and the P&M ERC (where applicable) to enable the correct contract size adjustment to be made. ERC of Building Component + ERC of P&M = Total ERC to which contract size adjustment should be applied. The appropriate % adjustment should be made in accordance with the scale for contract size adjustment specified under section 6 of the RCG 2021 Guidance notes. The currency ERC rates are set at £4m (Four Million Pounds) @ 1st April 2019 (AVD) for the RCG 2021 Publication. | - | - | 2 | TRUE
2688 | 30005F | 6991 | 30005F | Foundations | Ground floor slabs | Plain concrete | Inc. Hardcore, blinding and dpm | 225mm thick | Plain concrete floor slab on and including hardcore bed sand blinding and damp proof membrane. | Location Adjustment Applicable (See Guidance Notes) - ERC = UK mean of 1.00 | (BEAMS Note 2) The ERC for this item should be added to all other rateable items on the hereditament (except land). Therefore the total of the ERC of the other Building Items and the P&M ERC (where applicable) to enable the correct contract size adjustment to be made. ERC of Building Component + ERC of P&M = Total ERC to which contract size adjustment should be applied. The appropriate % adjustment should be made in accordance with the scale for contract size adjustment specified under section 6 of the RCG 2023 Guidance notes. The currency ERC rates are set at £4m (Four Million Pounds) @ 1st April 2021 (AVD) for the RCG 2023 Publication. | - | Measure Area | - | - | - | - | - | - | - | 10157 |  | M2 | - | NA | NA | NA | 38.4817 | Option 2 | 47.7097 | 23.98% | 52.8644 | 39.953 | 3.824% | -16.26% | 39.953 | 3.824% | Indexed | NA | VOA_GPN_GOV_UK\7246041 | 2019-08-30 | Low | - | High | Risk taken from previous CG | - | - | NA | SPONS A&B | NA | (BEAMS Note 2) The ERC for this item should be added to all other rateable items on the hereditament (except land). Therefore the total of the ERC of the other Building Items and the P&M ERC (where applicable) to enable the correct contract size adjustment to be made. ERC of Building Component + ERC of P&M = Total ERC to which contract size adjustment should be applied. The appropriate % adjustment should be made in accordance with the scale for contract size adjustment specified under section 6 of the RCG 2021 Guidance notes. The currency ERC rates are set at £4m (Four Million Pounds) @ 1st April 2019 (AVD) for the RCG 2021 Publication. | - | - | 2 | TRUE
2689 | 300060 | 7228 | 300060 | Foundations | Ground floor slabs | Reinforced concrete | Inc. Hardcore, blinding and dpm | 100mm thick | Reinforced concrete floor slab on and including hardcore bed, sand blinding, and damp proof membrane. | Location Adjustment Applicable (See Guidance Notes) - ERC = UK mean of 1.00 | (BEAMS Note 2) The ERC for this item should be added to all other rateable items on the hereditament (except land). Therefore the total of the ERC of the other Building Items and the P&M ERC (where applicable) to enable the correct contract size adjustment to be made. ERC of Building Component + ERC of P&M = Total ERC to which contract size adjustment should be applied. The appropriate % adjustment should be made in accordance with the scale for contract size adjustment specified under section 6 of the RCG 2023 Guidance notes. The currency ERC rates are set at £4m (Four Million Pounds) @ 1st April 2021 (AVD) for the RCG 2023 Publication. | - | Measure area of slab. | - | - | - | - | - | - | - | 10155 |  | M2 | - | NA | NA | NA | 26.9372 | Option 2 | 33.3968 | 23.98% | 32.1783 | 24.3192 | -9.719% | -27.18% | 24.3192 | -9.719% | Indexed | NA | VOA_GPN_GOV_UK\7246041 | 2019-08-30 | Low | - | High | Risk taken from previous CG | - | - | NA | SPONS A&B | NA | (BEAMS Note 2) The ERC for this item should be added to all other rateable items on the hereditament (except land). Therefore the total of the ERC of the other Building Items and the P&M ERC (where applicable) to enable the correct contract size adjustment to be made. ERC of Building Component + ERC of P&M = Total ERC to which contract size adjustment should be applied. The appropriate % adjustment should be made in accordance with the scale for contract size adjustment specified under section 6 of the RCG 2021 Guidance notes. The currency ERC rates are set at £4m (Four Million Pounds) @ 1st April 2019 (AVD) for the RCG 2021 Publication. | - | - | 2 | TRUE
2690 | 300065 | 3910 | 300065 | Foundations | Ground floor slabs | Reinforced concrete | Inc. Hardcore, blinding and dpm | 150 mm thick | Reinforced concrete floor slab on and including hardcore bed, sand blinding, and damp proof membrane. | Location Adjustment Applicable (See Guidance Notes) - ERC = UK mean of 1.00 | (BEAMS Note 2) The ERC for this item should be added to all other rateable items on the hereditament (except land). Therefore the total of the ERC of the other Building Items and the P&M ERC (where applicable) to enable the correct contract size adjustment to be made. ERC of Building Component + ERC of P&M = Total ERC to which contract size adjustment should be applied. The appropriate % adjustment should be made in accordance with the scale for contract size adjustment specified under section 6 of the RCG 2023 Guidance notes. The currency ERC rates are set at £4m (Four Million Pounds) @ 1st April 2021 (AVD) for the RCG 2023 Publication. | - | Measure area of slab. | - | - | - | - | - | - | - | 10155 |  | M2 | - | NA | NA | NA | 32.3246 | Option 2 | 40.0762 | 23.98% | 43.6706 | 33.0047 | 2.104% | -17.65% | 33.0047 | 2.104% | Indexed | NA | VOA_GPN_GOV_UK\7246041 | 2019-08-30 | Low | - | High | Risk taken from previous CG | - | - | NA | SPONS A&B | NA | (BEAMS Note 2) The ERC for this item should be added to all other rateable items on the hereditament (except land). Therefore the total of the ERC of the other Building Items and the P&M ERC (where applicable) to enable the correct contract size adjustment to be made. ERC of Building Component + ERC of P&M = Total ERC to which contract size adjustment should be applied. The appropriate % adjustment should be made in accordance with the scale for contract size adjustment specified under section 6 of the RCG 2021 Guidance notes. The currency ERC rates are set at £4m (Four Million Pounds) @ 1st April 2019 (AVD) for the RCG 2021 Publication. | - | - | 2 | TRUE
2691 | 30006A | 3784 | 30006A | Foundations | Ground floor slabs | Reinforced concrete | Inc. Hardcore, blinding and dpm | 200 mm thick | Reinforced concrete floor slab on and including hardcore bed, sand blinding, and damp proof membrane. | Location Adjustment Applicable (See Guidance Notes) - ERC = UK mean of 1.00 | (BEAMS Note 2) The ERC for this item should be added to all other rateable items on the hereditament (except land). Therefore the total of the ERC of the other Building Items and the P&M ERC (where applicable) to enable the correct contract size adjustment to be made. ERC of Building Component + ERC of P&M = Total ERC to which contract size adjustment should be applied. The appropriate % adjustment should be made in accordance with the scale for contract size adjustment specified under section 6 of the RCG 2023 Guidance notes. The currency ERC rates are set at £4m (Four Million Pounds) @ 1st April 2021 (AVD) for the RCG 2023 Publication. | - | Measure Area | - | - | - | - | - | - | - | 10157 |  | M2 | - | NA | NA | NA | 39.2513 | Option 2 | 48.6639 | 23.98% | 67.0872 | 50.7021 | 29.17% | 4.188% | 50.7021 | 29.17% | Indexed | NA | VOA_GPN_GOV_UK\7246041 | 2019-08-30 | Low | - | High | Risk taken from previous CG | - | - | NA | SPONS A&B | NA | (BEAMS Note 2) The ERC for this item should be added to all other rateable items on the hereditament (except land). Therefore the total of the ERC of the other Building Items and the P&M ERC (where applicable) to enable the correct contract size adjustment to be made. ERC of Building Component + ERC of P&M = Total ERC to which contract size adjustment should be applied. The appropriate % adjustment should be made in accordance with the scale for contract size adjustment specified under section 6 of the RCG 2021 Guidance notes. The currency ERC rates are set at £4m (Four Million Pounds) @ 1st April 2019 (AVD) for the RCG 2021 Publication. | - | - | 2 | TRUE
2692 | 30006D | 3653 | 30006D | Foundations | Ground floor slabs | Reinforced concrete | Inc. Hardcore, blinding and dpm | 225mm thick | Reinforced concrete floor slab on and including hardcore bed, sand blinding, and damp proof membrane. | Location Adjustment Applicable (See Guidance Notes) - ERC = UK mean of 1.00 | (BEAMS Note 2) The ERC for this item should be added to all other rateable items on the hereditament (except land). Therefore the total of the ERC of the other Building Items and the P&M ERC (where applicable) to enable the correct contract size adjustment to be made. ERC of Building Component + ERC of P&M = Total ERC to which contract size adjustment should be applied. The appropriate % adjustment should be made in accordance with the scale for contract size adjustment specified under section 6 of the RCG 2023 Guidance notes. The currency ERC rates are set at £4m (Four Million Pounds) @ 1st April 2021 (AVD) for the RCG 2023 Publication. | - | Measure Area | - | - | - | - | - | - | - | 10157 |  | M2 | - | NA | NA | NA | 41.5602 | Option 2 | 51.5265 | 23.98% | 62.0582 | 46.9014 | 12.85% | -8.976% | 46.9014 | 12.85% | Indexed | NA | VOA_GPN_GOV_UK\7246041 | 2019-08-30 | Low | - | High | Risk taken from previous CG | - | - | NA | SPONS A&B | NA | (BEAMS Note 2) The ERC for this item should be added to all other rateable items on the hereditament (except land). Therefore the total of the ERC of the other Building Items and the P&M ERC (where applicable) to enable the correct contract size adjustment to be made. ERC of Building Component + ERC of P&M = Total ERC to which contract size adjustment should be applied. The appropriate % adjustment should be made in accordance with the scale for contract size adjustment specified under section 6 of the RCG 2021 Guidance notes. The currency ERC rates are set at £4m (Four Million Pounds) @ 1st April 2019 (AVD) for the RCG 2021 Publication. | - | - | 2 | TRUE
2693 | 30006F | 7237 | 30006F | Foundations | Ground floor slabs | Reinforced concrete | Inc. Hardcore, blinding and dpm | 300mm thick | Reinforced concrete floor slab on and including hardcore bed, sand blinding, and damp proof membrane. | Location Adjustment Applicable (See Guidance Notes) - ERC = UK mean of 1.00 | (BEAMS Note 2) The ERC for this item should be added to all other rateable items on the hereditament (except land). Therefore the total of the ERC of the other Building Items and the P&M ERC (where applicable) to enable the correct contract size adjustment to be made. ERC of Building Component + ERC of P&M = Total ERC to which contract size adjustment should be applied. The appropriate % adjustment should be made in accordance with the scale for contract size adjustment specified under section 6 of the RCG 2023 Guidance notes. The currency ERC rates are set at £4m (Four Million Pounds) @ 1st April 2021 (AVD) for the RCG 2023 Publication. | - | Measure Area | - | - | - | - | - | - | - | 10159 |  | M2 | - | NA | NA | NA | 54.644 | Option 2 | 67.7478 | 23.98% | 79.2966 | 59.9296 | 9.673% | -11.54% | 59.9296 | 9.673% | Indexed | NA | VOA_GPN_GOV_UK\7246041 | 2019-08-30 | Low | - | High | Risk taken from previous CG | - | - | NA | SPONS A&B | NA | (BEAMS Note 2) The ERC for this item should be added to all other rateable items on the hereditament (except land). Therefore the total of the ERC of the other Building Items and the P&M ERC (where applicable) to enable the correct contract size adjustment to be made. ERC of Building Component + ERC of P&M = Total ERC to which contract size adjustment should be applied. The appropriate % adjustment should be made in accordance with the scale for contract size adjustment specified under section 6 of the RCG 2021 Guidance notes. The currency ERC rates are set at £4m (Four Million Pounds) @ 1st April 2019 (AVD) for the RCG 2021 Publication. | - | - | 2 | TRUE
2694 | 30006K | 3912 | 30006K | Foundations | Ground floor slabs | Reinforced concrete | Inc. Hardcore, blinding and dpm | 500mm thick | Reinforced concrete floor slab on and including hardcore bed, sand blinding, and damp proof membrane. | Location Adjustment Applicable (See Guidance Notes) - ERC = UK mean of 1.00 | (BEAMS Note 2) The ERC for this item should be added to all other rateable items on the hereditament (except land). Therefore the total of the ERC of the other Building Items and the P&M ERC (where applicable) to enable the correct contract size adjustment to be made. ERC of Building Component + ERC of P&M = Total ERC to which contract size adjustment should be applied. The appropriate % adjustment should be made in accordance with the scale for contract size adjustment specified under section 6 of the RCG 2023 Guidance notes. The currency ERC rates are set at £4m (Four Million Pounds) @ 1st April 2021 (AVD) for the RCG 2023 Publication. | - | Measure Area | - | - | - | - | - | - | - | 10159 |  | M2 | - | NA | NA | NA | 77.7329 | Option 2 | 96.3736 | 23.98% | 126.4149 | 95.5399 | 22.91% | -0.8651% | 95.5399 | 22.91% | Indexed | NA | VOA_GPN_GOV_UK\7246041 | 2019-08-30 | Low | - | High | Risk taken from previous CG | - | - | NA | SPONS A&B | NA | (BEAMS Note 2) The ERC for this item should be added to all other rateable items on the hereditament (except land). Therefore the total of the ERC of the other Building Items and the P&M ERC (where applicable) to enable the correct contract size adjustment to be made. ERC of Building Component + ERC of P&M = Total ERC to which contract size adjustment should be applied. The appropriate % adjustment should be made in accordance with the scale for contract size adjustment specified under section 6 of the RCG 2021 Guidance notes. The currency ERC rates are set at £4m (Four Million Pounds) @ 1st April 2019 (AVD) for the RCG 2021 Publication. | - | - | 2 | TRUE
2695 | 30006P | 3790 | 30006P | Foundations | Ground floor slabs | Reinforced concrete | Inc. Hardcore, blinding and dpm | 750mm thick | Reinforced concrete floor slab on and including hardcore bed, sand blinding, and damp proof membrane. | Location Adjustment Applicable (See Guidance Notes) - ERC = UK mean of 1.00 | (BEAMS Note 2) The ERC for this item should be added to all other rateable items on the hereditament (except land). Therefore the total of the ERC of the other Building Items and the P&M ERC (where applicable) to enable the correct contract size adjustment to be made. ERC of Building Component + ERC of P&M = Total ERC to which contract size adjustment should be applied. The appropriate % adjustment should be made in accordance with the scale for contract size adjustment specified under section 6 of the RCG 2023 Guidance notes. The currency ERC rates are set at £4m (Four Million Pounds) @ 1st April 2021 (AVD) for the RCG 2023 Publication. | - | Measure Area | - | - | - | - | - | - | - | 10159 |  | M2 | - | NA | NA | NA | 103.9005 | Option 2 | 128.8162 | 23.98% | 186.1747 | 140.7042 | 35.42% | 9.229% | 140.7042 | 35.42% | Indexed | NA | VOA_GPN_GOV_UK\7246041 | 2019-08-30 | Low | - | High | Risk taken from previous CG | - | - | NA | SPONS A&B | NA | (BEAMS Note 2) The ERC for this item should be added to all other rateable items on the hereditament (except land). Therefore the total of the ERC of the other Building Items and the P&M ERC (where applicable) to enable the correct contract size adjustment to be made. ERC of Building Component + ERC of P&M = Total ERC to which contract size adjustment should be applied. The appropriate % adjustment should be made in accordance with the scale for contract size adjustment specified under section 6 of the RCG 2021 Guidance notes. The currency ERC rates are set at £4m (Four Million Pounds) @ 1st April 2019 (AVD) for the RCG 2021 Publication. | - | - | 2 | TRUE
2696 | 30006U | 3791 | 30006U | Foundations | Ground floor slabs | Reinforced concrete | Inc. Hardcore, blinding and dpm | 900mm thick | Reinforced concrete floor slab on and including hardcore bed, sand blinding, and damp proof membrane. | Location Adjustment Applicable (See Guidance Notes) - ERC = UK mean of 1.00 | (BEAMS Note 2) The ERC for this item should be added to all other rateable items on the hereditament (except land). Therefore the total of the ERC of the other Building Items and the P&M ERC (where applicable) to enable the correct contract size adjustment to be made. ERC of Building Component + ERC of P&M = Total ERC to which contract size adjustment should be applied. The appropriate % adjustment should be made in accordance with the scale for contract size adjustment specified under section 6 of the RCG 2023 Guidance notes. The currency ERC rates are set at £4m (Four Million Pounds) @ 1st April 2021 (AVD) for the RCG 2023 Publication. | - | Measure Area | - | - | - | - | - | - | - | 10159 |  | M2 | - | NA | NA | NA | 126.9895 | Option 2 | 157.4421 | 23.98% | 221.8007 | 167.6291 | 32% | 6.47% | 167.6291 | 32% | Indexed | NA | VOA_GPN_GOV_UK\7246041 | 2019-08-30 | Low | - | High | Risk taken from previous CG | - | - | NA | SPONS A&B | NA | (BEAMS Note 2) The ERC for this item should be added to all other rateable items on the hereditament (except land). Therefore the total of the ERC of the other Building Items and the P&M ERC (where applicable) to enable the correct contract size adjustment to be made. ERC of Building Component + ERC of P&M = Total ERC to which contract size adjustment should be applied. The appropriate % adjustment should be made in accordance with the scale for contract size adjustment specified under section 6 of the RCG 2021 Guidance notes. The currency ERC rates are set at £4m (Four Million Pounds) @ 1st April 2019 (AVD) for the RCG 2021 Publication. | - | - | 2 | TRUE
2697 | 300023 | 7189 | 300023 | Foundations | Isolated bases | Reinforced concrete | 1.0m³ - 5.0m³ | Includes volume below gl | Reinforced concrete isolated base.based on 2.5m x 2m x 1m depth. | Location Adjustment Applicable (See Guidance Notes) - ERC = UK mean of 1.00 | (BEAMS Note 2) The ERC for this item should be added to all other rateable items on the hereditament (except land). Therefore the total of the ERC of the other Building Items and the P&M ERC (where applicable) to enable the correct contract size adjustment to be made. ERC of Building Component + ERC of P&M = Total ERC to which contract size adjustment should be applied. The appropriate % adjustment should be made in accordance with the scale for contract size adjustment specified under section 6 of the RCG 2023 Guidance notes. The currency ERC rates are set at £4m (Four Million Pounds) @ 1st April 2021 (AVD) for the RCG 2023 Publication. | Rates do not include for additional hidden foundation of structure of base below ground level | Measure Volume | - | - | - | - | - | - | - | 10154 |  | m3 | - | 3 - INDUSTRIAL | David Grace | - | 235.5077 | Option 2 | 291.9835 | 23.98% | 556.8343 | 420.8355 | 78.69% | 44.13% | 420.8355 | 78.69% | Price Book Data | Ryan Casey | VOA_GPN_GOV_UK\7233251 | 2021-07-13 | Low | - | Low | RC-I have had no brief or description to base this on, following previous format I have used 2.5m x2m by 1ms depth. (5m3) No specification to follow. | - | - | NA | SPONS A&B | 2 | (BEAMS Note 2) Standard | - | - | 2 | TRUE
2698 | 300045 | 6987 | 300045 | Foundations | Isolated bases | Reinforced concrete | 50.0m³ - 250.0m³ | Includes volume below gl | Reinforced concrete isolated base.based on 25m x 10m x 1m depth. | Location Adjustment Applicable (See Guidance Notes) - ERC = UK mean of 1.00 | (BEAMS Note 2) The ERC for this item should be added to all other rateable items on the hereditament (except land). Therefore the total of the ERC of the other Building Items and the P&M ERC (where applicable) to enable the correct contract size adjustment to be made. ERC of Building Component + ERC of P&M = Total ERC to which contract size adjustment should be applied. The appropriate % adjustment should be made in accordance with the scale for contract size adjustment specified under section 6 of the RCG 2023 Guidance notes. The currency ERC rates are set at £4m (Four Million Pounds) @ 1st April 2021 (AVD) for the RCG 2023 Publication. | Rates do not include for additional hidden foundation of structure of base below ground level | Measure Volume | - | - | - | - | - | - | - | 10154 |  | m3 | - | 3 - INDUSTRIAL | David Grace | - | 190.869 | Option 2 | 236.6402 | 23.98% | 556.7169 | 420.7468 | 120.4% | 77.8% | 420.7468 | 120.4% | Price Book Data | Ryan Casey | VOA_GPN_GOV_UK\7233251 | 2021-07-13 | Low | - | Low | RC-I have had no brief or description to base this on, following previous format I have used 25m x10m by 1ms depth. (250m3) No specification to follow. | - | - | NA | SPONS A&B | 2 | (BEAMS Note 2) Standard | - | - | 2 | TRUE
2699 | 30001K | 6982 | 30001K | Foundations | Isolated bases | Reinforced concrete | <= 0.1m³ | Includes volume below gl | Reinforced concrete isolated base. | Location Adjustment Applicable (See Guidance Notes) - ERC = UK mean of 1.00 | (BEAMS Note 2) The ERC for this item should be added to all other rateable items on the hereditament (except land). Therefore the total of the ERC of the other Building Items and the P&M ERC (where applicable) to enable the correct contract size adjustment to be made. ERC of Building Component + ERC of P&M = Total ERC to which contract size adjustment should be applied. The appropriate % adjustment should be made in accordance with the scale for contract size adjustment specified under section 6 of the RCG 2023 Guidance notes. The currency ERC rates are set at £4m (Four Million Pounds) @ 1st April 2021 (AVD) for the RCG 2023 Publication. | Rates do not include for additional hidden foundation of structure of base below ground level | Measure Volume | - | - | - | - | - | Foundations - Ground Floor Slab - Plain Concrete | - | 10156 |  | m3 | - | 3 - INDUSTRIAL | David Grace | - | 596.4657 | Option 2 | 739.5006 | 23.98% | 717.5508 | 542.2993 | -9.081% | -26.67% | 542.2993 | -9.081% | Price Book Data | Ryan Casey | VOA_GPN_GOV_UK\7233251 | 2021-07-13 | Low | - | Low | - | - | - | NA | SPONS A&B | 2 | (BEAMS Note 2) Standard | Foundations - Ground Floor Slab - Plain Concrete | - | 2 | TRUE
2700 | 30001P | 6983 | 30001P | Foundations | Isolated bases | Reinforced concrete | 0.1m³ - 0.5m³ | Includes volume below gl | Reinforced concrete isolated base. | Location Adjustment Applicable (See Guidance Notes) - ERC = UK mean of 1.00 | (BEAMS Note 2) The ERC for this item should be added to all other rateable items on the hereditament (except land). Therefore the total of the ERC of the other Building Items and the P&M ERC (where applicable) to enable the correct contract size adjustment to be made. ERC of Building Component + ERC of P&M = Total ERC to which contract size adjustment should be applied. The appropriate % adjustment should be made in accordance with the scale for contract size adjustment specified under section 6 of the RCG 2023 Guidance notes. The currency ERC rates are set at £4m (Four Million Pounds) @ 1st April 2021 (AVD) for the RCG 2023 Publication. | Rates do not include for additional hidden foundation of structure of base below ground level | Measure Volume | - | - | - | - | - | Foundations - Ground Floor Slab - Plain Concrete | - | 10157 |  | m3 | - | 3 - INDUSTRIAL | David Grace | - | 397.1307 | Option 2 | 492.3643 | 23.98% | 562.4802 | 425.1025 | 7.043% | -13.66% | 425.1025 | 7.043% | Price Book Data | Ryan Casey | VOA_GPN_GOV_UK\7233251 | 2021-07-13 | Low | - | Low | - | - | - | NA | SPONS A&B | 2 | (BEAMS Note 2) Standard | Foundations - Ground Floor Slab - Plain Concrete | - | 2 | TRUE
2701 | 30001X | 7188 | 30001X | Foundations | Isolated bases | Reinforced concrete | 0.5m³ - 1.0m³ | Includes volume below gl | Reinforced concrete isolated base. | Location Adjustment Applicable (See Guidance Notes) - ERC = UK mean of 1.00 | (BEAMS Note 2) The ERC for this item should be added to all other rateable items on the hereditament (except land). Therefore the total of the ERC of the other Building Items and the P&M ERC (where applicable) to enable the correct contract size adjustment to be made. ERC of Building Component + ERC of P&M = Total ERC to which contract size adjustment should be applied. The appropriate % adjustment should be made in accordance with the scale for contract size adjustment specified under section 6 of the RCG 2023 Guidance notes. The currency ERC rates are set at £4m (Four Million Pounds) @ 1st April 2021 (AVD) for the RCG 2023 Publication. | Rates do not include for additional hidden foundation of structure of base below ground level | Measure Volume | - | - | - | - | - | Foundations - Ground Floor Slab - Plain Concrete | - | 10157 |  | m3 | - | 3 - INDUSTRIAL | David Grace | - | 291.6909 | Option 2 | 361.6396 | 23.98% | 557.3038 | 421.1903 | 44.4% | 16.47% | 421.1903 | 44.4% | Price Book Data | Ryan Casey | VOA_GPN_GOV_UK\7233251 | 2021-07-13 | Low | - | Low | - | - | - | NA | SPONS A&B | 2 | (BEAMS Note 2) Standard | Foundations - Ground Floor Slab - Plain Concrete | - | 2 | TRUE
2702 | 30002A | 7190 | 30002A | Foundations | Isolated bases | Reinforced concrete | 5.0m³ - 25.0m³ | Includes volume below gl | Reinforced concrete isolated base.based on 5m x 5m x 1m depth. | Location Adjustment Applicable (See Guidance Notes) - ERC = UK mean of 1.00 | (BEAMS Note 2) The ERC for this item should be added to all other rateable items on the hereditament (except land). Therefore the total of the ERC of the other Building Items and the P&M ERC (where applicable) to enable the correct contract size adjustment to be made. ERC of Building Component + ERC of P&M = Total ERC to which contract size adjustment should be applied. The appropriate % adjustment should be made in accordance with the scale for contract size adjustment specified under section 6 of the RCG 2023 Guidance notes. The currency ERC rates are set at £4m (Four Million Pounds) @ 1st April 2021 (AVD) for the RCG 2023 Publication. | Rates do not include for additional hidden foundation of structure of base below ground level | Measure Volume | - | - | - | - | - | Foundations - Ground Floor Slab - Plain Concrete | - | 10157 |  | m3 | - | 3 - INDUSTRIAL | David Grace | - | 217.0365 | Option 2 | 269.0828 | 23.98% | 556.7404 | 420.7645 | 93.87% | 56.37% | 420.7645 | 93.87% | Price Book Data | Ryan Casey | VOA_GPN_GOV_UK\7233251 | 2021-07-13 | Low | - | Low | RC-I have had no brief or description to base this on, following previous format I have used 5m x5m by 1ms depth. (25m3) No specification to follow. | - | - | NA | SPONS A&B | 2 | (BEAMS Note 2) Standard | Foundations - Ground Floor Slab - Plain Concrete | - | 2 | TRUE
2703 | 30003T | 7191 | 30003T | Foundations | Isolated bases | Reinforced concrete | 25.0m³ - 50.0m³ | Includes volume below gl | Reinforced concrete isolated base.based on 10m x 5m x 1m depth. | Location Adjustment Applicable (See Guidance Notes) - ERC = UK mean of 1.00 | (BEAMS Note 2) The ERC for this item should be added to all other rateable items on the hereditament (except land). Therefore the total of the ERC of the other Building Items and the P&M ERC (where applicable) to enable the correct contract size adjustment to be made. ERC of Building Component + ERC of P&M = Total ERC to which contract size adjustment should be applied. The appropriate % adjustment should be made in accordance with the scale for contract size adjustment specified under section 6 of the RCG 2023 Guidance notes. The currency ERC rates are set at £4m (Four Million Pounds) @ 1st April 2021 (AVD) for the RCG 2023 Publication. | Rates do not include for additional hidden foundation of structure of base below ground level | Measure Volume | - | - | - | - | - | Reinforced concrete isolated base. | - | 10157 |  | m3 | - | 3 - INDUSTRIAL | David Grace | - | 201.6439 | Option 2 | 249.9989 | 23.98% | 556.7169 | 420.7468 | 108.7% | 68.3% | 420.7468 | 108.7% | Price Book Data | Ryan Casey | VOA_GPN_GOV_UK\7233251 | 2021-07-13 | Low | - | Low | RC-I have had no brief or description to base this on, following previous format I have used 10m x5m by 1ms depth. (50m3) No specification to follow. | - | - | NA | SPONS A&B | 2 | (BEAMS Note 2) Standard | Reinforced concrete isolated base. | - | 2 | TRUE
2704 | 300070 | 3651 | 300070 | Foundations | Machine Bases above Ground | Plain concrete | <= 0.1m³ | - | Plain concrete machine bases, above ground level, often found inside buildings. | Location Adjustment Applicable (See Guidance Notes) - ERC = UK mean of 1.00 | (BEAMS Note 2) The ERC for this item should be added to all other rateable items on the hereditament (except land). Therefore the total of the ERC of the other Building Items and the P&M ERC (where applicable) to enable the correct contract size adjustment to be made. ERC of Building Component + ERC of P&M = Total ERC to which contract size adjustment should be applied. The appropriate % adjustment should be made in accordance with the scale for contract size adjustment specified under section 6 of the RCG 2023 Guidance notes. The currency ERC rates are set at £4m (Four Million Pounds) @ 1st April 2021 (AVD) for the RCG 2023 Publication. | Price includes for volume of foundation below ground level | Measure Volume. | - | - | - | - | - | - | - | 10155 |  | M3 | - | NA | NA | NA | 928.9472 | Option 2 | 1151.7125 | 23.98% | 1067.6622 | 806.901 | -13.14% | -29.94% | 806.901 | -13.14% | Indexed | NA | VOA_GPN_GOV_UK\7246041 | 2019-08-30 | Low | - | High | Risk taken from previous CG | - | - | NA | SPONS A&B | NA | (BEAMS Note 2) The ERC for this item should be added to all other rateable items on the hereditament (except land). Therefore the total of the ERC of the other Building Items and the P&M ERC (where applicable) to enable the correct contract size adjustment to be made. ERC of Building Component + ERC of P&M = Total ERC to which contract size adjustment should be applied. The appropriate % adjustment should be made in accordance with the scale for contract size adjustment specified under section 6 of the RCG 2021 Guidance notes. The currency ERC rates are set at £4m (Four Million Pounds) @ 1st April 2019 (AVD) for the RCG 2021 Publication. | - | - | 2 | TRUE
2705 | 300076 | 7328 | 300076 | Foundations | Machine Bases above Ground | Plain concrete | > 0.1m³ - 0.5m³ | - | Plain concrete machine bases, above ground level, often found inside buildings. | Location Adjustment Applicable (See Guidance Notes) - ERC = UK mean of 1.00 | (BEAMS Note 2) The ERC for this item should be added to all other rateable items on the hereditament (except land). Therefore the total of the ERC of the other Building Items and the P&M ERC (where applicable) to enable the correct contract size adjustment to be made. ERC of Building Component + ERC of P&M = Total ERC to which contract size adjustment should be applied. The appropriate % adjustment should be made in accordance with the scale for contract size adjustment specified under section 6 of the RCG 2023 Guidance notes. The currency ERC rates are set at £4m (Four Million Pounds) @ 1st April 2021 (AVD) for the RCG 2023 Publication. | Price includes for volume of foundation below ground level | Measure Volume. | - | - | - | - | - | - | - | 10155 |  | M3 | - | NA | NA | NA | 464.8584 | Option 2 | 576.3334 | 23.98% | 794.5227 | 600.4719 | 29.17% | 4.188% | 600.4719 | 29.17% | Indexed | NA | VOA_GPN_GOV_UK\7246041 | 2019-08-30 | Low | - | High | Risk taken from previous CG | - | - | NA | SPONS A&B | NA | (BEAMS Note 2) The ERC for this item should be added to all other rateable items on the hereditament (except land). Therefore the total of the ERC of the other Building Items and the P&M ERC (where applicable) to enable the correct contract size adjustment to be made. ERC of Building Component + ERC of P&M = Total ERC to which contract size adjustment should be applied. The appropriate % adjustment should be made in accordance with the scale for contract size adjustment specified under section 6 of the RCG 2021 Guidance notes. The currency ERC rates are set at £4m (Four Million Pounds) @ 1st April 2019 (AVD) for the RCG 2021 Publication. | - | - | 2 | TRUE
2706 | 300087 | 4971 | 300087 | Foundations | Machine Bases above Ground | Plain concrete | > 1.0m³ - 5.0m³ | - | Plain concrete machine bases, above ground level, often found inside buildings. | Location Adjustment Applicable (See Guidance Notes) - ERC = UK mean of 1.00 | (BEAMS Note 2) The ERC for this item should be added to all other rateable items on the hereditament (except land). Therefore the total of the ERC of the other Building Items and the P&M ERC (where applicable) to enable the correct contract size adjustment to be made. ERC of Building Component + ERC of P&M = Total ERC to which contract size adjustment should be applied. The appropriate % adjustment should be made in accordance with the scale for contract size adjustment specified under section 6 of the RCG 2023 Guidance notes. The currency ERC rates are set at £4m (Four Million Pounds) @ 1st April 2021 (AVD) for the RCG 2023 Publication. | Price includes for volume of foundation below ground level | Measure Volume. | - | - | - | - | - | - | - | 10155 |  | M3 | - | NA | NA | NA | 279.3768 | Option 2 | 346.3725 | 23.98% | 477.5029 | 360.8797 | 29.17% | 4.188% | 360.8797 | 29.17% | Indexed | NA | VOA_GPN_GOV_UK\7246041 | 2019-08-30 | Low | - | High | Risk taken from previous CG | - | - | NA | SPONS A&B | NA | (BEAMS Note 2) The ERC for this item should be added to all other rateable items on the hereditament (except land). Therefore the total of the ERC of the other Building Items and the P&M ERC (where applicable) to enable the correct contract size adjustment to be made. ERC of Building Component + ERC of P&M = Total ERC to which contract size adjustment should be applied. The appropriate % adjustment should be made in accordance with the scale for contract size adjustment specified under section 6 of the RCG 2021 Guidance notes. The currency ERC rates are set at £4m (Four Million Pounds) @ 1st April 2019 (AVD) for the RCG 2021 Publication. | - | - | 2 | TRUE
2707 | 30007K | 7366 | 30007K | Foundations | Machine Bases above Ground | Plain concrete | > 0.5m³ - 1.0m³ | - | Plain concrete machine bases, above ground level, often found inside buildings. | Location Adjustment Applicable (See Guidance Notes) - ERC = UK mean of 1.00 | (BEAMS Note 2) The ERC for this item should be added to all other rateable items on the hereditament (except land). Therefore the total of the ERC of the other Building Items and the P&M ERC (where applicable) to enable the correct contract size adjustment to be made. ERC of Building Component + ERC of P&M = Total ERC to which contract size adjustment should be applied. The appropriate % adjustment should be made in accordance with the scale for contract size adjustment specified under section 6 of the RCG 2023 Guidance notes. The currency ERC rates are set at £4m (Four Million Pounds) @ 1st April 2021 (AVD) for the RCG 2023 Publication. | Price includes for volume of foundation below ground level. | Measure Volume | - | - | - | - | - | - | - | 10159 |  | M3 | - | NA | NA | NA | 391.7433 | Option 2 | 485.6849 | 23.98% | 488.4213 | 369.1314 | -5.772% | -24% | 369.1314 | -5.772% | Indexed | NA | VOA_GPN_GOV_UK\7246041 | 2019-08-30 | Low | - | High | Risk taken from previous CG | - | - | NA | SPONS A&B | NA | (BEAMS Note 2) The ERC for this item should be added to all other rateable items on the hereditament (except land). Therefore the total of the ERC of the other Building Items and the P&M ERC (where applicable) to enable the correct contract size adjustment to be made. ERC of Building Component + ERC of P&M = Total ERC to which contract size adjustment should be applied. The appropriate % adjustment should be made in accordance with the scale for contract size adjustment specified under section 6 of the RCG 2021 Guidance notes. The currency ERC rates are set at £4m (Four Million Pounds) @ 1st April 2019 (AVD) for the RCG 2021 Publication. | - | - | 2 | TRUE
2708 | 30008H | 5168 | 30008H | Foundations | Machine Bases above Ground | Plain concrete | > 5.0m³ - 25.0m³ | - | Plain concrete machine bases, above ground level, often found inside buildings. | Location Adjustment Applicable (See Guidance Notes) - ERC = UK mean of 1.00 | (BEAMS Note 2) The ERC for this item should be added to all other rateable items on the hereditament (except land). Therefore the total of the ERC of the other Building Items and the P&M ERC (where applicable) to enable the correct contract size adjustment to be made. ERC of Building Component + ERC of P&M = Total ERC to which contract size adjustment should be applied. The appropriate % adjustment should be made in accordance with the scale for contract size adjustment specified under section 6 of the RCG 2023 Guidance notes. The currency ERC rates are set at £4m (Four Million Pounds) @ 1st April 2021 (AVD) for the RCG 2023 Publication. | Price includes for volume of foundation below ground level. | Measure Volume | - | - | - | - | - | - | - | 10159 |  | M3 | - | NA | NA | NA | 203.9528 | Option 2 | 252.8615 | 23.98% | 339.0219 | 256.2206 | 25.63% | 1.328% | 256.2206 | 25.63% | Indexed | NA | VOA_GPN_GOV_UK\7246041 | 2019-08-30 | Low | - | High | Risk taken from previous CG | - | - | NA | SPONS A&B | NA | (BEAMS Note 2) The ERC for this item should be added to all other rateable items on the hereditament (except land). Therefore the total of the ERC of the other Building Items and the P&M ERC (where applicable) to enable the correct contract size adjustment to be made. ERC of Building Component + ERC of P&M = Total ERC to which contract size adjustment should be applied. The appropriate % adjustment should be made in accordance with the scale for contract size adjustment specified under section 6 of the RCG 2021 Guidance notes. The currency ERC rates are set at £4m (Four Million Pounds) @ 1st April 2019 (AVD) for the RCG 2021 Publication. | - | - | 2 | TRUE
2709 | 30008M | 5169 | 30008M | Foundations | Machine Bases above Ground | Plain concrete | > 25.0m³ - 50.0m³ | - | Plain concrete machine bases, above ground level, often found inside buildings. | Location Adjustment Applicable (See Guidance Notes) - ERC = UK mean of 1.00 | (BEAMS Note 2) The ERC for this item should be added to all other rateable items on the hereditament (except land). Therefore the total of the ERC of the other Building Items and the P&M ERC (where applicable) to enable the correct contract size adjustment to be made. ERC of Building Component + ERC of P&M = Total ERC to which contract size adjustment should be applied. The appropriate % adjustment should be made in accordance with the scale for contract size adjustment specified under section 6 of the RCG 2023 Guidance notes. The currency ERC rates are set at £4m (Four Million Pounds) @ 1st April 2021 (AVD) for the RCG 2023 Publication. | Price includes for volume of foundation below ground level. | Measure Volume | - | - | - | - | - | - | - | 10159 |  | M3 | - | NA | NA | NA | 229.3507 | Option 2 | 284.3499 | 23.98% | 228.6961 | 172.8404 | -24.64% | -39.22% | 172.8404 | -24.64% | Indexed | NA | VOA_GPN_GOV_UK\7246041 | 2019-08-30 | Low | - | High | Risk taken from previous CG | - | - | NA | SPONS A&B | NA | (BEAMS Note 2) The ERC for this item should be added to all other rateable items on the hereditament (except land). Therefore the total of the ERC of the other Building Items and the P&M ERC (where applicable) to enable the correct contract size adjustment to be made. ERC of Building Component + ERC of P&M = Total ERC to which contract size adjustment should be applied. The appropriate % adjustment should be made in accordance with the scale for contract size adjustment specified under section 6 of the RCG 2021 Guidance notes. The currency ERC rates are set at £4m (Four Million Pounds) @ 1st April 2019 (AVD) for the RCG 2021 Publication. | - | - | 2 | TRUE
2710 | 30008U | 5080 | 30008U | Foundations | Machine Bases above Ground | Plain concrete | 50.0m2 - 250m2 | - | Plain concrete machine bases, above ground level, often found inside buildings. | Location Adjustment Applicable (See Guidance Notes) - ERC = UK mean of 1.00 | (BEAMS Note 2) The ERC for this item should be added to all other rateable items on the hereditament (except land). Therefore the total of the ERC of the other Building Items and the P&M ERC (where applicable) to enable the correct contract size adjustment to be made. ERC of Building Component + ERC of P&M = Total ERC to which contract size adjustment should be applied. The appropriate % adjustment should be made in accordance with the scale for contract size adjustment specified under section 6 of the RCG 2023 Guidance notes. The currency ERC rates are set at £4m (Four Million Pounds) @ 1st April 2021 (AVD) for the RCG 2023 Publication. | Price includes for volume of foundation below ground level. | Measure Volume | - | - | - | - | - | - | - | 10160 |  | M3 | - | NA | NA | NA | 219.3454 | Option 2 | 271.9454 | 23.98% | 217.2038 | 164.1549 | -25.16% | -39.64% | 164.1549 | -25.16% | Indexed | NA | VOA_GPN_GOV_UK\7246041 | 2019-08-30 | Low | - | High | Risk taken from previous CG | - | - | NA | SPONS A&B | NA | (BEAMS Note 2) The ERC for this item should be added to all other rateable items on the hereditament (except land). Therefore the total of the ERC of the other Building Items and the P&M ERC (where applicable) to enable the correct contract size adjustment to be made. ERC of Building Component + ERC of P&M = Total ERC to which contract size adjustment should be applied. The appropriate % adjustment should be made in accordance with the scale for contract size adjustment specified under section 6 of the RCG 2021 Guidance notes. The currency ERC rates are set at £4m (Four Million Pounds) @ 1st April 2019 (AVD) for the RCG 2021 Publication. | - | - | 2 | TRUE
2711 | 300091 | 3656 | 300091 | Foundations | Machine Bases above Ground | Reinforced concrete | <= 0.1m³ | Built off existing slab | Reinforced concrete machine bases, above ground level, often found inside factory/industrial buildings. Includes basic finish formwork, reinforcement & tamped finish. Based on a machine base 1m x 1m x 0.10m deep | Location Adjustment Applicable (See Guidance Notes) - ERC = UK mean of 1.00 | (BEAMS Note 2) The ERC for this item should be added to all other rateable items on the hereditament (except land). Therefore the total of the ERC of the other Building Items and the P&M ERC (where applicable) to enable the correct contract size adjustment to be made. ERC of Building Component + ERC of P&M = Total ERC to which contract size adjustment should be applied. The appropriate % adjustment should be made in accordance with the scale for contract size adjustment specified under section 6 of the RCG 2023 Guidance notes. The currency ERC rates are set at £4m (Four Million Pounds) @ 1st April 2021 (AVD) for the RCG 2023 Publication. | Excludes holding down boxes & bolts for plant; mortices and preformed holes | Calculate volume by length x width x depth of base | - | - | - | - | - | No Photos | - | 10160 |  | m3 | - | Please Select | - | - | 1095.9576 | Option 2 | 1358.7727 | 23.98% | 903.1603 | 682.5763 | -37.72% | -49.77% | 682.5763 | -37.72% | Price Book Data | Ryan Casey | VOA_GPN_GOV_UK\7233251 | 2021-07-01 | Low | - | Low | - | - | - | NA | SPONS A&B | 2 | (BEAMS Note 2) Standard | No Photos | - | 2 | TRUE
2712 | 30009B | 7404 | 30009B | Foundations | Machine Bases above Ground | Reinforced concrete | 0.1m³ - 0.5m³ | - | Reinforced concrete machine bases, above ground level, often found inside factory/industrial buildings. Includes basic finish formwork, reinforcement & tamped finish. Based on a machine base 5m x 1m x 0.10m deep | Location Adjustment Applicable (See Guidance Notes) - ERC = UK mean of 1.00 | (BEAMS Note 2) The ERC for this item should be added to all other rateable items on the hereditament (except land). Therefore the total of the ERC of the other Building Items and the P&M ERC (where applicable) to enable the correct contract size adjustment to be made. ERC of Building Component + ERC of P&M = Total ERC to which contract size adjustment should be applied. The appropriate % adjustment should be made in accordance with the scale for contract size adjustment specified under section 6 of the RCG 2023 Guidance notes. The currency ERC rates are set at £4m (Four Million Pounds) @ 1st April 2021 (AVD) for the RCG 2023 Publication. | Excludes holding down boxes & bolts for plant; mortices and preformed holes | Calculate volume by length x width x depth of base | - | - | - | - | - | No Photos | - | 10160 |  | m3 | - | 3 - INDUSTRIAL | David Grace | - | 687.2824 | Option 2 | 852.0955 | 23.98% | 692.3787 | 523.2751 | -23.86% | -38.59% | 523.2751 | -23.86% | Price Book Data | Ryan Casey | VOA_GPN_GOV_UK\7233251 | 2021-07-01 | Low | - | Low | - | - | - | NA | SPONS A&B | 2 | (BEAMS Note 2) Standard | No Photos | - | 2 | TRUE
2713 | 30009F | 7367 | 30009F | Foundations | Machine Bases above Ground | Reinforced concrete | 0.5m³ - 1.0m³ | - | Reinforced concrete machine bases, above ground level, often found inside factory/industrial buildings. Includes basic finish formwork, reinforcement & tamped finish. Based on a machine base 10m x 1m x 0.10m deep | Location Adjustment Applicable (See Guidance Notes) - ERC = UK mean of 1.00 | (BEAMS Note 2) The ERC for this item should be added to all other rateable items on the hereditament (except land). Therefore the total of the ERC of the other Building Items and the P&M ERC (where applicable) to enable the correct contract size adjustment to be made. ERC of Building Component + ERC of P&M = Total ERC to which contract size adjustment should be applied. The appropriate % adjustment should be made in accordance with the scale for contract size adjustment specified under section 6 of the RCG 2023 Guidance notes. The currency ERC rates are set at £4m (Four Million Pounds) @ 1st April 2021 (AVD) for the RCG 2023 Publication. | Excludes holding down boxes & bolts for plant; mortices and preformed holes | Calculate volume by length x width x depth of base | - | - | - | - | - | No Photos | - | 10160 |  | m3 | - | 3 - INDUSTRIAL | David Grace | - | 614.9369 | Option 2 | 762.4012 | 23.98% | 666.9114 | 504.0278 | -18.04% | -33.89% | 504.0278 | -18.04% | Price Book Data | Ryan Casey | VOA_GPN_GOV_UK\7233251 | 2021-07-01 | Low | - | Low | - | - | - | NA | SPONS A&B | 2 | (BEAMS Note 2) Standard | No Photos | - | 2 | TRUE
2714 | 3000A2 | 5227 | 3000A2 | Foundations | Machine Bases above Ground | Reinforced concrete | 1.0m³ - 5.0m³ | - | Reinforced concrete machine bases, above ground level, often found inside factory/industrial buildings. Includes basic finish formwork, reinforcement & tamped finish. Based on a machine base 25m x 1m x 0.20m deep | Location Adjustment Applicable (See Guidance Notes) - ERC = UK mean of 1.00 | (BEAMS Note 2) The ERC for this item should be added to all other rateable items on the hereditament (except land). Therefore the total of the ERC of the other Building Items and the P&M ERC (where applicable) to enable the correct contract size adjustment to be made. ERC of Building Component + ERC of P&M = Total ERC to which contract size adjustment should be applied. The appropriate % adjustment should be made in accordance with the scale for contract size adjustment specified under section 6 of the RCG 2023 Guidance notes. The currency ERC rates are set at £4m (Four Million Pounds) @ 1st April 2021 (AVD) for the RCG 2023 Publication. | Excludes holding down boxes & bolts for plant; mortices and preformed holes | Calculate volume by length x width x depth of base | - | - | - | - | - | No Photos | - | 10160 |  | m3 | - | 3 - INDUSTRIAL | David Grace | - | 502.5704 | Option 2 | 623.0889 | 23.98% | 483.5597 | 365.4571 | -27.28% | -41.35% | 365.4571 | -27.28% | Price Book Data | Ryan Casey | VOA_GPN_GOV_UK\7233251 | 2021-07-01 | Low | - | Low | - | - | - | NA | SPONS A&B | 2 | (BEAMS Note 2) Standard | No Photos | - | 2 | TRUE
2715 | 3000AA | 3871 | 3000AA | Foundations | Machine Bases above Ground | Reinforced concrete | 5.0m³ - 25.0m³ | - | Reinforced concrete machine bases, above ground level, often found inside factory/industrial buildings. Includes basic finish formwork, reinforcement & tamped finish. Based on a machine base 55.6m x 1.5m x 300mm. | Location Adjustment Applicable (See Guidance Notes) - ERC = UK mean of 1.00 | (BEAMS Note 2) The ERC for this item should be added to all other rateable items on the hereditament (except land). Therefore the total of the ERC of the other Building Items and the P&M ERC (where applicable) to enable the correct contract size adjustment to be made. ERC of Building Component + ERC of P&M = Total ERC to which contract size adjustment should be applied. The appropriate % adjustment should be made in accordance with the scale for contract size adjustment specified under section 6 of the RCG 2023 Guidance notes. The currency ERC rates are set at £4m (Four Million Pounds) @ 1st April 2021 (AVD) for the RCG 2023 Publication. | Excludes holding down boxes & bolts for plant; mortices and preformed holes | Calculate volume by length x width x depth of base | - | - | - | - | - | No Photos | - | 10160 |  | m3 | - | 3 - INDUSTRIAL | David Grace | - | 457.1621 | Option 2 | 566.7914 | 23.98% | 451.9008 | 341.5305 | -25.29% | -39.74% | 341.5305 | -25.29% | Price Book Data | Ryan Casey | VOA_GPN_GOV_UK\7233251 | 2021-07-01 | Low | - | Low | - | - | - | NA | SPONS A&B | 2 | (BEAMS Note 2) Standard | No Photos | - | 2 | TRUE
2716 | 3000AP | 3801 | 3000AP | Foundations | Machine Bases above Ground | Reinforced concrete | 25.0m³ - 50.0m³ | - | Reinforced concrete machine bases, above ground level, often found inside factory/industrial buildings. Includes basic finish formwork, reinforcement & tamped finish. Based on a machine base 55.66m x 2.5m x 0.30m deep | Location Adjustment Applicable (See Guidance Notes) - ERC = UK mean of 1.00 | (BEAMS Note 2) The ERC for this item should be added to all other rateable items on the hereditament (except land). Therefore the total of the ERC of the other Building Items and the P&M ERC (where applicable) to enable the correct contract size adjustment to be made. ERC of Building Component + ERC of P&M = Total ERC to which contract size adjustment should be applied. The appropriate % adjustment should be made in accordance with the scale for contract size adjustment specified under section 6 of the RCG 2023 Guidance notes. The currency ERC rates are set at £4m (Four Million Pounds) @ 1st April 2021 (AVD) for the RCG 2023 Publication. | Excludes holding down boxes & bolts for plant; mortices and preformed holes | Calculate volume by length x width x depth of base | - | - | - | - | - | No Photos | - | 10160 |  | m3 | - | 3 - INDUSTRIAL | David Grace | - | 526.429 | Option 2 | 652.6689 | 23.98% | 405.9836 | 306.8279 | -41.72% | -52.99% | 306.8279 | -41.72% | Price Book Data | Ryan Casey | VOA_GPN_GOV_UK\7233251 | 2021-07-01 | Low | - | Low | - | - | - | NA | SPONS A&B | 2 | (BEAMS Note 2) Standard | No Photos | - | 2 | TRUE
2717 | 3000AR | 3921 | 3000AR | Foundations | Machine Bases above Ground | Reinforced concrete | 50.0m³ - 250.0m³ | - | Reinforced concrete machine bases, above ground level, often found inside factory/industrial buildings. Includes basic finish formwork, reinforcement & tamped finish. Based on a machine base 50m x 10m x 0.5 m deep | Location Adjustment Applicable (See Guidance Notes) - ERC = UK mean of 1.00 | (BEAMS Note 2) The ERC for this item should be added to all other rateable items on the hereditament (except land). Therefore the total of the ERC of the other Building Items and the P&M ERC (where applicable) to enable the correct contract size adjustment to be made. ERC of Building Component + ERC of P&M = Total ERC to which contract size adjustment should be applied. The appropriate % adjustment should be made in accordance with the scale for contract size adjustment specified under section 6 of the RCG 2023 Guidance notes. The currency ERC rates are set at £4m (Four Million Pounds) @ 1st April 2021 (AVD) for the RCG 2023 Publication. | Excludes holding down boxes & bolts for plant; mortices and preformed holes | Calculate volume by length x width x depth of base | - | - | - | - | - | No Photos | - | 10160 |  | m3 | - | 3 - INDUSTRIAL | David Grace | - | 516.4238 | Option 2 | 640.2644 | 23.98% | 338.4787 | 255.8101 | -50.47% | -60.05% | 255.8101 | -50.47% | Price Book Data | Ryan Casey | VOA_GPN_GOV_UK\7233251 | 2021-07-01 | Low | - | Low | - | - | - | NA | SPONS A&B | 2 | (BEAMS Note 2) Standard | No Photos | - | 2 | TRUE
2718 | 3000FA | 6992 | 3000FA | Foundations | Pile caps | Concrete | Single | 900mm x 900mm x 1000mm | Cut off 600mm pile. Excavation of pit in ground with machine. Disposal onsite of inert excavated materials offsite. Cost includes for earthwork support. Provision of concrete, reinforcement and formwork. Dimensions 900mmx900mmx1000mm. | Location Adjustment Applicable (See Guidance Notes) - ERC = UK mean of 1.00 | (BEAMS Note 2) The ERC for this item should be added to all other rateable items on the hereditament (except land). Therefore the total of the ERC of the other Building Items and the P&M ERC (where applicable) to enable the correct contract size adjustment to be made. ERC of Building Component + ERC of P&M = Total ERC to which contract size adjustment should be applied. The appropriate % adjustment should be made in accordance with the scale for contract size adjustment specified under section 6 of the RCG 2023 Guidance notes. The currency ERC rates are set at £4m (Four Million Pounds) @ 1st April 2021 (AVD) for the RCG 2023 Publication. | The cost has no provision for enabling works extra over to cost in description. This includes added maintenance, erection and dismantling for each and every extra pile cap position. Price for one pile cap only. | Each Pile cap | - | - | - | - | - | Photo 1- Contiguous piling. Photo 2-Reinforced Concrete Bored Piles and Pile Caps. | - | 10161 |  | Each | - | 3 - INDUSTRIAL | David Grace | - | 322.9078 | Option 2 | 400.3424 | 23.98% | 447.8424 | 338.4633 | 4.817% | -15.46% | 338.4633 | 4.817% | Price Book Data | Lee Jackson | VOA_GPN_GOV_UK\7236957 | 2021-08-12 | Low | - | Low | - | - | Updated indices following QA. | NA | SPONS A&B | 1.561 | (BEAMS Note 2) The ERC for this item should be added to all other rateable items on the hereditament (except land). Therefore the total of the ERC of the other Building Items and the P&M ERC (where applicable) to enable the correct contract size adjustment to be made. ERC of Building Component + ERC of P&M = Total ERC to which contract size adjustment should be applied. The appropriate % adjustment should be made in accordance with the scale for contract size adjustment specified under section 6 of the RCG 2021 Guidance notes. The currency ERC rates are set at £4m (Four Million Pounds) @ 1st April 2019 (AVD) for the RCG 2021 Publication. | Photo 1- Contiguous piling. Photo 2-Reinforced Concrete Bored Piles and Pile Caps. | - | 2 | TRUE
2719 | 3000P1 | 6993 | 3000P1 | Foundations | Pile caps | Concrete | Links 2 piles | 2700mm x 900mm x 1400mm | Cut off 600mm pile. Excavation of pit in ground with machine. Disposal onsite of inert excavated materials offsite. Cost includes for earthwork support. Provision of concrete, reinforcement and formwork. Dimensions 2700mmx900mmx1400mm. | Location Adjustment Applicable (See Guidance Notes) - ERC = UK mean of 1.00 | (BEAMS Note 2) The ERC for this item should be added to all other rateable items on the hereditament (except land). Therefore the total of the ERC of the other Building Items and the P&M ERC (where applicable) to enable the correct contract size adjustment to be made. ERC of Building Component + ERC of P&M = Total ERC to which contract size adjustment should be applied. The appropriate % adjustment should be made in accordance with the scale for contract size adjustment specified under section 6 of the RCG 2023 Guidance notes. The currency ERC rates are set at £4m (Four Million Pounds) @ 1st April 2021 (AVD) for the RCG 2023 Publication. | The cost has no provision for enabling works extra over to cost in description. This includes added maintenance, erection and dismantling for each and every extra pile cap position. Price for two or three pile caps only. | Each Pile cap | - | - | - | - | - | Photo 1- Contiguous piling. Photo 2-Reinforced Concrete Bored Piles and Pile Caps. | - | 10161 |  | Each | - | 3 - INDUSTRIAL | David Grace | - | 650.4286 | Option 2 | 806.4041 | 23.98% | 1349.0865 | 1019.5914 | 56.76% | 26.44% | 1019.5914 | 56.76% | Price Book Data | Lee Jackson | VOA_GPN_GOV_UK\7236957 | 2021-08-12 | Low | - | Low | - | - | Updated indices following QA. | NA | SPONS A&B | 1.561 | (BEAMS Note 2) The ERC for this item should be added to all other rateable items on the hereditament (except land). Therefore the total of the ERC of the other Building Items and the P&M ERC (where applicable) to enable the correct contract size adjustment to be made. ERC of Building Component + ERC of P&M = Total ERC to which contract size adjustment should be applied. The appropriate % adjustment should be made in accordance with the scale for contract size adjustment specified under section 6 of the RCG 2021 Guidance notes. The currency ERC rates are set at £4m (Four Million Pounds) @ 1st April 2019 (AVD) for the RCG 2021 Publication. | Photo 1- Contiguous piling. Photo 2-Reinforced Concrete Bored Piles and Pile Caps. | - | 2 | TRUE
2720 | 3000P2 | 6994 | 3000P2 | Foundations | Pile caps | Concrete | Links 3 piles | 2100mm x 1475mm x 1400mm | Cut off 600mm pile. Excavation of pit in ground with machine. Disposal onsite of inert excavated materials offsite. Cost includes for earthwork support. Provision of concrete, reinforcement and formwork. Dimensions 2100mmx1475mmx1400mm. | Location Adjustment Applicable (See Guidance Notes) - ERC = UK mean of 1.00 | (BEAMS Note 2) The ERC for this item should be added to all other rateable items on the hereditament (except land). Therefore the total of the ERC of the other Building Items and the P&M ERC (where applicable) to enable the correct contract size adjustment to be made. ERC of Building Component + ERC of P&M = Total ERC to which contract size adjustment should be applied. The appropriate % adjustment should be made in accordance with the scale for contract size adjustment specified under section 6 of the RCG 2023 Guidance notes. The currency ERC rates are set at £4m (Four Million Pounds) @ 1st April 2021 (AVD) for the RCG 2023 Publication. | The cost has no provision for enabling works extra over to cost in description. This includes added maintenance, erection and dismantling for each and every extra pile cap position. Price for two or three pile caps only. | Each Pile cap | - | - | - | - | - | Photo 1- Contiguous piling. Photo 2-Reinforced Concrete Bored Piles and Pile Caps. | - | 10161 |  | Each | - | 3 - INDUSTRIAL | David Grace | - | 1196.2966 | Option 2 | 1483.1734 | 23.98% | 1648.7352 | 1246.0552 | 4.159% | -15.99% | 1246.0552 | 4.159% | Price Book Data | Lee Jackson | VOA_GPN_GOV_UK\7236957 | 2021-08-12 | Low | - | Low | - | - | Updated indices following QA. | NA | SPONS A&B | 1.561 | (BEAMS Note 2) The ERC for this item should be added to all other rateable items on the hereditament (except land). Therefore the total of the ERC of the other Building Items and the P&M ERC (where applicable) to enable the correct contract size adjustment to be made. ERC of Building Component + ERC of P&M = Total ERC to which contract size adjustment should be applied. The appropriate % adjustment should be made in accordance with the scale for contract size adjustment specified under section 6 of the RCG 2021 Guidance notes. The currency ERC rates are set at £4m (Four Million Pounds) @ 1st April 2019 (AVD) for the RCG 2021 Publication. | Photo 1- Contiguous piling. Photo 2-Reinforced Concrete Bored Piles and Pile Caps. | - | 2 | TRUE
2721 | 3000P3 | 6995 | 3000P3 | Foundations | Pile caps | Concrete | Links 4 piles | 2700mm x 2700mm x 1400mm | Cut off 600mm pile. Excavation of pit in ground with machine. Disposal onsite of inert excavated materials offsite. Cost includes for earthwork support. Provision of concrete, reinforcement and formwork. Dimensions 2700mm x 2700mm x 1400mm | Location Adjustment Applicable (See Guidance Notes) - ERC = UK mean of 1.00 | (BEAMS Note 2) The ERC for this item should be added to all other rateable items on the hereditament (except land). Therefore the total of the ERC of the other Building Items and the P&M ERC (where applicable) to enable the correct contract size adjustment to be made. ERC of Building Component + ERC of P&M = Total ERC to which contract size adjustment should be applied. The appropriate % adjustment should be made in accordance with the scale for contract size adjustment specified under section 6 of the RCG 2023 Guidance notes. The currency ERC rates are set at £4m (Four Million Pounds) @ 1st April 2021 (AVD) for the RCG 2023 Publication. | The cost has no provision for enabling works extra over to cost in description. This includes added maintenance, erection and dismantling for each and every extra pile cap position. Price for three-five pile caps only. | Each Pile cap | - | - | - | - | - | Photo 1- Contiguous piling. Photo 2-Reinforced Concrete Bored Piles and Pile Caps. | - | 10161 |  | Each | - | 3 - INDUSTRIAL | David Grace | - | 1626.8403 | Option 2 | 2016.9633 | 23.98% | 3483.737 | 2632.8841 | 61.84% | 30.54% | 2632.8841 | 61.84% | Price Book Data | Lee Jackson | VOA_GPN_GOV_UK\7236957 | 2021-08-12 | Low | - | Low | - | - | Updated indices following QA. | NA | SPONS A&B | 1.561 | (BEAMS Note 2) The ERC for this item should be added to all other rateable items on the hereditament (except land). Therefore the total of the ERC of the other Building Items and the P&M ERC (where applicable) to enable the correct contract size adjustment to be made. ERC of Building Component + ERC of P&M = Total ERC to which contract size adjustment should be applied. The appropriate % adjustment should be made in accordance with the scale for contract size adjustment specified under section 6 of the RCG 2021 Guidance notes. The currency ERC rates are set at £4m (Four Million Pounds) @ 1st April 2019 (AVD) for the RCG 2021 Publication. | Photo 1- Contiguous piling. Photo 2-Reinforced Concrete Bored Piles and Pile Caps. | - | 2 | TRUE
2722 | 3000P4 | 6996 | 3000P4 | Foundations | Pile caps | Concrete | Links 6 piles | 3700mm x 2700mm x 1400mm | Cut off 600mm pile. Excavation of pit in ground with machine. Disposal onsite of inert excavated materials offsite. Cost includes for earthwork support. Provision of concrete, reinforcement and formwork. Dimensions 3700mm x 2700mm x 1400mm | Location Adjustment Applicable (See Guidance Notes) - ERC = UK mean of 1.00 | (BEAMS Note 2) The ERC for this item should be added to all other rateable items on the hereditament (except land). Therefore the total of the ERC of the other Building Items and the P&M ERC (where applicable) to enable the correct contract size adjustment to be made. ERC of Building Component + ERC of P&M = Total ERC to which contract size adjustment should be applied. The appropriate % adjustment should be made in accordance with the scale for contract size adjustment specified under section 6 of the RCG 2023 Guidance notes. The currency ERC rates are set at £4m (Four Million Pounds) @ 1st April 2021 (AVD) for the RCG 2023 Publication. | The cost has no provision for enabling works extra over to cost in description. This includes added maintenance, erection and dismantling for each and every extra pile cap position. Price for three-five pile caps only. | Each Pile cap | - | - | - | - | - | Photo 1- Contiguous piling. Photo 2-Reinforced Concrete Bored Piles and Pile Caps. | - | 10161 |  | Each | - | 3 - INDUSTRIAL | David Grace | - | 2152.7188 | Option 2 | 2668.9496 | 23.98% | 4718.5844 | 3566.1377 | 65.66% | 33.62% | 3566.1377 | 65.66% | Price Book Data | Lee Jackson | VOA_GPN_GOV_UK\7236957 | 2021-08-12 | Low | - | Low | - | - | Updated indices following QA. | NA | SPONS A&B | 1.561 | (BEAMS Note 2) The ERC for this item should be added to all other rateable items on the hereditament (except land). Therefore the total of the ERC of the other Building Items and the P&M ERC (where applicable) to enable the correct contract size adjustment to be made. ERC of Building Component + ERC of P&M = Total ERC to which contract size adjustment should be applied. The appropriate % adjustment should be made in accordance with the scale for contract size adjustment specified under section 6 of the RCG 2021 Guidance notes. The currency ERC rates are set at £4m (Four Million Pounds) @ 1st April 2019 (AVD) for the RCG 2021 Publication. | Photo 1- Contiguous piling. Photo 2-Reinforced Concrete Bored Piles and Pile Caps. | - | 2 | TRUE
2724 | 3000F4 | 7139 | 3000F4 | Foundations | Reinforced concrete bored piles | 300mm diam pile | 15m deep | - | Bored cast insitu reinforced concrete piles between 300 and 600mm diameter to maximum depth of 30m on a clear site with reasonable access. The installation covers the provision of the boring rig and its removal and transfer between points on site. The cost of the pile is based on a typical depth and disposal of excavated waste material. There will be a pile cap for each pile or combination of piles. The size and depth of piling is entirely dependant upon the loading being imposed and the bearing capacity of the ground upon which the structure is being built. In order to obtain the most accurate estimate of cost then details must be obtained from the actual piling records. | Location Adjustment Applicable (See Guidance Notes) - ERC = UK mean of 1.00 | (BEAMS Note 2) The ERC for this item should be added to all other rateable items on the hereditament (except land). Therefore the total of the ERC of the other Building Items and the P&M ERC (where applicable) to enable the correct contract size adjustment to be made. ERC of Building Component + ERC of P&M = Total ERC to which contract size adjustment should be applied. The appropriate % adjustment should be made in accordance with the scale for contract size adjustment specified under section 6 of the RCG 2023 Guidance notes. The currency ERC rates are set at £4m (Four Million Pounds) @ 1st April 2021 (AVD) for the RCG 2023 Publication. | Each pile or combination of piles will be constructed with a pile cap to assist transfer of loads to the pile from the foundations and the structures above. Piles a may be grouped in 2,3 4 or 6 concentrations and linked with a single pile cap. | Based on diameter and depth of piles. | - | - | - | - | - | Reinforced Concrete Bored Piles and Pile Caps. | - | 10161 |  | Each | Each | 3 - INDUSTRIAL | David Grace | - | 962.5728 | Option 2 | 1193.4017 | 23.98% | 1205 | 910.696 | -5.389% | -23.69% | 910.696 | -5.389% | ERC Over-ridden | Ryan Casey | VOA_GPN_GOV_UK\7233251 | 2021-02-17 | Low | - | High | - | Index CG2021 to CG2023, LJ/PA agreed, HIGH RED risk category | - | NA | SPONS A&B | 1.56 | (BEAMS Note 2) The ERC for this item should be added to all other rateable items on the hereditament (except land). Therefore the total of the ERC of the other Building Items and the P&M ERC (where applicable) to enable the correct contract size adjustment to be made. ERC of Building Component + ERC of P&M = Total ERC to which contract size adjustment should be applied. The appropriate % adjustment should be made in accordance with the scale for contract size adjustment specified under section 6 of the RCG 2021 Guidance notes. The currency ERC rates are set at £4m (Four Million Pounds) @ 1st April 2019 (AVD) for the RCG 2021 Publication. | Reinforced Concrete Bored Piles and Pile Caps. | - | 2 | TRUE
2723 | 3000F0 | 7215 | 3000F0 | Foundations | Reinforced concrete bored piles | 300mm diam pile | 10m deep | - | Bored cast insitu reinforced concrete piles 300mm diameter to maximum depth of 10m on a clear site with reasonable access. The installation covers the provision of the boring rig on site for one pile. The cost includes disposal of excavated waste material (Inert) on site. | Location Adjustment Applicable (See Guidance Notes) - ERC = UK mean of 1.00 | (BEAMS Note 2) The ERC for this item should be added to all other rateable items on the hereditament (except land). Therefore the total of the ERC of the other Building Items and the P&M ERC (where applicable) to enable the correct contract size adjustment to be made. ERC of Building Component + ERC of P&M = Total ERC to which contract size adjustment should be applied. The appropriate % adjustment should be made in accordance with the scale for contract size adjustment specified under section 6 of the RCG 2023 Guidance notes. The currency ERC rates are set at £4m (Four Million Pounds) @ 1st April 2021 (AVD) for the RCG 2023 Publication. | The cost has no provision for a pile cap for each pile or combination of piles. Enabling Works extra over to cost- excavation for piling mat. Making ground good with imported hard-core or similar to form piling mat. The hire of plant that includes arriving and leaving from each site, maintenance, erection and dismantling at each pile position. | Based on diameter and depth of piles. | - | - | - | - | - | Photo 1- Contiguous piling. Photo 2-Reinforced Concrete Bored Piles and Pile Caps. | - | 10161 |  | Each | Each | 3 - INDUSTRIAL | David Grace | - | 706.5531 | Option 2 | 875.9874 | 23.98% | 803 | 606.8787 | -14.11% | -30.72% | 606.8787 | -14.11% | ERC Over-ridden | Ryan Casey | VOA_GPN_GOV_UK\7233251 | 2021-02-17 | Low | - | High | - | Indexed as agreed LJ/PA. RED HIGH risk category | - | NA | SPONS A&B | 1.56 | (BEAMS Note 2) The ERC for this item should be added to all other rateable items on the hereditament (except land). Therefore the total of the ERC of the other Building Items and the P&M ERC (where applicable) to enable the correct contract size adjustment to be made. ERC of Building Component + ERC of P&M = Total ERC to which contract size adjustment should be applied. The appropriate % adjustment should be made in accordance with the scale for contract size adjustment specified under section 6 of the RCG 2021 Guidance notes. The currency ERC rates are set at £4m (Four Million Pounds) @ 1st April 2019 (AVD) for the RCG 2021 Publication. | Photo 1- Contiguous piling. Photo 2-Reinforced Concrete Bored Piles and Pile Caps. | - | 2 | TRUE
2725 | 3000F5 | 7251 | 3000F5 | Foundations | Reinforced concrete bored piles | 300mm diam pile | 20m deep | - | Bored cast insitu reinforced concrete piles between 300 and 600mm diameter to maximum depth of 30m on a clear site with reasonable access. The installation covers the provision of the boring rig and its removal and transfer between points on site. The cost of the pile is based on a typical depth and disposal of excavated waste material. There will be a pile cap for each pile or combination of piles. The size and depth of piling is entirely dependant upon the loading being imposed and the bearing capacity of the ground upon which the structure is being built. In order to obtain the most accurate estimate of cost then details must be obtained from the actual piling records. | Location Adjustment Applicable (See Guidance Notes) - ERC = UK mean of 1.00 | (BEAMS Note 2) The ERC for this item should be added to all other rateable items on the hereditament (except land). Therefore the total of the ERC of the other Building Items and the P&M ERC (where applicable) to enable the correct contract size adjustment to be made. ERC of Building Component + ERC of P&M = Total ERC to which contract size adjustment should be applied. The appropriate % adjustment should be made in accordance with the scale for contract size adjustment specified under section 6 of the RCG 2023 Guidance notes. The currency ERC rates are set at £4m (Four Million Pounds) @ 1st April 2021 (AVD) for the RCG 2023 Publication. | Each pile or combination of piles will be constructed with a pile cap to assist transfer of loads to the pile from the foundations and the structures above. Piles a may be grouped in 2,3 4 or 6 concentrations and linked with a single pile cap. | Based on diameter and depth of piles. | - | - | - | - | - | Reinforced Concrete Bored Piles and Pile Caps. | - | 10161 |  | Each | Each | 3 - INDUSTRIAL | David Grace | - | 1217.8238 | Option 2 | 1509.8629 | 23.98% | 1606 | 1213.7575 | -0.3339% | -19.61% | 1213.7575 | -0.3339% | ERC Over-ridden | Ryan Casey | VOA_GPN_GOV_UK\7233251 | 2021-02-17 | Low | - | High | - | Index CG2021 to CG2023, agreed by LJ/PA, RED HIGH risk category | - | NA | SPONS A&B | 1.56 | (BEAMS Note 2) The ERC for this item should be added to all other rateable items on the hereditament (except land). Therefore the total of the ERC of the other Building Items and the P&M ERC (where applicable) to enable the correct contract size adjustment to be made. ERC of Building Component + ERC of P&M = Total ERC to which contract size adjustment should be applied. The appropriate % adjustment should be made in accordance with the scale for contract size adjustment specified under section 6 of the RCG 2021 Guidance notes. The currency ERC rates are set at £4m (Four Million Pounds) @ 1st April 2019 (AVD) for the RCG 2021 Publication. | Reinforced Concrete Bored Piles and Pile Caps. | - | 2 | TRUE
2726 | 3000F1 | 7233 | 3000F1 | Foundations | Reinforced concrete bored piles | 450mm diam pile | 10m deep | - | Bored cast insitu reinforced concrete piles between 300 and 600mm diameter to maximum depth of 30m on a clear site with reasonable access. The installation covers the provision of the boring rig and its removal and transfer between points on site. The cost of the pile is based on a typical depth and disposal of excavated waste material. There will be a pile cap for each pile or combination of piles. The size and depth of piling is entirely dependant upon the loading being imposed and the bearing capacity of the ground upon which the structure is being built. In order to obtain the most accurate estimate of cost then details must be obtained from the actual piling records. | Location Adjustment Applicable (See Guidance Notes) - ERC = UK mean of 1.00 | (BEAMS Note 2) The ERC for this item should be added to all other rateable items on the hereditament (except land). Therefore the total of the ERC of the other Building Items and the P&M ERC (where applicable) to enable the correct contract size adjustment to be made. ERC of Building Component + ERC of P&M = Total ERC to which contract size adjustment should be applied. The appropriate % adjustment should be made in accordance with the scale for contract size adjustment specified under section 6 of the RCG 2023 Guidance notes. The currency ERC rates are set at £4m (Four Million Pounds) @ 1st April 2021 (AVD) for the RCG 2023 Publication. | Each pile or combination of piles will be constructed with a pile cap to assist transfer of loads to the pile from the foundations and the structures above. Piles a may be grouped in 2,3 4 or 6 concentrations and linked with a single pile cap. Costs stated above are per pile | - | - | - | - | - | - | Reinforced Concrete Bored Piles and Pile Caps | - | 10161 |  | Each | Each | 3 - INDUSTRIAL | David Grace | - | 898.7601 | Option 2 | 1114.2865 | 23.98% | 1205 | 910.696 | 1.328% | -18.27% | 910.696 | 1.328% | ERC Over-ridden | Ryan Casey | VOA_GPN_GOV_UK\7233251 | 2021-02-17 | Low | - | High | - | Index from CG2021 LJ/PA, RED HIGH risk category | - | NA | SPONS A&B | 1.56 | (BEAMS Note 2) The ERC for this item should be added to all other rateable items on the hereditament (except land). Therefore the total of the ERC of the other Building Items and the P&M ERC (where applicable) to enable the correct contract size adjustment to be made. ERC of Building Component + ERC of P&M = Total ERC to which contract size adjustment should be applied. The appropriate % adjustment should be made in accordance with the scale for contract size adjustment specified under section 6 of the RCG 2021 Guidance notes. The currency ERC rates are set at £4m (Four Million Pounds) @ 1st April 2019 (AVD) for the RCG 2021 Publication. | Reinforced Concrete Bored Piles and Pile Caps | - | 2 | TRUE
2727 | 3000F6 | 7175 | 3000F6 | Foundations | Reinforced concrete bored piles | 450mm diam pile | 15m deep | - | Bored cast insitu reinforced concrete piles between 300 and 600mm diameter to maximum depth of 30m on a clear site with reasonable access. The installation covers the provision of the boring rig and its removal and transfer between points on site. The cost of the pile is based on a typical depth and disposal of excavated waste material. There will be a pile cap for each pile or combination of piles. The size and depth of piling is entirely dependant upon the loading being imposed and the bearing capacity of the ground upon which the structure is being built. In order to obtain the most accurate estimate of cost then details must be obtained from the actual piling records. | Location Adjustment Applicable (See Guidance Notes) - ERC = UK mean of 1.00 | (BEAMS Note 2) The ERC for this item should be added to all other rateable items on the hereditament (except land). Therefore the total of the ERC of the other Building Items and the P&M ERC (where applicable) to enable the correct contract size adjustment to be made. ERC of Building Component + ERC of P&M = Total ERC to which contract size adjustment should be applied. The appropriate % adjustment should be made in accordance with the scale for contract size adjustment specified under section 6 of the RCG 2023 Guidance notes. The currency ERC rates are set at £4m (Four Million Pounds) @ 1st April 2021 (AVD) for the RCG 2023 Publication. | Each pile or combination of piles will be constructed with a pile cap to assist transfer of loads to the pile from the foundations and the structures above. Piles a may be grouped in 2,3 4 or 6 concentrations and linked with a single pile cap. | Based on diameter and depth of piles. | - | - | - | - | - | Reinforced Concrete Bored Piles and Pile Caps. | - | 10161 |  | Each | - | 3 - INDUSTRIAL | David Grace | - | 1250.1146 | Option 2 | 1549.8972 | 23.98% | 1806 | 1364.9103 | 9.183% | -11.94% | 1364.9103 | 9.183% | ERC Over-ridden | Ryan Casey | VOA_GPN_GOV_UK\7233251 | 2021-02-17 | Low | - | High | - | Index CG2021 to CG2023, Agreed PA/LJ, RED HIGH risk category | - | NA | SPONS A&B | 1.56 | (BEAMS Note 2) The ERC for this item should be added to all other rateable items on the hereditament (except land). Therefore the total of the ERC of the other Building Items and the P&M ERC (where applicable) to enable the correct contract size adjustment to be made. ERC of Building Component + ERC of P&M = Total ERC to which contract size adjustment should be applied. The appropriate % adjustment should be made in accordance with the scale for contract size adjustment specified under section 6 of the RCG 2021 Guidance notes. The currency ERC rates are set at £4m (Four Million Pounds) @ 1st April 2019 (AVD) for the RCG 2021 Publication. | Reinforced Concrete Bored Piles and Pile Caps. | - | 2 | TRUE
2728 | 3000F7 | 7252 | 3000F7 | Foundations | Reinforced concrete bored piles | 450mm diam pile | 20m deep | - | Bored cast insitu reinforced concrete piles between 300 and 600mm diameter to maximum depth of 30m on a clear site with reasonable access. The installation covers the provision of the boring rig and its removal and transfer between points on site. The cost of the pile is based on a typical depth and disposal of excavated waste material. There will be a pile cap for each pile or combination of piles. The size and depth of piling is entirely dependant upon the loading being imposed and the bearing capacity of the ground upon which the structure is being built. In order to obtain the most accurate estimate of cost then details must be obtained from the actual piling records. | Location Adjustment Applicable (See Guidance Notes) - ERC = UK mean of 1.00 | (BEAMS Note 2) The ERC for this item should be added to all other rateable items on the hereditament (except land). Therefore the total of the ERC of the other Building Items and the P&M ERC (where applicable) to enable the correct contract size adjustment to be made. ERC of Building Component + ERC of P&M = Total ERC to which contract size adjustment should be applied. The appropriate % adjustment should be made in accordance with the scale for contract size adjustment specified under section 6 of the RCG 2023 Guidance notes. The currency ERC rates are set at £4m (Four Million Pounds) @ 1st April 2021 (AVD) for the RCG 2023 Publication. | Each pile or combination of piles will be constructed with a pile cap to assist transfer of loads to the pile from the foundations and the structures above. Piles a may be grouped in 2,3 4 or 6 concentrations and linked with a single pile cap. | Based on diameter and depth of piles. | - | - | - | - | - | Reinforced Concrete Bored Piles and Pile Caps. | - | 10161 |  | - | Each | 3 - INDUSTRIAL | David Grace | - | 1601.469 | Option 2 | 1985.5079 | 23.98% | 2408 | 1819.8804 | 13.64% | -8.342% | 1819.8804 | 13.64% | ERC Over-ridden | Ryan Casey | VOA_GPN_GOV_UK\7233251 | 2021-02-17 | Low | - | High | - | Index CG21 to CG23, PA/LJ agreed, RED HIGH risk category | - | NA | SPONS A&B | 1.56 | (BEAMS Note 2) The ERC for this item should be added to all other rateable items on the hereditament (except land). Therefore the total of the ERC of the other Building Items and the P&M ERC (where applicable) to enable the correct contract size adjustment to be made. ERC of Building Component + ERC of P&M = Total ERC to which contract size adjustment should be applied. The appropriate % adjustment should be made in accordance with the scale for contract size adjustment specified under section 6 of the RCG 2021 Guidance notes. The currency ERC rates are set at £4m (Four Million Pounds) @ 1st April 2019 (AVD) for the RCG 2021 Publication. | Reinforced Concrete Bored Piles and Pile Caps. | - | 2 | TRUE
2729 | 3000F2 | 7234 | 3000F2 | Foundations | Reinforced concrete bored piles | 600mm diam pile | 10m deep | - | Bored cast insitu reinforced concrete piles between 300 and 600mm diameter to maximum depth of 30m on a clear site with reasonable access. The installation covers the provision of the boring rig and its removal and transfer between points on site. The cost of the pile is based on a typical depth and disposal of excavated waste material. There will be a pile cap for each pile or combination of piles. The size and depth of piling is entirely dependant upon the loading being imposed and the bearing capacity of the ground upon which the structure is being built. In order to obtain the most accurate estimate of cost then details must be obtained from the actual piling records. | Location Adjustment Applicable (See Guidance Notes) - ERC = UK mean of 1.00 | (BEAMS Note 2) The ERC for this item should be added to all other rateable items on the hereditament (except land). Therefore the total of the ERC of the other Building Items and the P&M ERC (where applicable) to enable the correct contract size adjustment to be made. ERC of Building Component + ERC of P&M = Total ERC to which contract size adjustment should be applied. The appropriate % adjustment should be made in accordance with the scale for contract size adjustment specified under section 6 of the RCG 2023 Guidance notes. The currency ERC rates are set at £4m (Four Million Pounds) @ 1st April 2021 (AVD) for the RCG 2023 Publication. | Each pile or combination of piles will be constructed with a pile cap to assist transfer of loads to the pile from the foundations and the structures above. Piles a may be grouped in 2,3 4 or 6 concentrations and linked with a single pile cap. Costs stated above are per pile | - | - | - | - | - | - | Reinforced Concrete Bored Piles and Pile Caps | - | 10161 |  | - | Each | 3 - INDUSTRIAL | David Grace | - | 1463.0799 | Option 2 | 1813.9325 | 23.98% | 1924 | 1454.0905 | -0.6144% | -19.84% | 1454.0905 | -0.6144% | ERC Over-ridden | Ryan Casey | VOA_GPN_GOV_UK\7233251 | 2021-02-17 | Low | - | High | - | Index CG2021 to CG2023 PA/LJ agreed, HIGH RED risk category | - | NA | SPONS A&B | 1.56 | (BEAMS Note 2) The ERC for this item should be added to all other rateable items on the hereditament (except land). Therefore the total of the ERC of the other Building Items and the P&M ERC (where applicable) to enable the correct contract size adjustment to be made. ERC of Building Component + ERC of P&M = Total ERC to which contract size adjustment should be applied. The appropriate % adjustment should be made in accordance with the scale for contract size adjustment specified under section 6 of the RCG 2021 Guidance notes. The currency ERC rates are set at £4m (Four Million Pounds) @ 1st April 2019 (AVD) for the RCG 2021 Publication. | Reinforced Concrete Bored Piles and Pile Caps | - | 2 | TRUE
2730 | 3000F8 | 7253 | 3000F8 | Foundations | Reinforced concrete bored piles | 600mm diam pile | 15m deep | - | Bored cast insitu reinforced concrete piles between 300 and 600mm diameter to maximum depth of 30m on a clear site with reasonable access. The installation covers the provision of the boring rig and its removal and transfer between points on site. The cost of the pile is based on a typical depth and disposal of excavated waste material. There will be a pile cap for each pile or combination of piles. The size and depth of piling is entirely dependant upon the loading being imposed and the bearing capacity of the ground upon which the structure is being built. In order to obtain the most accurate estimate of cost then details must be obtained from the actual piling records. | Location Adjustment Applicable (See Guidance Notes) - ERC = UK mean of 1.00 | (BEAMS Note 2) The ERC for this item should be added to all other rateable items on the hereditament (except land). Therefore the total of the ERC of the other Building Items and the P&M ERC (where applicable) to enable the correct contract size adjustment to be made. ERC of Building Component + ERC of P&M = Total ERC to which contract size adjustment should be applied. The appropriate % adjustment should be made in accordance with the scale for contract size adjustment specified under section 6 of the RCG 2023 Guidance notes. The currency ERC rates are set at £4m (Four Million Pounds) @ 1st April 2021 (AVD) for the RCG 2023 Publication. | Each pile or combination of piles will be constructed with a pile cap to assist transfer of loads to the pile from the foundations and the structures above. Piles a may be grouped in 2,3 4 or 6 concentrations and linked with a single pile cap. Costs stated above are per pile | - | - | - | - | - | - | Reinforced Concrete Bored Piles and Pile Caps | - | 10161 |  | Each | Each | 3 - INDUSTRIAL | David Grace | - | 2096.5943 | Option 2 | 2599.3663 | 23.98% | 2886 | 2181.1358 | 4.032% | -16.09% | 2181.1358 | 4.032% | ERC Over-ridden | Ryan Casey | VOA_GPN_GOV_UK\7233251 | 2021-02-17 | Low | - | High | - | Index CG21 to CG23, LJ/PA agreed, RED HIGH risk category | - | NA | SPONS A&B | 1.56 | (BEAMS Note 2) The ERC for this item should be added to all other rateable items on the hereditament (except land). Therefore the total of the ERC of the other Building Items and the P&M ERC (where applicable) to enable the correct contract size adjustment to be made. ERC of Building Component + ERC of P&M = Total ERC to which contract size adjustment should be applied. The appropriate % adjustment should be made in accordance with the scale for contract size adjustment specified under section 6 of the RCG 2021 Guidance notes. The currency ERC rates are set at £4m (Four Million Pounds) @ 1st April 2019 (AVD) for the RCG 2021 Publication. | Reinforced Concrete Bored Piles and Pile Caps | - | 2 | TRUE
2731 | 3000F9 | 6984 | 3000F9 | Foundations | Reinforced concrete bored piles | 600mm diam pile | 20m deep | - | Bored cast insitu reinforced concrete piles between 300 and 600mm diameter to maximum depth of 30m on a clear site with reasonable access. The installation covers the provision of the boring rig and its removal and transfer between points on site. The cost of the pile is based on a typical depth and disposal of excavated waste material. There will be a pile cap for each pile or combination of piles. The size and depth of piling is entirely dependant upon the loading being imposed and the bearing capacity of the ground upon which the structure is being built. In order to obtain the most accurate estimate of cost then details must be obtained from the actual piling records. | Location Adjustment Applicable (See Guidance Notes) - ERC = UK mean of 1.00 | (BEAMS Note 2) The ERC for this item should be added to all other rateable items on the hereditament (except land). Therefore the total of the ERC of the other Building Items and the P&M ERC (where applicable) to enable the correct contract size adjustment to be made. ERC of Building Component + ERC of P&M = Total ERC to which contract size adjustment should be applied. The appropriate % adjustment should be made in accordance with the scale for contract size adjustment specified under section 6 of the RCG 2023 Guidance notes. The currency ERC rates are set at £4m (Four Million Pounds) @ 1st April 2021 (AVD) for the RCG 2023 Publication. | Each pile or combination of piles will be constructed with a pile cap to assist transfer of loads to the pile from the foundations and the structures above. Piles a may be grouped in 2,3 4 or 6 concentrations and linked with a single pile cap. Costs stated above are per pile | - | - | - | - | - | - | Reinforced Concrete Bored Piles and Pile Caps | - | 10161 |  | Each | Each | 3 - INDUSTRIAL | David Grace | - | 2730.1087 | Option 2 | 3384.8 | 23.98% | 3849 | 2908.9368 | 6.55% | -14.06% | 2908.9368 | 6.55% | ERC Over-ridden | Ryan Casey | VOA_GPN_GOV_UK\7233251 | 2021-02-17 | Low | - | High | - | Index from CG21 to CG23, LJ/PA agreed, RED HIGH risk category | - | NA | SPONS A&B | 1.56 | (BEAMS Note 2) The ERC for this item should be added to all other rateable items on the hereditament (except land). Therefore the total of the ERC of the other Building Items and the P&M ERC (where applicable) to enable the correct contract size adjustment to be made. ERC of Building Component + ERC of P&M = Total ERC to which contract size adjustment should be applied. The appropriate % adjustment should be made in accordance with the scale for contract size adjustment specified under section 6 of the RCG 2021 Guidance notes. The currency ERC rates are set at £4m (Four Million Pounds) @ 1st April 2019 (AVD) for the RCG 2021 Publication. | Reinforced Concrete Bored Piles and Pile Caps | - | 2 | TRUE
2732 | 3000PA | 6997 | 3000PA | Foundations | Steel sheet piling | Driven steel sheets | Rate is per m² of sheets | Depth x length | Frodingham steel sheet piling, Grade 43A. Pitched and driven. Provision of all plant including bringing to and removing from site, maintenance, erection and dismantling, assuming one rig. Example based on 1500m2 of piling. Finished height of piles 5.00mts above ground and driven 3.00mts below ground backfilled with hardcore. Piles burnt off to level finish. | Location Adjustment Applicable (See Guidance Notes) - ERC = UK mean of 1.00 | (BEAMS Note 2) The ERC for this item should be added to all other rateable items on the hereditament (except land). Therefore the total of the ERC of the other Building Items and the P&M ERC (where applicable) to enable the correct contract size adjustment to be made. ERC of Building Component + ERC of P&M = Total ERC to which contract size adjustment should be applied. The appropriate % adjustment should be made in accordance with the scale for contract size adjustment specified under section 6 of the RCG 2023 Guidance notes. The currency ERC rates are set at £4m (Four Million Pounds) @ 1st April 2021 (AVD) for the RCG 2023 Publication. | - | Based on width and depth of sheet piles | - | - | - | - | - | - | - | 10161 |  | M2 | - | NA | NA | NA | 192.4083 | Option 2 | 238.5486 | 23.98% | 209.8551 | 158.601 | -17.57% | -33.51% | 158.601 | -17.57% | Indexed | NA | VOA_GPN_GOV_UK\7246041 | 2019-08-30 | Low | - | High | Risk taken from previous CG | - | - | NA | SPONS A&B | NA | (BEAMS Note 2) The ERC for this item should be added to all other rateable items on the hereditament (except land). Therefore the total of the ERC of the other Building Items and the P&M ERC (where applicable) to enable the correct contract size adjustment to be made. ERC of Building Component + ERC of P&M = Total ERC to which contract size adjustment should be applied. The appropriate % adjustment should be made in accordance with the scale for contract size adjustment specified under section 6 of the RCG 2021 Guidance notes. The currency ERC rates are set at £4m (Four Million Pounds) @ 1st April 2019 (AVD) for the RCG 2021 Publication. | - | - | 2 | TRUE
2678 | 30000A | 8302 | 30000A | Foundations | Strip concrete | Composite rate ; Excavate trench ; plain concrete strip/trench fill foundation | Based on trench 1.0m long x 0.6m wide x 1.275m deep | Cavity wall ; includes wall up to dpc | Composite rate includes excavation; disposal of arisings, earthwork support; working space; compacting excavations; 600dp plain insitu trenchfill concrete; 450dp blockwork with cavity fill lean mix & 225dp brickwork to dpc | Location Adjustment Applicable (See Guidance Notes) - ERC = UK mean of 1.00 | (BEAMS Note 2) The ERC for this item should be added to all other rateable items on the hereditament (except land). Therefore the total of the ERC of the other Building Items and the P&M ERC (where applicable) to enable the correct contract size adjustment to be made. ERC of Building Component + ERC of P&M = Total ERC to which contract size adjustment should be applied. The appropriate % adjustment should be made in accordance with the scale for contract size adjustment specified under section 6 of the RCG 2023 Guidance notes. The currency ERC rates are set at £4m (Four Million Pounds) @ 1st April 2021 (AVD) for the RCG 2023 Publication. | - | Foundation measurement = length in m x specification & calculated rate above | - | - | - | Brickwork or Blockwork cavity wall built off top of damp proof course | - | No photos | - | 10158 |  | m | Per Linear Metre | 3 - INDUSTRIAL | David Grace | - | 92.356 | Option 2 | 114.5033 | 23.98% | 179.7071 | 135.8162 | 47.06% | 18.61% | 135.8162 | 47.06% | Price Book Data | Ryan Casey | VOA_GPN_GOV_UK\7233251 | 2021-08-12 | Low | - | Low | - | Based on rates / measure, GREEN LOW risk category | Updated indices following QA. 11/03/21 - Minor tweaks to descriptions for grouping / readability. Build up was missing forming cavity so I added. | NA | SPONS A&B | 1.561 | (BEAMS Note 2) The ERC for this item should be added to all other rateable items on the hereditament (except land). Therefore the total of the ERC of the other Building Items and the P&M ERC (where applicable) to enable the correct contract size adjustment to be made. ERC of Building Component + ERC of P&M = Total ERC to which contract size adjustment should be applied. The appropriate % adjustment should be made in accordance with the scale for contract size adjustment specified under section 6 of the RCG 2021 Guidance notes. The currency ERC rates are set at £4m (Four Million Pounds) @ 1st April 2019 (AVD) for the RCG 2021 Publication. | No photos | - | 2 | TRUE
2674 | 30000F | 3889 | 30000F | Foundations | Strip concrete | Composite rate ; Excavate trench ; plain concrete strip/trench fill foundation | Excavation on trench 1.0m long x 0.45m wide x 1.0m deep | Half brick wall ; includes wall up to dpc | Composite rate includes excavation on trench 1.0 m long x 0.45 m wide x 1.0m deep; disposal of arisings, earthwork support; working space; compacting excavations; 300dp plain insitu trenchfill concrete. 925dp half brick wall to dpc. | Location Adjustment Applicable (See Guidance Notes) - ERC = UK mean of 1.00 | (BEAMS Note 2) The ERC for this item should be added to all other rateable items on the hereditament (except land). Therefore the total of the ERC of the other Building Items and the P&M ERC (where applicable) to enable the correct contract size adjustment to be made. ERC of Building Component + ERC of P&M = Total ERC to which contract size adjustment should be applied. The appropriate % adjustment should be made in accordance with the scale for contract size adjustment specified under section 6 of the RCG 2023 Guidance notes. The currency ERC rates are set at £4m (Four Million Pounds) @ 1st April 2021 (AVD) for the RCG 2023 Publication. | Rates do not include for additional hidden foundation of structure of base below ground level. For bases with allowance for below ground level volume see Machine bases | Foundation measurement = length in m x calculated rate above | - | - | - | - | - | No photos | - | 10158 |  | m | Linear Metre | 3 - INDUSTRIAL | David Grace | - | 53.1047 | Option 2 | 65.8394 | 23.98% | 102.1762 | 77.2211 | 45.41% | 17.29% | 77.2211 | 45.41% | Price Book Data | Ryan Casey | VOA_GPN_GOV_UK\7233251 | 2021-08-12 | Low | - | Low | - | Measure / rates, Page numbers added by LJ, GREEN LOW risk category | Updated indices following QA. 11/03/21 - Minor tweaks to descriptions for grouping / readability | NA | SPONS A&B | 1.561 | (BEAMS Note 2) The ERC for this item should be added to all other rateable items on the hereditament (except land). Therefore the total of the ERC of the other Building Items and the P&M ERC (where applicable) to enable the correct contract size adjustment to be made. ERC of Building Component + ERC of P&M = Total ERC to which contract size adjustment should be applied. The appropriate % adjustment should be made in accordance with the scale for contract size adjustment specified under section 6 of the RCG 2021 Guidance notes. The currency ERC rates are set at £4m (Four Million Pounds) @ 1st April 2019 (AVD) for the RCG 2021 Publication. | No photos | - | 2 | TRUE
2675 | 30000G | 3968 | 30000G | Foundations | Strip concrete | Composite rate ; Excavate trench ; plain concrete strip/trench fill foundation | Excavation on trench 1.0m long x 0.60m wide x 1.0m deep | One brick wall ; includes wall up to dpc | Composite rate includes excavation on trench 1.0 m long x 0.60 m wide x 1.0m deep; disposal of arisings, earthwork support; working space; compacting excavations; 300dp plain insitu trenchfill concrete. 925dp One brick wall to dpc. | Location Adjustment Applicable (See Guidance Notes) - ERC = UK mean of 1.00 | (BEAMS Note 2) The ERC for this item should be added to all other rateable items on the hereditament (except land). Therefore the total of the ERC of the other Building Items and the P&M ERC (where applicable) to enable the correct contract size adjustment to be made. ERC of Building Component + ERC of P&M = Total ERC to which contract size adjustment should be applied. The appropriate % adjustment should be made in accordance with the scale for contract size adjustment specified under section 6 of the RCG 2023 Guidance notes. The currency ERC rates are set at £4m (Four Million Pounds) @ 1st April 2021 (AVD) for the RCG 2023 Publication. | Rates do not include for additional hidden foundation of structure of base below ground level. For bases with allowance for below ground level volume see Machine bases | Foundation measurement = length in m x calculated rate above | - | - | - | - | - | No photos | - | 10158 |  | m | Linear Metre | 3 - INDUSTRIAL | David Grace | - | 84.6596 | Option 2 | 104.9614 | 23.98% | 155.6639 | 117.6452 | 38.96% | 12.08% | 117.6452 | 38.96% | Price Book Data | Ryan Casey | VOA_GPN_GOV_UK\7233251 | 2021-08-12 | Low | - | Low | - | Measure / rates, Page numbers added by LJ, GREEN LOW risk category | Updated indices following QA. 11/03/21 - Minor tweaks to descriptions for grouping / readability | NA | SPONS A&B | 1.561 | (BEAMS Note 2) The ERC for this item should be added to all other rateable items on the hereditament (except land). Therefore the total of the ERC of the other Building Items and the P&M ERC (where applicable) to enable the correct contract size adjustment to be made. ERC of Building Component + ERC of P&M = Total ERC to which contract size adjustment should be applied. The appropriate % adjustment should be made in accordance with the scale for contract size adjustment specified under section 6 of the RCG 2021 Guidance notes. The currency ERC rates are set at £4m (Four Million Pounds) @ 1st April 2019 (AVD) for the RCG 2021 Publication. | No photos | - | 2 | TRUE
2676 | 30000H | 3969 | 30000H | Foundations | Strip concrete | Composite rate ; Excavate trench ; plain concrete strip/trench fill foundation | Excavation on trench 1.0m long x 0.60m wide x 1.0m deep | One brick wall ; includes wall up to dpc | Composite rate includes excavation on trench 1.0 m long x 0.60 m wide x 1.0m deep; disposal of arisings, earthwork support; working space; compacting excavations; 300dp plain insitu trenchfill concrete. 925dp One brick wall to dpc. | Location Adjustment Applicable (See Guidance Notes) - ERC = UK mean of 1.00 | (BEAMS Note 2) The ERC for this item should be added to all other rateable items on the hereditament (except land). Therefore the total of the ERC of the other Building Items and the P&M ERC (where applicable) to enable the correct contract size adjustment to be made. ERC of Building Component + ERC of P&M = Total ERC to which contract size adjustment should be applied. The appropriate % adjustment should be made in accordance with the scale for contract size adjustment specified under section 6 of the RCG 2023 Guidance notes. The currency ERC rates are set at £4m (Four Million Pounds) @ 1st April 2021 (AVD) for the RCG 2023 Publication. | Rates do not include for additional hidden foundation of structure of base below ground level. For bases with allowance for below ground level volume see Machine bases | Foundation measurement = length in m x calculated rate above | - | - | - | - | - | No photos | - | 10158 |  | m | Linear Metre | 3 - INDUSTRIAL | David Grace | - | 107.7486 | Option 2 | 133.5872 | 23.98% | 155.6639 | 117.6452 | 9.185% | -11.93% | 117.6452 | 9.185% | Price Book Data | Ryan Casey | VOA_GPN_GOV_UK\7233251 | 2021-08-12 | Low | - | Low | - | Measure / rates, Page numbers added by LJ, GREEN LOW risk category | Updated indices following QA. 11/03/21 - Minor tweaks to descriptions for grouping / readability | NA | SPONS A&B | 1.561 | (BEAMS Note 2) The ERC for this item should be added to all other rateable items on the hereditament (except land). Therefore the total of the ERC of the other Building Items and the P&M ERC (where applicable) to enable the correct contract size adjustment to be made. ERC of Building Component + ERC of P&M = Total ERC to which contract size adjustment should be applied. The appropriate % adjustment should be made in accordance with the scale for contract size adjustment specified under section 6 of the RCG 2021 Guidance notes. The currency ERC rates are set at £4m (Four Million Pounds) @ 1st April 2019 (AVD) for the RCG 2021 Publication. | No photos | - | 2 | TRUE
2677 | 30000K | 3644 | 30000K | Foundations | Strip concrete | Composite rate ; Excavate trench ; plain concrete strip/trench fill foundation | Excavation on trench 1.0m long x 0.60m wide x 1.0m deep | Cavity wall ; includes wall up to dpc | Composite rate includes excavation; disposal of arisings, earthwork support; working space; compacting excavations; 600dp plain insitu trenchfill concrete; 925dp cavity brickwork to dpc with cavity fill lean mix | Location Adjustment Applicable (See Guidance Notes) - ERC = UK mean of 1.00 | (BEAMS Note 1) The ERC for this item should be added to the total of the ERC of the other P&M items on the site and the Buildings ERC (where applicable) to enable the correct contract size adjustment to be made. ERC of P&M Items + ERC of Building Component’s = Total ERC (net figure rateable items only) to which contract size adjustment should be applied The 2023 Generic Contractors Test Spreadsheet has this facility built into the programme - it is recommended you undertake all contractors test valuations using this spreadsheet. (Details on the application of contract size adjustments can be found in the RCG 2023 Guidance notes). Where RV is calculated using the comparative method (rental method) the contract size adjustment should be made as follows: Select - SCAT code box ""P and M as an addition” within the 2023 Generic Contractors Test Spreadsheet facility. Or Where the spreadsheet is not used take the: Reciprocal of statutory de-capitalisation rate (i.e. 5% reciprocal = 20) multiply by rateable value of the buildings (before any overall end allowances are made and after making a notional deduction for the land value) and add to the ERC of P&M. Use resultant figure to calculate contract size adjustment. (Guidance Notes - Section 6) | Rates do not include for additional hidden foundation of structure of base below ground level. For bases with allowance for below ground level volume see Machine bases | Measure total length | - | - | - | Brickwork or Blockwork built off top of damp proof course | - | No Photos | - | 10158 |  | m | Per Linear Metre | 3 - INDUSTRIAL | David Grace | - | 92.356 | Option 2 | 114.5033 | 23.98% | 177.9985 | 134.5249 | 45.66% | 17.49% | 134.5249 | 45.66% | Price Book Data | Ryan Casey | VOA_GPN_GOV_UK\7233251 | 2021-08-12 | Low | - | Low | - | Measure/rate, GREEN LOW risk category | Updated indices following QA. | NA | SPONS A&B | 1.561 | (BEAMS Note 1) The ERC for this item should be added to the total of the ERC of the other P&M items on the site and the Buildings ERC (where applicable) to enable the correct contract size adjustment to be made. ERC of P&M Items + ERC of Building Component’s = Total ERC (net figure rateable items only) to which contract size adjustment should be applied The 2021 Generic Contractors Test Spreadsheet has this facility built into the programme - it is recommended you undertake all contractors test valuations using this spreadsheet. (Details on the application of contract size adjustments can be found in the RCG 2021 Guidance notes). Where RV is calculated using the comparative method (rental method) the contract size adjustment should be made as follows: Select - SCAT code box "P and M as an addition” within the 2021 Generic Contractors Test Spreadsheet facility. Or Where the spreadsheet is not used take the: Reciprocal of statutory de-capitalisation rate (i.e. 5% reciprocal = 20) multiply by rateable value of the buildings (before any overall end allowances are made and after making a notional deduction for the land value) and add to the ERC of P&M. Use resultant figure to calculate contract size adjustment. (Guidance Notes - Section 6) | No Photos | - | 1 | TRUE
2673 | 30001G | 6981 | 30001G | Foundations | Strip concrete | Composite rate ; Excavate trench ; plain concrete strip/trench fill foundation | Excavation on trench 10m long x 50m wide x 1.0m deep | Mass foundations or bases ; > 500m³ | Rate includes excavation on trench 10 m long x 50 m wide x 1.0m deep; disposal of arisings, earthwork support; working space; compacting excavations; plain insitu trenchfill concrete. | Location Adjustment Applicable (See Guidance Notes) - ERC = UK mean of 1.00 | (BEAMS Note 2) The ERC for this item should be added to all other rateable items on the hereditament (except land). Therefore the total of the ERC of the other Building Items and the P&M ERC (where applicable) to enable the correct contract size adjustment to be made. ERC of Building Component + ERC of P&M = Total ERC to which contract size adjustment should be applied. The appropriate % adjustment should be made in accordance with the scale for contract size adjustment specified under section 6 of the RCG 2023 Guidance notes. The currency ERC rates are set at £4m (Four Million Pounds) @ 1st April 2021 (AVD) for the RCG 2023 Publication. | Rates do not include for additional hidden foundation of structure of base below ground level. For bases with allowance for below ground level volume see Machine bases | Foundation measurement = Measure Volume | - | - | - | - | - | No photos | - | 10158 |  | m3 | - | 3 - INDUSTRIAL | David Grace | - | 115.445 | Option 2 | 143.1291 | 23.98% | 173.5946 | 131.1966 | 13.64% | -8.337% | 131.1966 | 13.64% | Price Book Data | Ryan Casey | VOA_GPN_GOV_UK\7233251 | 2021-08-12 | Low | - | Low | - | Based on Spons rates with measure, GREEN LOW risk category | Updated indices following QA. 11/03/21 - Minor tweaks to descriptions for grouping / readability | NA | SPONS A&B | 1.561 | (BEAMS Note 2) The ERC for this item should be added to all other rateable items on the hereditament (except land). Therefore the total of the ERC of the other Building Items and the P&M ERC (where applicable) to enable the correct contract size adjustment to be made. ERC of Building Component + ERC of P&M = Total ERC to which contract size adjustment should be applied. The appropriate % adjustment should be made in accordance with the scale for contract size adjustment specified under section 6 of the RCG 2021 Guidance notes. The currency ERC rates are set at £4m (Four Million Pounds) @ 1st April 2019 (AVD) for the RCG 2021 Publication. | No photos | - | 2 | TRUE
2733 | 305026 | 3659 | 305026 | Frames | Reinforced Concrete | Supporting structures | Upto 0.15m² cross section | - | Reinforced concrete columns and beams. The frame and supporting structure. Reinforced in-situ concrete beams. | Location Adjustment Applicable (See Guidance Notes) - ERC = UK mean of 1.00 | (BEAMS Note 2) The ERC for this item should be added to all other rateable items on the hereditament (except land). Therefore the total of the ERC of the other Building Items and the P&M ERC (where applicable) to enable the correct contract size adjustment to be made. ERC of Building Component + ERC of P&M = Total ERC to which contract size adjustment should be applied. The appropriate % adjustment should be made in accordance with the scale for contract size adjustment specified under section 6 of the RCG 2023 Guidance notes. The currency ERC rates are set at £4m (Four Million Pounds) @ 1st April 2021 (AVD) for the RCG 2023 Publication. | Size - Cross section area m2 | Cross-section, area x height or length. | - | - | - | - | - | - | - | 10450 |  | m3 | - | 3 - INDUSTRIAL | David Grace | - | 650.34 | Option 2 | 806.2942 | 23.98% | 1318.9547 | 996.8189 | 53.28% | 23.63% | 996.8189 | 53.28% | AECOM | Mohammed Imran | VOA_GPN_GOV_UK\7254880 | 2021-10-01 | Low | - | Low | Costs provided by AECOM (industry experts) | - | - | NA | SPONS A&B | 2 | (BEAMS Note 2) Standard | - | - | 2 | TRUE
2734 | 305027 | 7329 | 305027 | Frames | Reinforced Concrete | Supporting structures | Over 0.15m² cross section | - | Reinforced concrete columns and beams. The frame and supporting structure. Reinforced in-situ concrete beams. | Location Adjustment Applicable (See Guidance Notes) - ERC = UK mean of 1.00 | (BEAMS Note 2) The ERC for this item should be added to all other rateable items on the hereditament (except land). Therefore the total of the ERC of the other Building Items and the P&M ERC (where applicable) to enable the correct contract size adjustment to be made. ERC of Building Component + ERC of P&M = Total ERC to which contract size adjustment should be applied. The appropriate % adjustment should be made in accordance with the scale for contract size adjustment specified under section 6 of the RCG 2023 Guidance notes. The currency ERC rates are set at £4m (Four Million Pounds) @ 1st April 2021 (AVD) for the RCG 2023 Publication. | Size - Cross section area m2 | Cross-section, area x height or length. | - | - | - | - | - | - | - | 10450 |  | m3 | - | 3 - INDUSTRIAL | David Grace | - | 500.2615 | Option 2 | 620.2263 | 23.98% | 1165.8617 | 881.1167 | 76.13% | 42.06% | 881.1167 | 76.13% | AECOM | Mohammed Imran | VOA_GPN_GOV_UK\7254880 | 2021-10-01 | Low | - | Low | Costs provided by AECOM (industry experts) | - | - | NA | SPONS A&B | 2 | (BEAMS Note 2) Standard | - | - | 2 | TRUE
| 209P01 |  | 209P01 | Furnaces | Cremator | Single | - | - | - | Considered Not Applicable at time of Publication | (BEAMS Note 2) The ERC for this item should be added to all other rateable items on the hereditament (except land). Therefore the total of the ERC of the other Building Items and the P&M ERC (where applicable) to enable the correct contract size adjustment to be made. ERC of Building Component + ERC of P&M = Total ERC to which contract size adjustment should be applied. The appropriate % adjustment should be made in accordance with the scale for contract size adjustment specified under section 6 of the RCG 2023 Guidance notes. The currency ERC rates are set at £4m (Four Million Pounds) @ 1st April 2021 (AVD) for the RCG 2023 Publication. | - | - | - | - | - | - | - | - | - | - |  | m³ | - | NA | NA | NA | 0 | Option 2 | 0 | 0% |  | 0 | 0% | 0% | 0 | 0% | Indexed | NA |  | 2021-09-30 |  |  |  | Indexed from NI RCG2020 | - | - | NA | P&M | NA |  |  |  |  | TRUE
| 209P20 |  | 209P20 | Furnaces | Cremator | Twin | - | - | - | Considered Not Applicable at time of Publication | (BEAMS Note 2) The ERC for this item should be added to all other rateable items on the hereditament (except land). Therefore the total of the ERC of the other Building Items and the P&M ERC (where applicable) to enable the correct contract size adjustment to be made. ERC of Building Component + ERC of P&M = Total ERC to which contract size adjustment should be applied. The appropriate % adjustment should be made in accordance with the scale for contract size adjustment specified under section 6 of the RCG 2023 Guidance notes. The currency ERC rates are set at £4m (Four Million Pounds) @ 1st April 2021 (AVD) for the RCG 2023 Publication. | - | - | - | - | - | - | - | - | - | - |  | m³ | - | NA | NA | NA | 0 | Option 2 | 0 | 0% |  | 0 | 0% | 0% | 0 | 0% | Indexed | NA |  | 2021-09-30 |  |  |  | Indexed from NI RCG2020 | - | - | NA | P&M | NA |  |  |  |  | TRUE
| 209P40 |  | 209P40 | Furnaces | Cremator | Double | - | - | - | Considered Not Applicable at time of Publication | (BEAMS Note 2) The ERC for this item should be added to all other rateable items on the hereditament (except land). Therefore the total of the ERC of the other Building Items and the P&M ERC (where applicable) to enable the correct contract size adjustment to be made. ERC of Building Component + ERC of P&M = Total ERC to which contract size adjustment should be applied. The appropriate % adjustment should be made in accordance with the scale for contract size adjustment specified under section 6 of the RCG 2023 Guidance notes. The currency ERC rates are set at £4m (Four Million Pounds) @ 1st April 2021 (AVD) for the RCG 2023 Publication. | - | - | - | - | - | - | - | - | - | - |  | m³ | - | NA | NA | NA | 0 | Option 2 | 0 | 0% |  | 0 | 0% | 0% | 0 | 0% | Indexed | NA |  | 2021-09-30 |  |  |  | Indexed from NI RCG2020 | - | - | NA | P&M | NA |  |  |  |  | TRUE
2735 | 209S10 | 8211 | 209S10 | Furnaces | Annealing | Batch | 6m x 6m x 18m length | volume 648m³ | Annealing furnaces operate up to red-hot (750 degrees C) and then the product is cooled by a controlled release of heat. They can be very large and can have the hearth built on a platform bogie running on rails and moved via pulleys and cables. For smaller products the items are loaded into a fixed bed furnace using a mechanised furnace charger. For thin strip steel annealing (usually in a roll) it is undertaken in a continuous process and with the de-greasing lines these furnaces are often vertical. Annealing furnaces are not so dense in structure in respect of brickwork and refractories as they are not built to withstand or retain as much heat. The brickwork and ceramic tiles (sometimes fibre quilt) are not so expensive per m3 to purchase or install. Modern batch furnaces are built within a steel support frame but older ones were built up from the concrete floor and may not be capable of removal so Class 4(d) may apply in these circumstances | Considered Not Applicable at time of Publication | (BEAMS Note 2) The ERC for this item should be added to all other rateable items on the hereditament (except land). Therefore the total of the ERC of the other Building Items and the P&M ERC (where applicable) to enable the correct contract size adjustment to be made. ERC of Building Component + ERC of P&M = Total ERC to which contract size adjustment should be applied. The appropriate % adjustment should be made in accordance with the scale for contract size adjustment specified under section 6 of the RCG 2023 Guidance notes. The currency ERC rates are set at £4m (Four Million Pounds) @ 1st April 2021 (AVD) for the RCG 2023 Publication. | Includes refractory linings | - | Class 4 Table 3 furnaces (see Notes on Class 4(d)) | - | Foundations, pits, walkways and ducts | - | - | - | - | 20061 |  | M3 | - | NA | NA | NA | 2360.6357 | Option 2 | 2565.1122 | 8.662% | 2087.229 | 2107.9101 | -10.71% | -17.82% | 2107.9101 | -10.71% | Indexed | NA | VOA_GPN_GOV_UK\7246041 | 2019-08-30 | Low | - | Medium | Risk taken from previous CG | - | - | NA | P&M | NA | (BEAMS Note 2) The ERC for this item should be added to all other rateable items on the hereditament (except land). Therefore the total of the ERC of the other Building Items and the P&M ERC (where applicable) to enable the correct contract size adjustment to be made. ERC of Building Component + ERC of P&M = Total ERC to which contract size adjustment should be applied. The appropriate % adjustment should be made in accordance with the scale for contract size adjustment specified under section 6 of the RCG 2021 Guidance notes. The currency ERC rates are set at £4m (Four Million Pounds) @ 1st April 2019 (AVD) for the RCG 2021 Publication. | - | - | 2 | TRUE
2736 | 209S11 | 8203 | 209S11 | Furnaces | Annealing | Batch | 4.5m x 4.5m x 10m length | volume 202.5m³ | Annealing furnaces operate up to red-hot (750 degrees C) and then the product is cooled by a controlled release of heat. They can be very large and can have the hearth built on a platform bogie running on rails and moved via pulleys and cables. For smaller products the items are loaded into a fixed bed furnace using a mechanised furnace charger. For thin strip steel annealing (usually in a roll) it is undertaken in a continuous process and with the de-greasing lines these furnaces are often vertical. Annealing furnaces are not so dense in structure in respect of brickwork and refractories as they are not built to withstand or retain as much heat. The brickwork and ceramic tiles (sometimes fibre quilt) are not so expensive per m3 to purchase or install. Modern batch furnaces are built within a steel support frame but older ones were built up from the concrete floor and may not be capable of removal so Class 4(d) may apply in these circumstances | Considered Not Applicable at time of Publication | (BEAMS Note 2) The ERC for this item should be added to all other rateable items on the hereditament (except land). Therefore the total of the ERC of the other Building Items and the P&M ERC (where applicable) to enable the correct contract size adjustment to be made. ERC of Building Component + ERC of P&M = Total ERC to which contract size adjustment should be applied. The appropriate % adjustment should be made in accordance with the scale for contract size adjustment specified under section 6 of the RCG 2023 Guidance notes. The currency ERC rates are set at £4m (Four Million Pounds) @ 1st April 2021 (AVD) for the RCG 2023 Publication. | Includes refractory linings | - | Class 4 Table 3 furnaces (see Notes on Class 4(d)) | - | Foundations, pits, walkways and ducts | - | - | - | - | 20061 |  | M3 | - | NA | NA | NA | 4097.4765 | Option 2 | 4452.3968 | 8.662% | 3619.2346 | 3655.0953 | -10.8% | -17.91% | 3655.0953 | -10.8% | Indexed | NA | VOA_GPN_GOV_UK\7246041 | 2019-08-30 | Low | - | Medium | Risk taken from previous CG | - | - | NA | P&M | NA | (BEAMS Note 2) The ERC for this item should be added to all other rateable items on the hereditament (except land). Therefore the total of the ERC of the other Building Items and the P&M ERC (where applicable) to enable the correct contract size adjustment to be made. ERC of Building Component + ERC of P&M = Total ERC to which contract size adjustment should be applied. The appropriate % adjustment should be made in accordance with the scale for contract size adjustment specified under section 6 of the RCG 2021 Guidance notes. The currency ERC rates are set at £4m (Four Million Pounds) @ 1st April 2019 (AVD) for the RCG 2021 Publication. | - | - | 2 | TRUE
2737 | 209S01 | 8209 | 209S01 | Furnaces | Annealing | Bogie | 6m x 6m x 18m length | volume 648m³ | Annealing furnaces operate up to red-hot (750 degrees C) and then the product is cooled by a controlled release of heat. They can be very large and can have the hearth built on a platform bogie running on rails and moved via pulleys and cables. For smaller products the items are loaded into a fixed bed furnace using a mechanised furnace charger. For thin strip steel annealing (usually in a roll) it is undertaken in a continuous process with the de-greasing lines these furnaces are often vertical. Annealing furnaces are not so dense in structure in respect of brickwork and refractories as they are not built to withstand or retain as much heat. The brickwork and ceramic tiles (sometimes fibre quilt) are not expensive per m3 to purchase or install. Bogie furnaces are usually built up from the concrete base and thus even when under 400 m3 are unlikely to be capable of removal (Class 4(d)). The hearth however in such cases is unlikely to be rateable. Modern furnaces are built within a steel support frame. | Considered Not Applicable at time of Publication | (BEAMS Note 2) The ERC for this item should be added to all other rateable items on the hereditament (except land). Therefore the total of the ERC of the other Building Items and the P&M ERC (where applicable) to enable the correct contract size adjustment to be made. ERC of Building Component + ERC of P&M = Total ERC to which contract size adjustment should be applied. The appropriate % adjustment should be made in accordance with the scale for contract size adjustment specified under section 6 of the RCG 2023 Guidance notes. The currency ERC rates are set at £4m (Four Million Pounds) @ 1st April 2021 (AVD) for the RCG 2023 Publication. | Includes refractory linings | - | Class 4 Table 3 furnaces (see Notes on Class 4(d)) | - | Foundations, pits, walkways and ducts | - | - | - | - | 20061 |  | M3 | - | NA | NA | NA | 3363.6001 | Option 2 | 3654.9526 | 8.662% | 2971.4738 | 3000.9163 | -10.78% | -17.89% | 3000.9163 | -10.78% | Indexed | NA | VOA_GPN_GOV_UK\7246041 | 2019-08-30 | Low | - | Medium | Risk taken from previous CG | - | - | NA | P&M | NA | (BEAMS Note 2) The ERC for this item should be added to all other rateable items on the hereditament (except land). Therefore the total of the ERC of the other Building Items and the P&M ERC (where applicable) to enable the correct contract size adjustment to be made. ERC of Building Component + ERC of P&M = Total ERC to which contract size adjustment should be applied. The appropriate % adjustment should be made in accordance with the scale for contract size adjustment specified under section 6 of the RCG 2021 Guidance notes. The currency ERC rates are set at £4m (Four Million Pounds) @ 1st April 2019 (AVD) for the RCG 2021 Publication. | - | - | 2 | TRUE
2738 | 209S02 | 8210 | 209S02 | Furnaces | Annealing | Bogie | 4.5m x 4.5m x 10m length | volume 202.5m³ | Annealing furnaces operate up to red-hot (750 degrees C) and then the product is cooled by a controlled release of heat. They can be very large and can have the hearth built on a platform bogie running on rails and moved via pulleys and cables. For smaller products the items are loaded into a fixed bed furnace using a mechanised furnace charger. For thin strip steel annealing (usually in a roll) it is undertaken in a continuous process with the de-greasing lines these furnaces are often vertical. Annealing furnaces are not so dense in structure in respect of brickwork and refractories as they are not built to withstand or retain as much heat. The brickwork and ceramic tiles (sometimes fibre quilt) are not expensive per m3 to purchase or install. Bogie furnaces are usually built up from the concrete base and thus even when under 400 m3 are unlikely to be capable of removal (Class 4(d)). The hearth however in such cases is unlikely to be rateable. Modern furnaces are built within a steel support frame. | Considered Not Applicable at time of Publication | (BEAMS Note 2) The ERC for this item should be added to all other rateable items on the hereditament (except land). Therefore the total of the ERC of the other Building Items and the P&M ERC (where applicable) to enable the correct contract size adjustment to be made. ERC of Building Component + ERC of P&M = Total ERC to which contract size adjustment should be applied. The appropriate % adjustment should be made in accordance with the scale for contract size adjustment specified under section 6 of the RCG 2023 Guidance notes. The currency ERC rates are set at £4m (Four Million Pounds) @ 1st April 2021 (AVD) for the RCG 2023 Publication. | Includes refractory linings | - | Class 4 Table 3 furnaces (see Notes on Class 4(d)) | - | Foundations, pits, walkways and ducts | - | - | - | - | 20061 |  | M3 | - | NA | NA | NA | 5760.9296 | Option 2 | 6259.937 | 8.662% | 5089.5486 | 5139.9777 | -10.78% | -17.89% | 5139.9777 | -10.78% | Indexed | NA | VOA_GPN_GOV_UK\7246041 | 2019-08-30 | Low | - | Medium | Risk taken from previous CG | - | - | NA | P&M | NA | (BEAMS Note 2) The ERC for this item should be added to all other rateable items on the hereditament (except land). Therefore the total of the ERC of the other Building Items and the P&M ERC (where applicable) to enable the correct contract size adjustment to be made. ERC of Building Component + ERC of P&M = Total ERC to which contract size adjustment should be applied. The appropriate % adjustment should be made in accordance with the scale for contract size adjustment specified under section 6 of the RCG 2021 Guidance notes. The currency ERC rates are set at £4m (Four Million Pounds) @ 1st April 2019 (AVD) for the RCG 2021 Publication. | - | - | 2 | TRUE
2739 | 209S20 | 3880 | 209S20 | Furnaces | Annealing | Continuous | 3m x 4.5m x 25m length | 337.5m³ | Annealing furnaces operate up to red-hot (750oC) and then the product is cooled by a controlled release of heat. They can be very large and can have the hearth built on a platform bogie running on rails and moved via pulleys and cables. For smaller products the items are loaded into a fixed bed furnace using a mechanised furnace charger. For thin strip steel annealing (usually in a roll) it is undertaken in a continuous process and with the de-greasing lines these furnaces are often vertical. Annealing furnaces are not so dense in structure in respect of brickwork and refractories as they are not built to withstand or retain as much heat. The brickwork and ceramic tiles (sometimes fibre quilt) are not so expensive per m3 to purchase or install. Modern furnaces are built within a steel support frame but older ones were built up from the concrete floor and may not be capable of removal so Class 4(d) may apply in these circumstances. Continuous furnaces are built up on metal frames and are reasonably lightweight. | Considered Not Applicable at time of Publication | (BEAMS Note 2) The ERC for this item should be added to all other rateable items on the hereditament (except land). Therefore the total of the ERC of the other Building Items and the P&M ERC (where applicable) to enable the correct contract size adjustment to be made. ERC of Building Component + ERC of P&M = Total ERC to which contract size adjustment should be applied. The appropriate % adjustment should be made in accordance with the scale for contract size adjustment specified under section 6 of the RCG 2023 Guidance notes. The currency ERC rates are set at £4m (Four Million Pounds) @ 1st April 2021 (AVD) for the RCG 2023 Publication. | Includes refractory linings | - | Class 4 Table 3 furnaces (see Notes on Class 4(d)) | - | Foundations, pits, walkways and ducts | - | - | - | - | 20061 |  | M3 | - | NA | NA | NA | 4611.1899 | Option 2 | 5010.6077 | 8.662% | 4071.6389 | 4111.9822 | -10.83% | -17.93% | 4111.9822 | -10.83% | Indexed | NA | VOA_GPN_GOV_UK\7246041 | 2019-08-30 | Low | - | Medium | Risk taken from previous CG | - | - | NA | P&M | NA | (BEAMS Note 2) The ERC for this item should be added to all other rateable items on the hereditament (except land). Therefore the total of the ERC of the other Building Items and the P&M ERC (where applicable) to enable the correct contract size adjustment to be made. ERC of Building Component + ERC of P&M = Total ERC to which contract size adjustment should be applied. The appropriate % adjustment should be made in accordance with the scale for contract size adjustment specified under section 6 of the RCG 2021 Guidance notes. The currency ERC rates are set at £4m (Four Million Pounds) @ 1st April 2019 (AVD) for the RCG 2021 Publication. | - | - | 2 | TRUE
2740 | 209M01 | 8195 | 209M01 | Furnaces | Cabin heaters | < 400m³ | - | - | Cabin Heaters are used in the chemical and petrochemical industry to heat crude oils to gaseous forms in order that fractions may be taken off in the adjacent fractionation column (for example both diesel and petroleum are fractions). The unit, made of carbon steel, is usually rectangular and sits around 2m above the ground in a complex structural steel support frame which also provides walkway and staircase access to different levels. There is also a chimney. Temperatures may reach up to 850 degrees C (range 200 C - 850 degrees C). The fuel used is often the gaseous waste produced by the process being undertaken. The upper temperatures are reached by use of a convection box. The heating chambers are usually constructed of refractory brickwork with heat resistant ceramic lined tiles. The oil is passed through pipes that lay in the firebox. In most cases the tubes can be removed and thus are not part of the structure. Cabin Heaters are usually over 400m3 but because those under may have difficulty in fulfilling the requirements of Class 4 (d) they would be rateable. | Considered Not Applicable at time of Publication | (BEAMS Note 2) The ERC for this item should be added to all other rateable items on the hereditament (except land). Therefore the total of the ERC of the other Building Items and the P&M ERC (where applicable) to enable the correct contract size adjustment to be made. ERC of Building Component + ERC of P&M = Total ERC to which contract size adjustment should be applied. The appropriate % adjustment should be made in accordance with the scale for contract size adjustment specified under section 6 of the RCG 2023 Guidance notes. The currency ERC rates are set at £4m (Four Million Pounds) @ 1st April 2021 (AVD) for the RCG 2023 Publication. | Includes refractory linings. Add separately for i) foundations, ii) supporting steelwork, iii) chimney stack, iv) walkways and v) stairways | Rectangular heaters: measure the main unit externally but do not include the void area below the heater in the volume, note the age, note structural steel support details under and around the heater as well as stairways and walkways, note diameter and height of the chimney. Determine whether tubes can be removed (in the absence of definitive information assume they can be) | Class 4 Table 4 furnaces - stoves and ovens See Class 4(d ) | if Class 4 (d) applies - tubes | Foundations, pits, walkways, ducts, stairways and supporting steelwork | It is assumed that the item forms part of an "average size industrial, commercial or office complex". Where it would be normal to find more than one item in such a hereditament the ERC stated has been adjusted to reflect any number / quantity, discount. These figures are NOT one off figures. | - | - | - | 20063 |  | M3 | - | NA | NA | NA | 0 | Option 2 | 0 | 0% | 3290.2133 | 3322.8139 | 0% | 0% | 3322.8139 | 0% | Indexed | NA | VOA_GPN_GOV_UK\7246041 | 2019-08-30 | Low | - | Medium | Risk taken from previous CG | - | - | NA | P&M | NA | (BEAMS Note 2) The ERC for this item should be added to all other rateable items on the hereditament (except land). Therefore the total of the ERC of the other Building Items and the P&M ERC (where applicable) to enable the correct contract size adjustment to be made. ERC of Building Component + ERC of P&M = Total ERC to which contract size adjustment should be applied. The appropriate % adjustment should be made in accordance with the scale for contract size adjustment specified under section 6 of the RCG 2021 Guidance notes. The currency ERC rates are set at £4m (Four Million Pounds) @ 1st April 2019 (AVD) for the RCG 2021 Publication. | - | - | 2 | TRUE
2741 | 209M20 | 8198 | 209M20 | Furnaces | Cabin Heaters | > 400m³ | - | - | .Cabin Heaters are used in the chemical and petrochemical industry to heat crude oils to gaseous forms in order that fractions may be taken off in the adjacent fractionation column (for example both diesel and petroleum are fractions). The unit, made of carbon steel, is usually rectangular and sits around 2m above the ground in a complex structural steel support frame which also provides walkway and staircase access to different levels. There is also a chimney. Temperatures may reach up to 850oC (range 200oC - 850oC). The fuel used is often the gaseous waste produced by the process being undertaken. The upper temperatures are reached by use of a convection box. The heating chambers are usually constructed of refractory brickwork with heat resistant ceramic lined tiles. The oil is passed through pipes that lay in the firebox. In most cases the tubes can be removed and thus are not part of the structure. Cabin Heaters are usually over 400m3 but because those under may have difficulty in fulfilling the requirements of Class 4 (d) they would be rateable. | Considered Not Applicable at time of Publication | (BEAMS Note 2) The ERC for this item should be added to all other rateable items on the hereditament (except land). Therefore the total of the ERC of the other Building Items and the P&M ERC (where applicable) to enable the correct contract size adjustment to be made. ERC of Building Component + ERC of P&M = Total ERC to which contract size adjustment should be applied. The appropriate % adjustment should be made in accordance with the scale for contract size adjustment specified under section 6 of the RCG 2023 Guidance notes. The currency ERC rates are set at £4m (Four Million Pounds) @ 1st April 2021 (AVD) for the RCG 2023 Publication. | Includes refractory linings. Add separately for i) foundations, ii) supporting steelwork, iii) chimney stack, iv) walkways and v) stairways | Rectangular heaters: measure the main unit externally but do not include the void area below the heater in the volume, note the age, note structural steel support details under and around the heater as well as stairways and walkways, note diameter and height of the chimney. Determine whether tubes can be removed (in the absence of definitive information assume they can be) | Class 4 Table 4 furnaces - stoves and ovens See Class 4(d ) | if Class 4 (d) applies - tubes | Foundations, pits, walkways, ducts, stairways and supporting steelwork | It is assumed that the item forms part of an average size industrial, commercial or office complex. Where it would be normal to find more than one item in such a hereditament the ERC stated has been adjusted to reflect any number / quantity, discount. These figures are NOT one off figures. | - | - | - | 20063 |  | M3 | - | NA | NA | NA | 0 | Option 2 | 0 | 0% | 2909.7823 | 2938.6135 | 0% | 0% | 2938.6135 | 0% | Indexed | NA | VOA_GPN_GOV_UK\7246041 | 2019-08-30 | Low | - | Medium | Risk taken from previous CG | - | - | NA | P&M | NA | (BEAMS Note 2) The ERC for this item should be added to all other rateable items on the hereditament (except land). Therefore the total of the ERC of the other Building Items and the P&M ERC (where applicable) to enable the correct contract size adjustment to be made. ERC of Building Component + ERC of P&M = Total ERC to which contract size adjustment should be applied. The appropriate % adjustment should be made in accordance with the scale for contract size adjustment specified under section 6 of the RCG 2021 Guidance notes. The currency ERC rates are set at £4m (Four Million Pounds) @ 1st April 2019 (AVD) for the RCG 2021 Publication. | - | - | 2 | TRUE
| 209C01 |  | 209C01 | Furnaces | Converters | - | - | - | - | Considered Not Applicable at time of Publication | (BEAMS Note 2) The ERC for this item should be added to all other rateable items on the hereditament (except land). Therefore the total of the ERC of the other Building Items and the P&M ERC (where applicable) to enable the correct contract size adjustment to be made. ERC of Building Component + ERC of P&M = Total ERC to which contract size adjustment should be applied. The appropriate % adjustment should be made in accordance with the scale for contract size adjustment specified under section 6 of the RCG 2023 Guidance notes. The currency ERC rates are set at £4m (Four Million Pounds) @ 1st April 2021 (AVD) for the RCG 2023 Publication. | - | - | - | - | - | - | - | - | - | - |  | m³ | - | NA | NA | NA | 0 | Option 2 | 0 | 0% |  | 0 | 0% | 0% | 0 | 0% | Indexed | NA |  | 2021-09-30 |  |  |  | Indexed from NI RCG2020 | - | - | NA | P&M | NA |  |  |  |  | TRUE
| 209N01 |  | 209N01 | Furnaces | Cupolas | - | - | - | - | Considered Not Applicable at time of Publication | (BEAMS Note 2) The ERC for this item should be added to all other rateable items on the hereditament (except land). Therefore the total of the ERC of the other Building Items and the P&M ERC (where applicable) to enable the correct contract size adjustment to be made. ERC of Building Component + ERC of P&M = Total ERC to which contract size adjustment should be applied. The appropriate % adjustment should be made in accordance with the scale for contract size adjustment specified under section 6 of the RCG 2023 Guidance notes. The currency ERC rates are set at £4m (Four Million Pounds) @ 1st April 2021 (AVD) for the RCG 2023 Publication. | - | - | - | - | - | - | - | - | - | - |  | m³ | - | NA | NA | NA | 0 | Option 2 | 0 | 0% |  | 0 | 0% | 0% | 0 | 0% | Indexed | NA |  | 2021-09-30 |  |  |  | Indexed from NI RCG2020 | - | - | NA | P&M | NA |  |  |  |  | TRUE
| 209A01 |  | 209A01 | Furnaces | Electric Arc | 20 tonnes | - | - | - | Considered Not Applicable at time of Publication | (BEAMS Note 2) The ERC for this item should be added to all other rateable items on the hereditament (except land). Therefore the total of the ERC of the other Building Items and the P&M ERC (where applicable) to enable the correct contract size adjustment to be made. ERC of Building Component + ERC of P&M = Total ERC to which contract size adjustment should be applied. The appropriate % adjustment should be made in accordance with the scale for contract size adjustment specified under section 6 of the RCG 2023 Guidance notes. The currency ERC rates are set at £4m (Four Million Pounds) @ 1st April 2021 (AVD) for the RCG 2023 Publication. | - | - | - | - | - | - | - | - | - | - |  | m³ | - | NA | NA | NA | 0 | Option 2 | 0 | 0% |  | 0 | 0% | 0% | 0 | 0% | Indexed | NA |  | 2021-09-30 |  |  |  | Indexed from NI RCG2020 | - | - | NA | P&M | NA |  |  |  |  | TRUE
| 209A02 |  | 209A02 | Furnaces | Electric Arc | 50 tonnes | - | - | - | Considered Not Applicable at time of Publication | (BEAMS Note 2) The ERC for this item should be added to all other rateable items on the hereditament (except land). Therefore the total of the ERC of the other Building Items and the P&M ERC (where applicable) to enable the correct contract size adjustment to be made. ERC of Building Component + ERC of P&M = Total ERC to which contract size adjustment should be applied. The appropriate % adjustment should be made in accordance with the scale for contract size adjustment specified under section 6 of the RCG 2023 Guidance notes. The currency ERC rates are set at £4m (Four Million Pounds) @ 1st April 2021 (AVD) for the RCG 2023 Publication. | - | - | - | - | - | - | - | - | - | - |  | m³ | - | NA | NA | NA | 0 | Option 2 | 0 | 0% |  | 0 | 0% | 0% | 0 | 0% | Indexed | NA |  | 2021-09-30 |  |  |  | Indexed from NI RCG2020 | - | - | NA | P&M | NA |  |  |  |  | TRUE
| 209A03 |  | 209A03 | Furnaces | Electric Arc | 100 tonnes | - | - | - | Considered Not Applicable at time of Publication | (BEAMS Note 2) The ERC for this item should be added to all other rateable items on the hereditament (except land). Therefore the total of the ERC of the other Building Items and the P&M ERC (where applicable) to enable the correct contract size adjustment to be made. ERC of Building Component + ERC of P&M = Total ERC to which contract size adjustment should be applied. The appropriate % adjustment should be made in accordance with the scale for contract size adjustment specified under section 6 of the RCG 2023 Guidance notes. The currency ERC rates are set at £4m (Four Million Pounds) @ 1st April 2021 (AVD) for the RCG 2023 Publication. | - | - | - | - | - | - | - | - | - | - |  | m³ | - | NA | NA | NA | 0 | Option 2 | 0 | 0% |  | 0 | 0% | 0% | 0 | 0% | Indexed | NA |  | 2021-09-30 |  |  |  | Indexed from NI RCG2020 | - | - | NA | P&M | NA |  |  |  |  | TRUE
| 209A04 |  | 209A04 | Furnaces | Electric Arc | 150 tonnes | - | - | - | Considered Not Applicable at time of Publication | (BEAMS Note 2) The ERC for this item should be added to all other rateable items on the hereditament (except land). Therefore the total of the ERC of the other Building Items and the P&M ERC (where applicable) to enable the correct contract size adjustment to be made. ERC of Building Component + ERC of P&M = Total ERC to which contract size adjustment should be applied. The appropriate % adjustment should be made in accordance with the scale for contract size adjustment specified under section 6 of the RCG 2023 Guidance notes. The currency ERC rates are set at £4m (Four Million Pounds) @ 1st April 2021 (AVD) for the RCG 2023 Publication. | - | - | - | - | - | - | - | - | - | - |  | m³ | - | NA | NA | NA | 0 | Option 2 | 0 | 0% |  | 0 | 0% | 0% | 0 | 0% | Indexed | NA |  | 2021-09-30 |  |  |  | Indexed from NI RCG2020 | - | - | NA | P&M | NA |  |  |  |  | TRUE
2742 | 209K02 | 8876 | 209K02 | Furnaces | Dryer (brick) | Continuous Dryer | Continuous Dryer - 1325m3 | - | Drying units or driers and found at all \brickworks and work in concert with the kilns mentioned above there are drying units which are needed to condition the green bricks before firing. Frequently found adjacent to the kilns in order that they can make use of the waste heat therefrom. The most common construction found is concrete blocks off a reinforced concrete foundation incorporating a rail track on which cars conveying the unfired bricks to the kilns are load. Normally a concrete slab or insulated steel sheeting ceiling. | Considered Not Applicable at time of Publication | (BEAMS Note 2) The ERC for this item should be added to all other rateable items on the hereditament (except land). Therefore the total of the ERC of the other Building Items and the P&M ERC (where applicable) to enable the correct contract size adjustment to be made. ERC of Building Component + ERC of P&M = Total ERC to which contract size adjustment should be applied. The appropriate % adjustment should be made in accordance with the scale for contract size adjustment specified under section 6 of the RCG 2023 Guidance notes. The currency ERC rates are set at £4m (Four Million Pounds) @ 1st April 2021 (AVD) for the RCG 2023 Publication. | Cost includes flues and ducting, rail track set in the floor of the dryer and foundations. Ducting to the drier is included based on the kiln and drier being in relatively close proximity. Where they are separated by large distances then additional ducting may be included but this is a disability and should be compensated for by allowances. The net effect may be neutral | External volume of the dryer. Construction details. | Drier are a named item in Class 4 of the Valuation for Rating (Plant and Machinery) Regulations 1994 are rateable if they pass the building or structure tests. The rateable parts are considered to be: steel frame, Foundations, Rail tracks, ducting. Any other rateable plant | - | Other Class 4 items of plant for consideration as being rateable will include:- Rail tracks and transfer ways for kiln cars Weighbridge pits | - | - | - | - | 20070 |  | M3 | - | NA | NA | NA | #N/A | Option 2 | ERROR | 0% | 1922.7184 | 1941.7694 | 0% | 0% | 1941.7694 | 0% | Indexed | NA | VOA_GPN_GOV_UK\7246041 | 2019-08-30 | Low | - | Medium | Risk taken from previous CG | - | - | NA | P&M | NA | (BEAMS Note 2) The ERC for this item should be added to all other rateable items on the hereditament (except land). Therefore the total of the ERC of the other Building Items and the P&M ERC (where applicable) to enable the correct contract size adjustment to be made. ERC of Building Component + ERC of P&M = Total ERC to which contract size adjustment should be applied. The appropriate % adjustment should be made in accordance with the scale for contract size adjustment specified under section 6 of the RCG 2021 Guidance notes. The currency ERC rates are set at £4m (Four Million Pounds) @ 1st April 2019 (AVD) for the RCG 2021 Publication. | - | - | 2 | TRUE
2743 | 209H01 | 8176 | 209H01 | Furnaces | Heat treatment | Batch | 250m³ | - | Heat Treatment Batch Furnaces use heat to change the molecular composition of the metal. This treatment softens the metal and then chilling (by quenching) hardens it again, this is controlled and adjusted depending on the desired end product. Temperatures can range between extremes of 420 and 1800 degrees C. The furnace is lined with heavy refractory bricks to allow consistent heat retention and the hot air is re-circulated. The use of these refractories is important for once fired they glaze over to form a single unit. The hearth is solid and if the furnace were moved the refractory lining would crack and require replacement, also any brickwork is usually built up from a solid concrete base and thus the furnace cannot be moved from one site and re-erected in its original state on another (Class 4D) consequently most sizes will be rateable. This type of furnace may have been erected on top of a steel plate that sits on a concrete foundation. If this is so the likelihood is that the furnace can be moved and thus if under 400m3 would not be rateable. | Considered Not Applicable at time of Publication | (BEAMS Note 2) The ERC for this item should be added to all other rateable items on the hereditament (except land). Therefore the total of the ERC of the other Building Items and the P&M ERC (where applicable) to enable the correct contract size adjustment to be made. ERC of Building Component + ERC of P&M = Total ERC to which contract size adjustment should be applied. The appropriate % adjustment should be made in accordance with the scale for contract size adjustment specified under section 6 of the RCG 2023 Guidance notes. The currency ERC rates are set at £4m (Four Million Pounds) @ 1st April 2021 (AVD) for the RCG 2023 Publication. | Includes refractory linings | i) Whether it has a metal plate underlie) cubic capacity; iii) its function i.e. heat - treatment; iv) type; v) age; vi) type of refractory lining :e.g. brick, ceramic, quilt | Class 4 Table 4 furnace See Class 4(d ) | if Class 4 (d) applies | Foundations, pits, walkways, ducts, | It is assumed that the item forms part of an average size industrial, commercial or office complex. Where it would be normal to find more than one item in such a hereditament the ERC stated has been adjusted to reflect any number / quantity, discount. These figures are NOT one off figures. | - | - | - | 20067 |  | M3 | - | NA | NA | NA | 0 | Option 2 | 0 | 0% | 3619.2346 | 3655.0953 | 0% | 0% | 3655.0953 | 0% | Indexed | NA | VOA_GPN_GOV_UK\7246041 | 2019-08-30 | Low | - | Medium | Risk taken from previous CG | - | - | NA | P&M | NA | (BEAMS Note 2) The ERC for this item should be added to all other rateable items on the hereditament (except land). Therefore the total of the ERC of the other Building Items and the P&M ERC (where applicable) to enable the correct contract size adjustment to be made. ERC of Building Component + ERC of P&M = Total ERC to which contract size adjustment should be applied. The appropriate % adjustment should be made in accordance with the scale for contract size adjustment specified under section 6 of the RCG 2021 Guidance notes. The currency ERC rates are set at £4m (Four Million Pounds) @ 1st April 2019 (AVD) for the RCG 2021 Publication. | - | - | 2 | TRUE
2744 | 209H02 | 8187 | 209H02 | Furnaces | Heat Treatment | Batch | 450m³ | - | .Heat Treatment Batch Furnaces use heat to change the molecular composition of the metal. This treatment softens the metal and then chilling (by quenching) hardens it again, this is controlled and adjusted depending on the desired end product. Temperatures can range between extremes of 420 and 1800oC. The furnace is lined with heavy refractory bricks to allow consistent heat retention and the hot air is re-circulated. The use of these refractories is important for once fired they glaze over to form a single unit. The hearth is solid and if the furnace were moved the refractory lining would crack and require replacement, also any brickwork is usually built up from a solid concrete base and thus the furnace cannot be moved from one site and re-erected in its original state on another (Class 4D) consequently most sizes will be rateable. This type of furnace may have been erected on top of a steel plate that sits on a concrete foundation. If this is so the likelihood is that the furnace can be moved and thus if under 400m3 would not be rateable. | Considered Not Applicable at time of Publication | (BEAMS Note 2) The ERC for this item should be added to all other rateable items on the hereditament (except land). Therefore the total of the ERC of the other Building Items and the P&M ERC (where applicable) to enable the correct contract size adjustment to be made. ERC of Building Component + ERC of P&M = Total ERC to which contract size adjustment should be applied. The appropriate % adjustment should be made in accordance with the scale for contract size adjustment specified under section 6 of the RCG 2023 Guidance notes. The currency ERC rates are set at £4m (Four Million Pounds) @ 1st April 2021 (AVD) for the RCG 2023 Publication. | Includes refractory linings | i) Whether it has a metal plate underlie) cubic capacity; iii) its function i.e. heat - treatment; iv) type; v) age; vi) type of refractory lining :e.g. brick, ceramic, quilt | Class 4 Table 4 furnace See Class 4(d ) | if Class 4 (d) applies | Foundations, pits, walkways, ducts, | It is assumed that the item forms part of an average size industrial, commercial or office complex. Where it would be normal to find more than one item in such a hereditament the ERC stated has been adjusted to reflect any number / quantity, discount. These figures are NOT one off figures. | - | - | - | 20067 |  | M3 | - | NA | NA | NA | 0 | Option 2 | 0 | 0% | 2745.2717 | 2772.4728 | 0% | 0% | 2772.4728 | 0% | Indexed | NA | VOA_GPN_GOV_UK\7246041 | 2019-08-30 | Low | - | Medium | Risk taken from previous CG | - | - | NA | P&M | NA | (BEAMS Note 2) The ERC for this item should be added to all other rateable items on the hereditament (except land). Therefore the total of the ERC of the other Building Items and the P&M ERC (where applicable) to enable the correct contract size adjustment to be made. ERC of Building Component + ERC of P&M = Total ERC to which contract size adjustment should be applied. The appropriate % adjustment should be made in accordance with the scale for contract size adjustment specified under section 6 of the RCG 2021 Guidance notes. The currency ERC rates are set at £4m (Four Million Pounds) @ 1st April 2019 (AVD) for the RCG 2021 Publication. | - | - | 2 | TRUE
2745 | 209H03 | 8188 | 209H03 | Furnaces | Heat Treatment | Batch | 600m³ | - | Heat Treatment Batch Furnaces use heat to change the molecular composition of the metal. This treatment softens the metal and then chilling (by quenching) hardens it again, this is controlled and adjusted depending on the desired end product. Temperatures can range between extremes of 420 and 1800oC. The furnace is lined with heavy refractory bricks to allow consistent heat retention and the hot air is re-circulated. The use of these refractories is important for once fired they glaze over to form a single unit. The hearth is solid and if the furnace were moved the refractory lining would crack and require replacement, also any brickwork is usually built up from a solid concrete base and thus the furnace cannot be moved from one site and re-erected in its original state on another (Class 4D) consequently most sizes will be rateable. This type of furnace may have been erected on top of a steel plate that sits on a concrete foundation. If this is so the likelihood is that the furnace can be moved and thus if under 400m3 would not be rateable. | Considered Not Applicable at time of Publication | (BEAMS Note 2) The ERC for this item should be added to all other rateable items on the hereditament (except land). Therefore the total of the ERC of the other Building Items and the P&M ERC (where applicable) to enable the correct contract size adjustment to be made. ERC of Building Component + ERC of P&M = Total ERC to which contract size adjustment should be applied. The appropriate % adjustment should be made in accordance with the scale for contract size adjustment specified under section 6 of the RCG 2023 Guidance notes. The currency ERC rates are set at £4m (Four Million Pounds) @ 1st April 2021 (AVD) for the RCG 2023 Publication. | Includes refractory linings | i) Whether it has a metal plate underlie) cubic capacity; iii) its function i.e. heat - treatment; iv) type; v) age; vi) type of refractory lining :e.g. brick, ceramic, quilt | Class 4 Table 4 furnace See Class 4(d ) | if Class 4 (d) applies | Foundations, pits, walkways, ducts, | It is assumed that the item forms part of an average size industrial, commercial or office complex. Where it would be normal to find more than one item in such a hereditament the ERC stated has been adjusted to reflect any number / quantity, discount. These figures are NOT one off figures. | - | - | - | 20067 |  | M3 | - | NA | NA | NA | 0 | Option 2 | 0 | 0% | 2087.229 | 2107.9101 | 0% | 0% | 2107.9101 | 0% | Indexed | NA | VOA_GPN_GOV_UK\7246041 | 2019-08-30 | Low | - | Medium | Risk taken from previous CG | - | - | NA | P&M | NA | (BEAMS Note 2) The ERC for this item should be added to all other rateable items on the hereditament (except land). Therefore the total of the ERC of the other Building Items and the P&M ERC (where applicable) to enable the correct contract size adjustment to be made. ERC of Building Component + ERC of P&M = Total ERC to which contract size adjustment should be applied. The appropriate % adjustment should be made in accordance with the scale for contract size adjustment specified under section 6 of the RCG 2021 Guidance notes. The currency ERC rates are set at £4m (Four Million Pounds) @ 1st April 2019 (AVD) for the RCG 2021 Publication. | - | - | 2 | TRUE
2746 | 209H20 | 8189 | 209H20 | Furnaces | Heat Treatment | Continuous | 350m³ | - | Heat Treatment Continuous Furnaces use heat to change the molecular composition of the metal. This treatment softens the metal and then it is cooled which hardens it again, this is controlled and adjusted depending on the desired end product. For the heating, temperatures can range between extremes of 420 and 1800 degrees C. The hot air is re-circulated within the furnace and the lining allows for consistent heat retention. The unit is usually long and has a pre heat zone, a controlled zone and a cooling zone. There is a continuous moving bed and the insulation is either refractory tiles or quilt. The unit often sits on a support frame (which is not part of the furnace). Although the zones may be capable of being individually replaced or moved around because much of the refractory lining once fired to glaze over forms a single unit if the furnace were moved the lining would crack and require replacement, so although the furnace can be readily moved it is unusual for this to be undertaken in its original state, therefore Class 4 (d) applies. | Considered Not Applicable at time of Publication | (BEAMS Note 2) The ERC for this item should be added to all other rateable items on the hereditament (except land). Therefore the total of the ERC of the other Building Items and the P&M ERC (where applicable) to enable the correct contract size adjustment to be made. ERC of Building Component + ERC of P&M = Total ERC to which contract size adjustment should be applied. The appropriate % adjustment should be made in accordance with the scale for contract size adjustment specified under section 6 of the RCG 2023 Guidance notes. The currency ERC rates are set at £4m (Four Million Pounds) @ 1st April 2021 (AVD) for the RCG 2023 Publication. | Includes refractory linings | i) The cubic content of the furnace (excluding any steel support frame underneath), ii) the type of furnace and if possible the operating temperature. Iii) Age | Class 4 Table 4 furnace | if Class 4 (d) applies | Support steelwork, foundations | - | - | - | - | 20068 |  | M3 | - | NA | NA | NA | 0 | Option 2 | 0 | 0% | 4071.6389 | 4111.9822 | 0% | 0% | 4111.9822 | 0% | Indexed | NA | VOA_GPN_GOV_UK\7246041 | 2019-08-30 | Low | - | Medium | Risk taken from previous CG | - | - | NA | P&M | NA | (BEAMS Note 2) The ERC for this item should be added to all other rateable items on the hereditament (except land). Therefore the total of the ERC of the other Building Items and the P&M ERC (where applicable) to enable the correct contract size adjustment to be made. ERC of Building Component + ERC of P&M = Total ERC to which contract size adjustment should be applied. The appropriate % adjustment should be made in accordance with the scale for contract size adjustment specified under section 6 of the RCG 2021 Guidance notes. The currency ERC rates are set at £4m (Four Million Pounds) @ 1st April 2019 (AVD) for the RCG 2021 Publication. | - | - | 2 | TRUE
2747 | 209H21 | 8190 | 209H21 | Furnaces | Heat Treatment | Continuous | 500m³ | - | Heat Treatment Continuous Furnaces use heat to change the molecular composition of the metal. This treatment softens the metal and then it is cooled which hardens it again, this is controlled and adjusted depending on the desired end product. For the heating, temperatures can range between extremes of 420 and 1800 degrees C. The hot air is re-circulated within the furnace and the lining allows for consistent heat retention. The unit is usually long and has a pre heat zone, a controlled zone and a cooling zone. There is a continuous moving bed and the insulation is either refractory tiles or quilt. The unit often sits on a support frame (which is not part of the furnace). Although the zones may be capable of being individually replaced or moved around because much of the refractory lining once fired to glaze over forms a single unit if the furnace were moved the lining would crack and require replacement, so although the furnace can be readily moved it is unusual for this to be undertaken in its original state, therefore Class 4 (d) applies. | Considered Not Applicable at time of Publication | (BEAMS Note 2) The ERC for this item should be added to all other rateable items on the hereditament (except land). Therefore the total of the ERC of the other Building Items and the P&M ERC (where applicable) to enable the correct contract size adjustment to be made. ERC of Building Component + ERC of P&M = Total ERC to which contract size adjustment should be applied. The appropriate % adjustment should be made in accordance with the scale for contract size adjustment specified under section 6 of the RCG 2023 Guidance notes. The currency ERC rates are set at £4m (Four Million Pounds) @ 1st April 2021 (AVD) for the RCG 2023 Publication. | Includes refractory linings | i) The cubic content of the furnace (excluding any steel support frame underneath), ii) the type of furnace and if possible the operating temperature. Iii) Age | Class 4 Table 4 furnace | if Class 4 (d) applies | Support steelwork, foundations | - | - | - | - | 20068 |  | M3 | - | NA | NA | NA | 0 | Option 2 | 0 | 0% | 3187.3941 | 3218.976 | 0% | 0% | 3218.976 | 0% | Indexed | NA | VOA_GPN_GOV_UK\7246041 | 2019-08-30 | Low | - | Medium | Risk taken from previous CG | - | - | NA | P&M | NA | (BEAMS Note 2) The ERC for this item should be added to all other rateable items on the hereditament (except land). Therefore the total of the ERC of the other Building Items and the P&M ERC (where applicable) to enable the correct contract size adjustment to be made. ERC of Building Component + ERC of P&M = Total ERC to which contract size adjustment should be applied. The appropriate % adjustment should be made in accordance with the scale for contract size adjustment specified under section 6 of the RCG 2021 Guidance notes. The currency ERC rates are set at £4m (Four Million Pounds) @ 1st April 2019 (AVD) for the RCG 2021 Publication. | - | - | 2 | TRUE
2748 | 209V01 | 5097 | 209V01 | Furnaces | Hot stoves | - | - | - | Hot Stoves look like a huge cigar case with a domed top and have a refractory lining. The stoves provide the hot blast air to Furnaces. The hot blast air is produced by passing cold blast air through the preheated ‘stoves’ and these heat the air to above 1000 degrees C. Essentially, the stove is a vertical cylindrical steel shell lined with firebrick with the interior separated into two chambers: a combustion chamber, in which gases from the blast furnace and from other fuel sources such as the coking plant are burned, and a regenerative chamber filled with a checker work of refractory brick heated by the burned gas. The stove itself is heated by burning gas and combustion air within the chamber and the heat is then absorbed into the brickwork. This mode is called on-gas. When sufficient heat has been absorbed, the stove is put on-blast mode. At this point no combustion takes place but cold blast air is forced through the stove and absorbs the heat to become hot blast. This is then mixed with cold blast to bring it to the right temperature, and is then forced under pressure into the blast furnace (which causes the temperature to rise further). It is forced through pipes known as tyres and these are situated near its base. It is quite common to have three or four stoves, so that at any time one stove is on-blast while the others are on-gas or boxed. A boxed stove has been heated up to temperature and sealed, so that it is ready to go on-blast. If one stove is down for repair, it is possible to run on just two stoves instead | Considered Not Applicable at time of Publication | (BEAMS Note 2) The ERC for this item should be added to all other rateable items on the hereditament (except land). Therefore the total of the ERC of the other Building Items and the P&M ERC (where applicable) to enable the correct contract size adjustment to be made. ERC of Building Component + ERC of P&M = Total ERC to which contract size adjustment should be applied. The appropriate % adjustment should be made in accordance with the scale for contract size adjustment specified under section 6 of the RCG 2023 Guidance notes. The currency ERC rates are set at £4m (Four Million Pounds) @ 1st April 2021 (AVD) for the RCG 2023 Publication. | Includes refractory lining | Cubic capacity, age | Class 4 Table 4 furnaces - stoves and ovens See Class 4(d) | - | Supporting steelwork | - | - | - | - | 20069 |  | M3 | - | NA | NA | NA | 0 | Option 2 | 0 | 0% | 1107.3624 | 1118.3345 | 0% | 0% | 1118.3345 | 0% | Indexed | NA | VOA_GPN_GOV_UK\7246041 | 2019-08-30 | Low | - | Medium | Risk taken from previous CG | - | - | NA | P&M | NA | (BEAMS Note 2) The ERC for this item should be added to all other rateable items on the hereditament (except land). Therefore the total of the ERC of the other Building Items and the P&M ERC (where applicable) to enable the correct contract size adjustment to be made. ERC of Building Component + ERC of P&M = Total ERC to which contract size adjustment should be applied. The appropriate % adjustment should be made in accordance with the scale for contract size adjustment specified under section 6 of the RCG 2021 Guidance notes. The currency ERC rates are set at £4m (Four Million Pounds) @ 1st April 2019 (AVD) for the RCG 2021 Publication. | - | - | 2 | TRUE
2749 | 209K01 | 8194 | 209K01 | Furnaces | Kilns (brick) | Tunnel Kiln | Tunnel Kiln - 1575m3 | - | Tunnel kilns In a tunnel kiln or continuous kiln. The dried un-fired bricks are passed through the kiln for firing in a continuous cycle on a kiln car set on tracks. The kiln takes the form of a long brick or metal tunnel on a reinforced foundation, incorporating a rail track on which the cars conveying the ware are propelled through the tunnel. The cars first pass through a pre-heating area, then through a firing zone, and are gradually cooled before emerging at the far end. Loaded cars awaiting entry to the kilns are run onto tracks parallel to it and are conveyed to the entry point on transfer plates. The same system being employed at the exit from the kiln where the bricks are left to await unstacking. Kilns are fuelled by either gas, oil, or electricity. In some cases within the firing zone bricks are exposed to an open flame; whereas in others the flame is muffled by a special heat conducting wall. Kilns are thus referred to as open flame or muffled flame. Operating temperatures depend on the bricks being produced but a typical a modern Lingl type kiln can reach temperatures of 1060 degrees C. The whole essence of a brickworks turns on the continued efficiency of the kilns and efforts are always being made to keep the proportion of badly fired product down to a minimum. Therefore care is usually taken to keep the kiln at peak efficiency at all times by periodic renewal and repair. Properly maintained, the life of a kiln is considerable and therefore the short life argument should be resisted. | Considered Not Applicable at time of Publication | (BEAMS Note 2) The ERC for this item should be added to all other rateable items on the hereditament (except land). Therefore the total of the ERC of the other Building Items and the P&M ERC (where applicable) to enable the correct contract size adjustment to be made. ERC of Building Component + ERC of P&M = Total ERC to which contract size adjustment should be applied. The appropriate % adjustment should be made in accordance with the scale for contract size adjustment specified under section 6 of the RCG 2023 Guidance notes. The currency ERC rates are set at £4m (Four Million Pounds) @ 1st April 2021 (AVD) for the RCG 2023 Publication. | Cost includes flues and ducting, refractory linings, rail track set in the floor of the kiln / dryer and foundations. Ducting to the kiln is included based on the kiln being in relatively close proximity to the drier. Where they are separated by large distances then additional ducting may be included but this is a disability and should be compensated for by allowances. The net effect may be neutral | External volume of the kiln. Construction details. | Kilns, being a named item in Class 4 of the Valuation for Rating (Plant and Machinery) Regulations 1994 are rateable if they pass the building or structure tests. The rateable parts are considered to be: the walls and ceilings of the kiln with steel frame. Foundations Refractory lining Rail tracks (if any) Chimneys and flue (if any) Other rateable plant | - | Other Class 4 items of plant for consideration as being rateable will include:- Rail tracks and transfer ways for kiln cars Weighbridge pits | - | - | - | - | 20070 |  | M3 | - | NA | NA | NA | 0 | Option 2 | 0 | 0% | 2313.4312 | 2336.3535 | 0% | 0% | 2336.3535 | 0% | Indexed | NA | VOA_GPN_GOV_UK\7246041 | 2019-08-30 | Low | - | Medium | Risk taken from previous CG | - | - | NA | P&M | NA | (BEAMS Note 2) The ERC for this item should be added to all other rateable items on the hereditament (except land). Therefore the total of the ERC of the other Building Items and the P&M ERC (where applicable) to enable the correct contract size adjustment to be made. ERC of Building Component + ERC of P&M = Total ERC to which contract size adjustment should be applied. The appropriate % adjustment should be made in accordance with the scale for contract size adjustment specified under section 6 of the RCG 2021 Guidance notes. The currency ERC rates are set at £4m (Four Million Pounds) @ 1st April 2019 (AVD) for the RCG 2021 Publication. | - | - | 2 | TRUE
2750 | 209T01 | 8215 | 209T01 | Furnaces | Pre - heat | Batch | 250m³ | - | The process of pre-heating is to enable the whole item to be raised from cold up to white hot (up to 1350 degrees C) more quickly than in other type of furnace so that when it is introduced to a soaking pit it does not cause a major temperature drop. Billets (say 50cm x 50cm x 2m) are normally produced in this process The hot air is re-circulated within the furnace and it is lined with heavy refractory bricks to allow consistent heat retention. It is important to note that refractories, once fired, glaze over to form a single unit so that if the furnace was moved the lining would be compromised and require replacement. The brickwork is usually built up from a solid concrete base so it cannot be moved from one site and re erected in its original state on another (Class 4(d)). Consequently most sizes will be rateable. This type of furnace may have been erected on top of a steel plate that sits on a concrete foundation. If this is so the likelihood is that the furnace can be moved so if it is 400m3 or less then it would not be rateable | Considered Not Applicable at time of Publication | (BEAMS Note 2) The ERC for this item should be added to all other rateable items on the hereditament (except land). Therefore the total of the ERC of the other Building Items and the P&M ERC (where applicable) to enable the correct contract size adjustment to be made. ERC of Building Component + ERC of P&M = Total ERC to which contract size adjustment should be applied. The appropriate % adjustment should be made in accordance with the scale for contract size adjustment specified under section 6 of the RCG 2023 Guidance notes. The currency ERC rates are set at £4m (Four Million Pounds) @ 1st April 2021 (AVD) for the RCG 2023 Publication. | - | Whether it has a metal plate under; the volume; its function i.e. pre-heat; type and age; type of refractory lining :- brick, ceramic, quilt | Class 4 Table 4 furnace See Class 4(d ) | if Class 4 (d) applies | Foundations, pits, walkways, ducts, | It is assumed that the item forms part of an average size industrial, commercial or office complex. Where it would be normal to find more than one item in such a hereditament the ERC stated has been adjusted to reflect any number / quantity, discount. These figures are NOT one off figures. | - | - | - | 20071 |  | M3 | one | NA | NA | NA | 0 | Option 2 | 0 | 0% | 5552.2349 | 5607.2484 | 0% | 0% | 5607.2484 | 0% | Indexed | NA | VOA_GPN_GOV_UK\7246041 | 2019-08-30 | Low | - | Medium | Risk taken from previous CG | - | - | NA | P&M | NA | (BEAMS Note 2) The ERC for this item should be added to all other rateable items on the hereditament (except land). Therefore the total of the ERC of the other Building Items and the P&M ERC (where applicable) to enable the correct contract size adjustment to be made. ERC of Building Component + ERC of P&M = Total ERC to which contract size adjustment should be applied. The appropriate % adjustment should be made in accordance with the scale for contract size adjustment specified under section 6 of the RCG 2021 Guidance notes. The currency ERC rates are set at £4m (Four Million Pounds) @ 1st April 2019 (AVD) for the RCG 2021 Publication. | - | - | 2 | TRUE
2751 | 209T02 | 8216 | 209T02 | Furnaces | Pre - Heat | Batch | 450m³ | - | The process of pre-heating is to enable the whole item to be raised from cold up to white hot (up to 1350 degrees C) more quickly than in other type of furnace so that when it is introduced to a soaking pit it does not cause a major temperature drop. Billets (say 50cm x 50cm x 2m) are normally produced in this process The hot air is re-circulated within the furnace and it is lined with heavy refractory bricks to allow consistent heat retention. It is important to note that refractories, once fired, glaze over to form a single unit so that if the furnace was moved the lining would be compromised and require replacement. The brickwork is usually built up from a solid concrete base so it cannot be moved from one site and re erected in its original state on another (Class 4(d)). Consequently most sizes will be rateable. This type of furnace may have been erected on top of a steel plate that sits on a concrete foundation. If this is so the likelihood is that the furnace can be moved so if it is 400m3 or less then it would not be rateable | Considered Not Applicable at time of Publication | (BEAMS Note 2) The ERC for this item should be added to all other rateable items on the hereditament (except land). Therefore the total of the ERC of the other Building Items and the P&M ERC (where applicable) to enable the correct contract size adjustment to be made. ERC of Building Component + ERC of P&M = Total ERC to which contract size adjustment should be applied. The appropriate % adjustment should be made in accordance with the scale for contract size adjustment specified under section 6 of the RCG 2023 Guidance notes. The currency ERC rates are set at £4m (Four Million Pounds) @ 1st April 2021 (AVD) for the RCG 2023 Publication. | - | Whether it has a metal plate under; the volume; its function i.e. pre-heat; type and age; type of refractory lining :- brick, ceramic, quilt | Class 4 Table 4 furnace See Class 4(d ) | if Class 4 (d) applies | Foundations, pits, walkways, ducts, | It is assumed that the item forms part of an average size industrial, commercial or office complex. Where it would be normal to find more than one item in such a hereditament the ERC stated has been adjusted to reflect any number / quantity, discount. These figures are NOT one off figures. | - | - | - | 20071 |  | M3 | one | NA | NA | NA | 0 | Option 2 | 0 | 0% | 4637.1443 | 4683.0908 | 0% | 0% | 4683.0908 | 0% | Indexed | NA | VOA_GPN_GOV_UK\7246041 | 2019-08-30 | Low | - | Medium | Risk taken from previous CG | - | - | NA | P&M | NA | (BEAMS Note 2) The ERC for this item should be added to all other rateable items on the hereditament (except land). Therefore the total of the ERC of the other Building Items and the P&M ERC (where applicable) to enable the correct contract size adjustment to be made. ERC of Building Component + ERC of P&M = Total ERC to which contract size adjustment should be applied. The appropriate % adjustment should be made in accordance with the scale for contract size adjustment specified under section 6 of the RCG 2021 Guidance notes. The currency ERC rates are set at £4m (Four Million Pounds) @ 1st April 2019 (AVD) for the RCG 2021 Publication. | - | - | 2 | TRUE
2752 | 209T03 | 8217 | 209T03 | Furnaces | Pre - Heat | Batch | 600m³ | - | The process of pre-heating is to enable the whole item to be raised from cold up to white hot (up to 1350 degrees C) more quickly than in other type of furnace so that when it is introduced to a soaking pit it does not cause a major temperature drop. Billets (say 50cm x 50cm x 2m) are normally produced in this process The hot air is re-circulated within the furnace and it is lined with heavy refractory bricks to allow consistent heat retention. It is important to note that refractories, once fired, glaze over to form a single unit so that if the furnace was moved the lining would be compromised and require replacement. The brickwork is usually built up from a solid concrete base so it cannot be moved from one site and re erected in its original state on another (Class 4(d)). Consequently most sizes will be rateable. This type of furnace may have been erected on top of a steel plate that sits on a concrete foundation. If this is so the likelihood is that the furnace can be moved so if it is 400m3 or less then it would not be rateable | Considered Not Applicable at time of Publication | (BEAMS Note 2) The ERC for this item should be added to all other rateable items on the hereditament (except land). Therefore the total of the ERC of the other Building Items and the P&M ERC (where applicable) to enable the correct contract size adjustment to be made. ERC of Building Component + ERC of P&M = Total ERC to which contract size adjustment should be applied. The appropriate % adjustment should be made in accordance with the scale for contract size adjustment specified under section 6 of the RCG 2023 Guidance notes. The currency ERC rates are set at £4m (Four Million Pounds) @ 1st April 2021 (AVD) for the RCG 2023 Publication. | - | Whether it has a metal plate under; the volume; its function i.e. pre-heat; type and age; type of refractory lining :- brick, ceramic, quilt | Class 4 Table 4 furnace See Class 4(d ) | if Class 4 (d) applies | Foundations, pits, walkways, ducts, | It is assumed that the item forms part of an average size industrial, commercial or office complex. Where it would be normal to find more than one item in such a hereditament the ERC stated has been adjusted to reflect any number / quantity, discount. These figures are NOT one off figures. | - | - | - | 20071 |  | M3 | one | NA | NA | NA | 0 | Option 2 | 0 | 0% | 4071.6389 | 4111.9822 | 0% | 0% | 4111.9822 | 0% | Indexed | NA | VOA_GPN_GOV_UK\7246041 | 2019-08-30 | Low | - | Medium | Risk taken from previous CG | - | - | NA | P&M | NA | (BEAMS Note 2) The ERC for this item should be added to all other rateable items on the hereditament (except land). Therefore the total of the ERC of the other Building Items and the P&M ERC (where applicable) to enable the correct contract size adjustment to be made. ERC of Building Component + ERC of P&M = Total ERC to which contract size adjustment should be applied. The appropriate % adjustment should be made in accordance with the scale for contract size adjustment specified under section 6 of the RCG 2021 Guidance notes. The currency ERC rates are set at £4m (Four Million Pounds) @ 1st April 2019 (AVD) for the RCG 2021 Publication. | - | - | 2 | TRUE
2753 | 209T50 | 8218 | 209T50 | Furnaces | Pre - Heat | Continuous | 350m³ | - | The process of pre-heating is to enable the whole item to be raised from cold up to white hot (up to 1350 degrees C) more quickly than in other type of furnace so that when it is introduced to a soaking pit it does not cause a major temperature drop. Billets (say 50cm x 50cm x 2m) are normally produced in this process The hot air is re-circulated within the furnace and it is lined with heavy refractory bricks to allow consistent heat retention. It is important to note that refractories, once fired, glaze over to form a single unit so that if the furnace was moved the lining would be compromised and require replacement. The brickwork is usually built up from a solid concrete base so it cannot be moved from one site and re erected in its original state on another (Class 4(d)). Consequently most sizes will be rateable. This type of furnace may have been erected on top of a steel plate that sits on a concrete foundation. If this is so the likelihood is that the furnace can be moved so if it is 400m3 or less then it would not be rateable | Considered Not Applicable at time of Publication | (BEAMS Note 2) The ERC for this item should be added to all other rateable items on the hereditament (except land). Therefore the total of the ERC of the other Building Items and the P&M ERC (where applicable) to enable the correct contract size adjustment to be made. ERC of Building Component + ERC of P&M = Total ERC to which contract size adjustment should be applied. The appropriate % adjustment should be made in accordance with the scale for contract size adjustment specified under section 6 of the RCG 2023 Guidance notes. The currency ERC rates are set at £4m (Four Million Pounds) @ 1st April 2021 (AVD) for the RCG 2023 Publication. | - | Whether it has a metal plate under; the volume; its function i.e. pre-heat; type and age; type of refractory lining :- brick, ceramic, quilt | Class 4 Table 4 furnace See Class 4(d ) | if Class 4 (d) applies | Foundations, pits, walkways, ducts, | It is assumed that the item forms part of an average size industrial, commercial or office complex. Where it would be normal to find more than one item in such a hereditament the ERC stated has been adjusted to reflect any number / quantity, discount. These figures are NOT one off figures. | - | - | - | 20071 |  | M3 | one | NA | NA | NA | 0 | Option 2 | 0 | 0% | 6858.0383 | 6925.9902 | 0% | 0% | 6925.9902 | 0% | Indexed | NA | VOA_GPN_GOV_UK\7246041 | 2019-08-30 | Low | - | Medium | Risk taken from previous CG | - | - | NA | P&M | NA | (BEAMS Note 2) The ERC for this item should be added to all other rateable items on the hereditament (except land). Therefore the total of the ERC of the other Building Items and the P&M ERC (where applicable) to enable the correct contract size adjustment to be made. ERC of Building Component + ERC of P&M = Total ERC to which contract size adjustment should be applied. The appropriate % adjustment should be made in accordance with the scale for contract size adjustment specified under section 6 of the RCG 2021 Guidance notes. The currency ERC rates are set at £4m (Four Million Pounds) @ 1st April 2019 (AVD) for the RCG 2021 Publication. | - | - | 2 | TRUE
2754 | 209T51 | 8219 | 209T51 | Furnaces | Pre - Heat | Continuous | 500m³ | - | The process of pre-heating is to enable the whole item to be raised from cold up to white hot (up to 1350 degrees C) more quickly than in other type of furnace so that when it is introduced to a soaking pit it does not cause a major temperature drop. Billets (say 50cm x 50cm x 2m) are normally produced in this process The hot air is re-circulated within the furnace and it is lined with heavy refractory bricks to allow consistent heat retention. It is important to note that refractories, once fired, glaze over to form a single unit so that if the furnace was moved the lining would be compromised and require replacement. The brickwork is usually built up from a solid concrete base so it cannot be moved from one site and re erected in its original state on another (Class 4(d)). Consequently most sizes will be rateable. This type of furnace may have been erected on top of a steel plate that sits on a concrete foundation. If this is so the likelihood is that the furnace can be moved so if it is 400m3 or less then it would not be rateable | Considered Not Applicable at time of Publication | (BEAMS Note 2) The ERC for this item should be added to all other rateable items on the hereditament (except land). Therefore the total of the ERC of the other Building Items and the P&M ERC (where applicable) to enable the correct contract size adjustment to be made. ERC of Building Component + ERC of P&M = Total ERC to which contract size adjustment should be applied. The appropriate % adjustment should be made in accordance with the scale for contract size adjustment specified under section 6 of the RCG 2023 Guidance notes. The currency ERC rates are set at £4m (Four Million Pounds) @ 1st April 2021 (AVD) for the RCG 2023 Publication. | - | Whether it has a metal plate under; the volume; its function i.e. pre-heat; type and age; type of refractory lining :- brick, ceramic, quilt | Class 4 Table 4 furnace See Class 4(d ) | if Class 4 (d) applies | Foundations, pits, walkways, ducts, | It is assumed that the item forms part of an average size industrial, commercial or office complex. Where it would be normal to find more than one item in such a hereditament the ERC stated has been adjusted to reflect any number / quantity, discount. These figures are NOT one off figures. | - | - | - | 20071 |  | M3 | one | NA | NA | NA | 0 | Option 2 | 0 | 0% | 5603.6445 | 5659.1674 | 0% | 0% | 5659.1674 | 0% | Indexed | NA | VOA_GPN_GOV_UK\7246041 | 2019-08-30 | Low | - | Medium | Risk taken from previous CG | - | - | NA | P&M | NA | (BEAMS Note 2) The ERC for this item should be added to all other rateable items on the hereditament (except land). Therefore the total of the ERC of the other Building Items and the P&M ERC (where applicable) to enable the correct contract size adjustment to be made. ERC of Building Component + ERC of P&M = Total ERC to which contract size adjustment should be applied. The appropriate % adjustment should be made in accordance with the scale for contract size adjustment specified under section 6 of the RCG 2021 Guidance notes. The currency ERC rates are set at £4m (Four Million Pounds) @ 1st April 2019 (AVD) for the RCG 2021 Publication. | - | - | 2 | TRUE
2755 | 209R01 | 8204 | 209R01 | Furnaces | Re - heat | Batch | 2m x 4.5m x 6m | 54m³ | This type of furnace heats blooms (ingots of steel) or part formed steel items that are taken in cold and heated in batches usually to a white heat (up to 1150 degrees C) so that they can be worked (e.g. by rolling, squeezing, or drawing). This process either finishes the article or creates product that is finished when cold (usually achieved by quenching in oil or water). This furnace usually has a single door that lifts upwards to allow full access to the furnace chamber. The process of re-heating is regulated to maintain the metal at a constant temperature to ensure that the product is cooked all the way through. Hot air is re-circulated within the furnace and it is lined with heavy refractory bricks to allow consistent heat retention, however, in other types ceramic tiles are used that when fired glaze over to form a solid lining but if the furnace were moved it would crack and require replacement. In older designs the brickwork is usually built up from a solid concrete base so the furnace cannot be moved from one site and re erected in its original state on another (Class 4(d)) and consequently most sizes will be rateable. In newer designs the furnace is erected on a steel plate that sits on a concrete foundation above the shop floor, these can be moved so if it is 400m3 or less it would not be rateable. | Considered Not Applicable at time of Publication | (BEAMS Note 2) The ERC for this item should be added to all other rateable items on the hereditament (except land). Therefore the total of the ERC of the other Building Items and the P&M ERC (where applicable) to enable the correct contract size adjustment to be made. ERC of Building Component + ERC of P&M = Total ERC to which contract size adjustment should be applied. The appropriate % adjustment should be made in accordance with the scale for contract size adjustment specified under section 6 of the RCG 2023 Guidance notes. The currency ERC rates are set at £4m (Four Million Pounds) @ 1st April 2021 (AVD) for the RCG 2023 Publication. | - | Whether it has a metal plate under; the volume; its function i.e. re-heat; type and age; type of refractory lining :- brick, ceramic, quilt | Class 4 Table 4 furnace See Class 4(d ) | if Class 4 (d) applies | Foundations , pits, walkways, ducts, oht. | - | - | Photo1 - reheat batch furnace | - | 20072 |  | M3 | one | NA | NA | NA | 12903.9931 | Option 3 | 14021.7271 | 8.662% | 11392.3634 | 11505.2431 | -10.84% | -17.95% | 11505.2431 | -10.84% | Indexed | NA | VOA_GPN_GOV_UK\7246041 | 2019-08-30 | Low | - | Medium | Risk taken from previous CG | - | - | NA | P&M | NA | (BEAMS Note 2) The ERC for this item should be added to all other rateable items on the hereditament (except land). Therefore the total of the ERC of the other Building Items and the P&M ERC (where applicable) to enable the correct contract size adjustment to be made. ERC of Building Component + ERC of P&M = Total ERC to which contract size adjustment should be applied. The appropriate % adjustment should be made in accordance with the scale for contract size adjustment specified under section 6 of the RCG 2021 Guidance notes. The currency ERC rates are set at £4m (Four Million Pounds) @ 1st April 2019 (AVD) for the RCG 2021 Publication. | Photo1 - reheat batch furnace | - | 2 | TRUE
2756 | 209R02 | 8205 | 209R02 | Furnaces | Re - Heat | Batch | 3m x 7m x 10m | 210m³ | This type of furnace heats blooms (ingots of steel) or part formed steel items that are taken in cold and heated in batches usually to a white heat (up to 1150 degrees C) so that they can be worked (e.g. by rolling, squeezing, or drawing). This process either finishes the article or creates product that is finished when cold (usually achieved by quenching in oil or water). This furnace usually has a single door that lifts upwards to allow full access to the furnace chamber. The process of re-heating is regulated to maintain the metal at a constant temperature to ensure that the product is cooked all the way through. Hot air is re-circulated within the furnace and it is lined with heavy refractory bricks to allow consistent heat retention, however, in other types ceramic tiles are used that when fired glaze over to form a solid lining but if the furnace were moved it would crack and require replacement. In older designs the brickwork is usually built up from a solid concrete base so the furnace cannot be moved from one site and re erected in its original state on another (Class 4(d)) and consequently most sizes will be rateable. In newer designs the furnace is erected on a steel plate that sits on a concrete foundation above the shop floor, these can be moved so if it is 400m3 or less it would not be rateable. | Considered Not Applicable at time of Publication | (BEAMS Note 2) The ERC for this item should be added to all other rateable items on the hereditament (except land). Therefore the total of the ERC of the other Building Items and the P&M ERC (where applicable) to enable the correct contract size adjustment to be made. ERC of Building Component + ERC of P&M = Total ERC to which contract size adjustment should be applied. The appropriate % adjustment should be made in accordance with the scale for contract size adjustment specified under section 6 of the RCG 2023 Guidance notes. The currency ERC rates are set at £4m (Four Million Pounds) @ 1st April 2021 (AVD) for the RCG 2023 Publication. | - | Whether it has a metal plate under; the volume; its function i.e. re-heat; type and age; type of refractory lining :- brick, ceramic, quilt | Class 4 Table 4 furnace See Class 4(d ) | if Class 4 (d) applies | Foundations , pits, walkways, ducts, oht. | - | - | Photo1 - reheat batch furnace | - | 20072 |  | M3 | one | NA | NA | NA | 6286.8744 | Option 3 | 6831.4386 | 8.662% | 5552.2349 | 5607.2484 | -10.81% | -17.92% | 5607.2484 | -10.81% | Indexed | NA | VOA_GPN_GOV_UK\7246041 | 2019-08-30 | Low | - | Medium | Risk taken from previous CG | - | - | NA | P&M | NA | (BEAMS Note 2) The ERC for this item should be added to all other rateable items on the hereditament (except land). Therefore the total of the ERC of the other Building Items and the P&M ERC (where applicable) to enable the correct contract size adjustment to be made. ERC of Building Component + ERC of P&M = Total ERC to which contract size adjustment should be applied. The appropriate % adjustment should be made in accordance with the scale for contract size adjustment specified under section 6 of the RCG 2021 Guidance notes. The currency ERC rates are set at £4m (Four Million Pounds) @ 1st April 2019 (AVD) for the RCG 2021 Publication. | Photo1 - reheat batch furnace | - | 2 | TRUE
2757 | 209R03 | 8206 | 209R03 | Furnaces | Re - Heat | Batch | 6m x 5m x 20m | 600m³ | This type of furnace heats blooms (ingots of steel) or part formed steel items that are taken in cold and heated in batches usually to a white heat (up to 1150 degrees C) so that they can be worked (e.g. by rolling, squeezing, or drawing). This process either finishes the article or creates product that is finished when cold (usually achieved by quenching in oil or water). This furnace usually has a single door that lifts upwards to allow full access to the furnace chamber. The process of re-heating is regulated to maintain the metal at a constant temperature to ensure that the product is cooked all the way through. Hot air is re-circulated within the furnace and it is lined with heavy refractory bricks to allow consistent heat retention, however, in other types ceramic tiles are used that when fired glaze over to form a solid lining but if the furnace were moved it would crack and require replacement. In older designs the brickwork is usually built up from a solid concrete base so the furnace cannot be moved from one site and re erected in its original state on another (Class 4(d)) and consequently most sizes will be rateable. In newer designs the furnace is erected on a steel plate that sits on a concrete foundation above the shop floor, these can be moved so if it is 400m3 or less it would not be rateable. | Considered Not Applicable at time of Publication | (BEAMS Note 2) The ERC for this item should be added to all other rateable items on the hereditament (except land). Therefore the total of the ERC of the other Building Items and the P&M ERC (where applicable) to enable the correct contract size adjustment to be made. ERC of Building Component + ERC of P&M = Total ERC to which contract size adjustment should be applied. The appropriate % adjustment should be made in accordance with the scale for contract size adjustment specified under section 6 of the RCG 2023 Guidance notes. The currency ERC rates are set at £4m (Four Million Pounds) @ 1st April 2021 (AVD) for the RCG 2023 Publication. | - | Whether it has a metal plate under; the volume; its function i.e. re-heat; type and age; type of refractory lining :- brick, ceramic, quilt | Class 4 Table 4 furnace See Class 4(d ) | if Class 4 (d) applies | Foundations , pits, walkways, ducts, oht. | - | - | Photo1 - reheat batch furnace | - | 20072 |  | M3 | one | NA | NA | NA | 4611.1899 | Option 2 | 5010.6077 | 8.662% | 4071.6389 | 4111.9822 | -10.83% | -17.93% | 4111.9822 | -10.83% | Indexed | NA | VOA_GPN_GOV_UK\7246041 | 2019-08-30 | Low | - | Medium | Risk taken from previous CG | - | - | NA | P&M | NA | (BEAMS Note 2) The ERC for this item should be added to all other rateable items on the hereditament (except land). Therefore the total of the ERC of the other Building Items and the P&M ERC (where applicable) to enable the correct contract size adjustment to be made. ERC of Building Component + ERC of P&M = Total ERC to which contract size adjustment should be applied. The appropriate % adjustment should be made in accordance with the scale for contract size adjustment specified under section 6 of the RCG 2021 Guidance notes. The currency ERC rates are set at £4m (Four Million Pounds) @ 1st April 2019 (AVD) for the RCG 2021 Publication. | Photo1 - reheat batch furnace | - | 2 | TRUE
2758 | 209R05 | 8207 | 209R05 | Furnaces | Re - Heat | Continuous | 3m x 4.5m x 25m | 337.5m³ | This type of furnace heats blooms (ingots of steel) or part formed steel items that are taken in cold and heated usually to a white heat (up to 1150 degrees C) so that they can be worked (e.g. by rolling, squeezing, or drawing). The furnace has a continuous conveyor like hearth which travels slowly through, usually, 2 heat zones; (a) pre heat zone and (b) the main heat zone. The products are regular shaped, numerous and not very big. The furnace may have a 2m wide base x 1.5m high but it will be long to allow maximum time in each heat zone to ensure equal heating throughout. This process either finishes the article or creates product that is finished when cold (usually achieved by quenching in oil or water). The process of re-heating is regulated to maintain the metal at a constant temperature to ensure that the product is cooked all the way through. Hot air is re-circulated within the furnace and it is lined with heavy refractory bricks to allow consistent heat retention, however, in other types ceramic tiles are used that when fired glaze over to form a solid lining but if the furnace were moved it would crack and require replacement. In older designs the brickwork is usually built up from a solid concrete base so the furnace cannot be moved from one site and re erected in its original state on another (Class 4(d)) and consequently most sizes will be rateable. Modern continuous furnaces may be built up on a steel support lattice type frame. This is a support Class 4 table 3 and does not form part of the furnace. If this is so the likelihood is that the furnace can be moved and if under 400m3 or smaller it would not be rateable. | Considered Not Applicable at time of Publication | (BEAMS Note 2) The ERC for this item should be added to all other rateable items on the hereditament (except land). Therefore the total of the ERC of the other Building Items and the P&M ERC (where applicable) to enable the correct contract size adjustment to be made. ERC of Building Component + ERC of P&M = Total ERC to which contract size adjustment should be applied. The appropriate % adjustment should be made in accordance with the scale for contract size adjustment specified under section 6 of the RCG 2023 Guidance notes. The currency ERC rates are set at £4m (Four Million Pounds) @ 1st April 2021 (AVD) for the RCG 2023 Publication. | - | Whether it has a metal plate under; the volume; its function i.e. re-heat; type and age; type of refractory lining :- brick, ceramic, quilt | Class 4 Table 4 furnace See Class 4(d ) | if Class 4 (d) applies | Foundations , pits, walkways, ducts, oht. | - | - | - | - | 20072 |  | M3 | one | NA | NA | NA | 7772.974 | Option 2 | 8446.2631 | 8.662% | 6858.0383 | 6925.9902 | -10.9% | -18% | 6925.9902 | -10.9% | Indexed | NA | VOA_GPN_GOV_UK\7246041 | 2019-08-30 | Low | - | Medium | Risk taken from previous CG | - | - | NA | P&M | NA | (BEAMS Note 2) The ERC for this item should be added to all other rateable items on the hereditament (except land). Therefore the total of the ERC of the other Building Items and the P&M ERC (where applicable) to enable the correct contract size adjustment to be made. ERC of Building Component + ERC of P&M = Total ERC to which contract size adjustment should be applied. The appropriate % adjustment should be made in accordance with the scale for contract size adjustment specified under section 6 of the RCG 2021 Guidance notes. The currency ERC rates are set at £4m (Four Million Pounds) @ 1st April 2019 (AVD) for the RCG 2021 Publication. | - | - | 2 | TRUE
2759 | 209R06 | 8208 | 209R06 | Furnaces | Re - Heat | Continuous | 4.5m x 10m x 10m | 450m³ | This type of furnace heats blooms (ingots of steel) or part formed steel items that are taken in cold and heated usually to a white heat (up to 1150oC) so that they can be worked (e.g. by rolling, squeezing, or drawing). The furnace has a continuous conveyor like hearth which travels slowly through, usually, 2 heat zones; (a) pre heat zone and (b) the main heat zone. The products are regular shaped, numerous and not very big. The furnace may have a 2m wide base x 1.5m high but it will be long to allow maximum time in each heat zone to ensure equal heating throughout. This process either finishes the article or creates product that is finished when cold (usually achieved by quenching in oil or water). The process of re-heating is regulated to maintain the metal at a constant temperature to ensure that the product is cooked all the way through. Hot air is re-circulated within the furnace and it is lined with heavy refractory bricks to allow consistent heat retention, however, in other types ceramic tiles are used that when fired glaze over to form a solid lining but if the furnace were moved it would crack and require replacement. In older designs the brickwork is usually built up from a solid concrete base so the furnace cannot be moved from one site and re erected in its original state on another (Class 4(d)) and consequently most sizes will be rateable. Modern continuous furnaces may be built up on a steel support lattice type frame. This is a support Class 4 table 3 and does not form part of the furnace. If this is so the likelihood is that the furnace can be moved and if under 400m3 or smaller it would not be rateable | Considered Not Applicable at time of Publication | (BEAMS Note 2) The ERC for this item should be added to all other rateable items on the hereditament (except land). Therefore the total of the ERC of the other Building Items and the P&M ERC (where applicable) to enable the correct contract size adjustment to be made. ERC of Building Component + ERC of P&M = Total ERC to which contract size adjustment should be applied. The appropriate % adjustment should be made in accordance with the scale for contract size adjustment specified under section 6 of the RCG 2023 Guidance notes. The currency ERC rates are set at £4m (Four Million Pounds) @ 1st April 2021 (AVD) for the RCG 2023 Publication. | - | Whether it has a metal plate under; the volume; its function i.e. re-heat; type and age; type of refractory lining :- brick, ceramic, quilt | Class 4 Table 4 furnace See Class 4(d ) | if Class 4 (d) applies | Foundations , pits, walkways, ducts, oht. | - | - | - | - | 20072 |  | M3 | one | NA | NA | NA | 6348.0307 | Option 2 | 6897.8923 | 8.662% | 5603.6445 | 5659.1674 | -10.85% | -17.96% | 5659.1674 | -10.85% | Indexed | NA | VOA_GPN_GOV_UK\7246041 | 2019-08-30 | Low | - | Medium | Risk taken from previous CG | - | - | NA | P&M | NA | (BEAMS Note 2) The ERC for this item should be added to all other rateable items on the hereditament (except land). Therefore the total of the ERC of the other Building Items and the P&M ERC (where applicable) to enable the correct contract size adjustment to be made. ERC of Building Component + ERC of P&M = Total ERC to which contract size adjustment should be applied. The appropriate % adjustment should be made in accordance with the scale for contract size adjustment specified under section 6 of the RCG 2021 Guidance notes. The currency ERC rates are set at £4m (Four Million Pounds) @ 1st April 2019 (AVD) for the RCG 2021 Publication. | - | - | 2 | TRUE
2760 | 209I05 | 8193 | 209I05 | Furnaces | Upshot Heaters | > 500m³ | - | - | Upshot Heaters are used in the chemical and petro-chemical industry to heat crude oils to gaseous forms in order that fractions (e.g. diesel petrol) may be taken off in the adjacent fractionation column. The unit includes a chimney and temperatures may reach up to 850 degrees C. The fuel used is often the gaseous waste products from the process being undertaken. The heating chambers are usually heat resistant ceramic lined. The oil is passed through pipes that are laid in the firebox. The upshot heaters are usually cylindrical and made of carbon steel. They are usually over 400m3 but those under 400m3 may be difficult to fulfil the requirements of Class 4 (d) and thus would be rateable. | Considered Not Applicable at time of Publication | (BEAMS Note 2) The ERC for this item should be added to all other rateable items on the hereditament (except land). Therefore the total of the ERC of the other Building Items and the P&M ERC (where applicable) to enable the correct contract size adjustment to be made. ERC of Building Component + ERC of P&M = Total ERC to which contract size adjustment should be applied. The appropriate % adjustment should be made in accordance with the scale for contract size adjustment specified under section 6 of the RCG 2023 Guidance notes. The currency ERC rates are set at £4m (Four Million Pounds) @ 1st April 2021 (AVD) for the RCG 2023 Publication. | Includes refractory linings, chimneystack. Add separately for foundations and supporting base steelwork. Note that because the cost information provided is in bands a ;breakpoint; volume is provided for use when interpolating the cost so that a larger volume doesn't come out at a lower figure than a slightly smaller one, so if the volume is above the breakpoint within the band you are working then you should interpolate rate between the ERC of the band you are working in and the next size up. | Rectangular heaters can also be found :- measure externally the main unit but do not include the void area below the heater. Note dia. and height of the chimney, age, Note structural steel support details under the heater | Class 4 Table 4 stoves and ovens See Class 4(d ) | if Class 4 (d) applies | Foundations, pits, walkways, ducts, oht. | It is assumed that the item forms part of an average size industrial, commercial or office complex. Where it would be normal to find more than one item in such a hereditament the ERC stated has been adjusted to reflect any number / quantity, discount. These figures are NOT one off figures. | - | Photo 1 - Cylindrical upshot heater. | - | 20073 |  | M3 | one | NA | NA | NA | 2819.3084 | Option 2 | 3063.5148 | 8.662% | 2848.0909 | 2876.3108 | 2.022% | -6.111% | 2876.3108 | 2.022% | Indexed | NA | VOA_GPN_GOV_UK\7246041 | 2019-08-30 | Low | - | Medium | Risk taken from previous CG | - | - | NA | P&M | NA | (BEAMS Note 2) The ERC for this item should be added to all other rateable items on the hereditament (except land). Therefore the total of the ERC of the other Building Items and the P&M ERC (where applicable) to enable the correct contract size adjustment to be made. ERC of Building Component + ERC of P&M = Total ERC to which contract size adjustment should be applied. The appropriate % adjustment should be made in accordance with the scale for contract size adjustment specified under section 6 of the RCG 2021 Guidance notes. The currency ERC rates are set at £4m (Four Million Pounds) @ 1st April 2019 (AVD) for the RCG 2021 Publication. | Photo 1 - Cylindrical upshot heater. | - | 2 | TRUE
2761 | 209I01 | 8191 | 209I01 | Furnaces | Upshot heaters | 300m³ - 349m³ | Break point 318m³ | - | Upshot Heaters are used in the chemical and petro-chemical industry to heat crude oils to gaseous forms in order that fractions (e.g. diesel petrol) may be taken off in the adjacent fractionation column. The unit includes a chimney and temperatures may reach up to 850 degrees C. The fuel used is often the gaseous waste products from the process being undertaken. The heating chambers are usually heat resistant ceramic lined. The oil is passed through pipes that are laid in the firebox. The upshot heaters are usually cylindrical and made of carbon steel. They are usually over 400m3 but those under 400m3 may be difficult to fulfil the requirements of Class 4 (d) and thus would be rateable. | Considered Not Applicable at time of Publication | (BEAMS Note 2) The ERC for this item should be added to all other rateable items on the hereditament (except land). Therefore the total of the ERC of the other Building Items and the P&M ERC (where applicable) to enable the correct contract size adjustment to be made. ERC of Building Component + ERC of P&M = Total ERC to which contract size adjustment should be applied. The appropriate % adjustment should be made in accordance with the scale for contract size adjustment specified under section 6 of the RCG 2023 Guidance notes. The currency ERC rates are set at £4m (Four Million Pounds) @ 1st April 2021 (AVD) for the RCG 2023 Publication. | Includes refractory linings, chimneystack. Add separately for foundations and supporting base steelwork. Note that because the cost information provided is in bands a ;breakpoint; volume is provided for use when interpolating the cost so that a larger volume doesn't come out at a lower figure than a slightly smaller one, so if the volume is above the breakpoint within the band you are working then you should interpolate rate between the ERC of the band you are working in and the next size up | Rectangular heaters can also be found :- measure externally the main unit but do not include the void area below the heater. Note dia. and height of the chimney, age, Note structural steel support details under the heater | Class 4 Table 4 stoves and ovens See Class 4(d ) | if Class 4 (d) applies | Foundations, pits, walkways, ducts, oht. | It is assumed that the item forms part of an average size industrial, commercial or office complex. Where it would be normal to find more than one item in such a hereditament the ERC stated has been adjusted to reflect any number / quantity, discount. These figures are NOT one off figures. | - | Photo 1 - Cylindrical upshot heater. | - | 20073 |  | M3 | one | NA | NA | NA | 3363.6001 | Option 2 | 3654.9526 | 8.662% | 3393.0324 | 3426.6518 | 1.875% | -6.246% | 3426.6518 | 1.875% | Indexed | NA | VOA_GPN_GOV_UK\7246041 | 2019-08-30 | Low | - | Medium | Risk taken from previous CG | - | - | NA | P&M | NA | (BEAMS Note 2) The ERC for this item should be added to all other rateable items on the hereditament (except land). Therefore the total of the ERC of the other Building Items and the P&M ERC (where applicable) to enable the correct contract size adjustment to be made. ERC of Building Component + ERC of P&M = Total ERC to which contract size adjustment should be applied. The appropriate % adjustment should be made in accordance with the scale for contract size adjustment specified under section 6 of the RCG 2021 Guidance notes. The currency ERC rates are set at £4m (Four Million Pounds) @ 1st April 2019 (AVD) for the RCG 2021 Publication. | Photo 1 - Cylindrical upshot heater. | - | 2 | TRUE
2762 | 209I02 | 8192 | 209I02 | Furnaces | Upshot Heaters | 350m³ - 399m³ | Break point 380m³ | - | Upshot Heaters are used in the chemical and petro-chemical industry to heat crude oils to gaseous forms in order that fractions (e.g. diesel petrol) may be taken off in the adjacent fractionation column. The unit includes a chimney and temperatures may reach up to 850 degrees C. The fuel used is often the gaseous waste products from the process being undertaken. The heating chambers are usually heat resistant ceramic lined. The oil is passed through pipes that are laid in the firebox. The upshot heaters are usually cylindrical and made of carbon steel. They are usually over 400m3 but those under 400m3 may be difficult to fulfil the requirements of Class 4 (d) and thus would be rateable. | Considered Not Applicable at time of Publication | (BEAMS Note 2) The ERC for this item should be added to all other rateable items on the hereditament (except land). Therefore the total of the ERC of the other Building Items and the P&M ERC (where applicable) to enable the correct contract size adjustment to be made. ERC of Building Component + ERC of P&M = Total ERC to which contract size adjustment should be applied. The appropriate % adjustment should be made in accordance with the scale for contract size adjustment specified under section 6 of the RCG 2023 Guidance notes. The currency ERC rates are set at £4m (Four Million Pounds) @ 1st April 2021 (AVD) for the RCG 2023 Publication. | Includes refractory linings, chimneystack. Add separately for foundations and supporting base steelwork. Note that because the cost information provided is in bands a ;breakpoint; volume is provided for use when interpolating the cost so that a larger volume doesn't come out at a lower figure than a slightly smaller one, so if the volume is above the breakpoint within the band you are working then you should interpolate rate between the ERC of the band you are working in and the next size up | Rectangular heaters can also be found :- measure externally the main unit but do not include the void area below the heater. Note dia. and height of the chimney, age, Note structural steel support details under the heater | Class 4 Table 4 stoves and ovens See Class 4(d ) | if Class 4 (d) applies | Foundations, pits, walkways, ducts, oht. | It is assumed that the item forms part of an average size industrial, commercial or office complex. Where it would be normal to find more than one item in such a hereditament the ERC stated has been adjusted to reflect any number / quantity, discount. These figures are NOT one off figures. | - | Photo 1 - Cylindrical upshot heater. | - | 20073 |  | M3 | one | NA | NA | NA | 3161.7841 | Option 2 | 3435.6554 | 8.662% | 3187.3941 | 3218.976 | 1.809% | -6.307% | 3218.976 | 1.809% | Indexed | NA | VOA_GPN_GOV_UK\7246041 | 2019-08-30 | Low | - | Medium | Risk taken from previous CG | - | - | NA | P&M | NA | (BEAMS Note 2) The ERC for this item should be added to all other rateable items on the hereditament (except land). Therefore the total of the ERC of the other Building Items and the P&M ERC (where applicable) to enable the correct contract size adjustment to be made. ERC of Building Component + ERC of P&M = Total ERC to which contract size adjustment should be applied. The appropriate % adjustment should be made in accordance with the scale for contract size adjustment specified under section 6 of the RCG 2021 Guidance notes. The currency ERC rates are set at £4m (Four Million Pounds) @ 1st April 2019 (AVD) for the RCG 2021 Publication. | Photo 1 - Cylindrical upshot heater. | - | 2 | TRUE
2763 | 209I03 | 8196 | 209I03 | Furnaces | Upshot Heaters | 400m³ - 449m³ | Break point 442m³ | - | Upshot Heaters are used in the chemical and petro-chemical industry to heat crude oils to gaseous forms in order that fractions (e.g. diesel petrol) may be taken off in the adjacent fractionation column. The unit includes a chimney and temperatures may reach up to 850 degrees C. The fuel used is often the gaseous waste products from the process being undertaken. The heating chambers are usually heat resistant ceramic lined. The oil is passed through pipes that are laid in the firebox. The upshot heaters are usually cylindrical and made of carbon steel. They are usually over 400m3 but those under 400m3 may be difficult to fulfil the requirements of Class 4 (d) and thus would be rateable. | Considered Not Applicable at time of Publication | (BEAMS Note 2) The ERC for this item should be added to all other rateable items on the hereditament (except land). Therefore the total of the ERC of the other Building Items and the P&M ERC (where applicable) to enable the correct contract size adjustment to be made. ERC of Building Component + ERC of P&M = Total ERC to which contract size adjustment should be applied. The appropriate % adjustment should be made in accordance with the scale for contract size adjustment specified under section 6 of the RCG 2023 Guidance notes. The currency ERC rates are set at £4m (Four Million Pounds) @ 1st April 2021 (AVD) for the RCG 2023 Publication. | Includes refractory linings, chimneystack. Add separately for foundations and supporting base steelwork. Note that because the cost information provided is in bands a ;breakpoint; volume is provided for use when interpolating the cost so that a larger volume doesn't come out at a lower figure than a slightly smaller one, so if the volume is above the breakpoint within the band you are working then you should interpolate rate between the ERC of the band you are working in and the next size up | Rectangular heaters can also be found :- measure externally the main unit but do not include the void area below the heater. Note dia. and height of the chimney, age, Note structural steel support details under the heater | Class 4 Table 4 stoves and ovens See Class 4(d ) | if Class 4 (d) applies | Foundations, pits, walkways, ducts, oht. | It is assumed that the item forms part of an average size industrial, commercial or office complex. Where it would be normal to find more than one item in such a hereditament the ERC stated has been adjusted to reflect any number / quantity, discount. These figures are NOT one off figures. | - | Photo 1 - Cylindrical upshot heater. | - | 20073 |  | M3 | one | NA | NA | NA | 2966.0837 | Option 2 | 3223.0036 | 8.662% | 2992.0377 | 3021.6839 | 1.875% | -6.246% | 3021.6839 | 1.875% | Indexed | NA | VOA_GPN_GOV_UK\7246041 | 2019-08-30 | Low | - | Medium | Risk taken from previous CG | - | - | NA | P&M | NA | (BEAMS Note 2) The ERC for this item should be added to all other rateable items on the hereditament (except land). Therefore the total of the ERC of the other Building Items and the P&M ERC (where applicable) to enable the correct contract size adjustment to be made. ERC of Building Component + ERC of P&M = Total ERC to which contract size adjustment should be applied. The appropriate % adjustment should be made in accordance with the scale for contract size adjustment specified under section 6 of the RCG 2021 Guidance notes. The currency ERC rates are set at £4m (Four Million Pounds) @ 1st April 2019 (AVD) for the RCG 2021 Publication. | Photo 1 - Cylindrical upshot heater. | - | 2 | TRUE
2764 | 209I04 | 8197 | 209I04 | Furnaces | Upshot Heaters | 450m³ - 500m³ | Break point 482m³ | - | Upshot Heaters are used in the chemical and petro-chemical industry to heat crude oils to gaseous forms in order that fractions (e.g. diesel petrol) may be taken off in the adjacent fractionation column. The unit includes a chimney and temperatures may reach up to 850 degrees C. The fuel used is often the gaseous waste products from the process being undertaken. The heating chambers are usually heat resistant ceramic lined. The oil is passed through pipes that are laid in the firebox. The upshot heaters are usually cylindrical and made of carbon steel. They are usually over 400m3 but those under 400m3 may be difficult to fulfil the requirements of Class 4 (d) and thus would be rateable. | Considered Not Applicable at time of Publication | (BEAMS Note 2) The ERC for this item should be added to all other rateable items on the hereditament (except land). Therefore the total of the ERC of the other Building Items and the P&M ERC (where applicable) to enable the correct contract size adjustment to be made. ERC of Building Component + ERC of P&M = Total ERC to which contract size adjustment should be applied. The appropriate % adjustment should be made in accordance with the scale for contract size adjustment specified under section 6 of the RCG 2023 Guidance notes. The currency ERC rates are set at £4m (Four Million Pounds) @ 1st April 2021 (AVD) for the RCG 2023 Publication. | Includes refractory linings, chimneystack. Add separately for foundations and supporting base steelwork. Note that because the cost information provided is in bands a ;breakpoint; volume is provided for use when interpolating the cost so that a larger volume doesn't come out at a lower figure than a slightly smaller one, so if the volume is above the breakpoint within the band you are working then you should interpolate rate between the ERC of the band you are working in and the next size up | Rectangular heaters can also be found :- measure externally the main unit but do not include the void area below the heater. Note dia. and height of the chimney, age, Note structural steel support details under the heater | Class 4 Table 4 stoves and ovens See Class 4(d ) | if Class 4 (d) applies | Foundations, pits, walkways, ducts, oht. | It is assumed that the item forms part of an average size industrial, commercial or office complex. Where it would be normal to find more than one item in such a hereditament the ERC stated has been adjusted to reflect any number / quantity, discount. These figures are NOT one off figures. | - | Photo 1 - Cylindrical upshot heater. | - | 20073 |  | M3 | one | NA | NA | NA | 2862.1179 | Option 2 | 3110.0324 | 8.662% | 2889.2185 | 2917.8459 | 1.947% | -6.18% | 2917.8459 | 1.947% | Indexed | NA | VOA_GPN_GOV_UK\7246041 | 2019-08-30 | Low | - | Medium | Risk taken from previous CG | - | - | NA | P&M | NA | (BEAMS Note 2) The ERC for this item should be added to all other rateable items on the hereditament (except land). Therefore the total of the ERC of the other Building Items and the P&M ERC (where applicable) to enable the correct contract size adjustment to be made. ERC of Building Component + ERC of P&M = Total ERC to which contract size adjustment should be applied. The appropriate % adjustment should be made in accordance with the scale for contract size adjustment specified under section 6 of the RCG 2021 Guidance notes. The currency ERC rates are set at £4m (Four Million Pounds) @ 1st April 2019 (AVD) for the RCG 2021 Publication. | Photo 1 - Cylindrical upshot heater. | - | 2 | TRUE
2765 | 61G04A | 9429 | 61G04A | Game Houses | Brooder House | 2.4x2.4m | - | - | Timber Brooding house 2.43m x 2.43m. Felt roof. Dipped Timber, 20mm floor, external doors with anti chick slide, poophole at each end. | Considered Not Applicable at time of Publication | (BEAMS Note 2) The ERC for this item should be added to all other rateable items on the hereditament (except land). Therefore the total of the ERC of the other Building Items and the P&M ERC (where applicable) to enable the correct contract size adjustment to be made. ERC of Building Component + ERC of P&M = Total ERC to which contract size adjustment should be applied. The appropriate % adjustment should be made in accordance with the scale for contract size adjustment specified under section 6 of the RCG 2023 Guidance notes. The currency ERC rates are set at £4m (Four Million Pounds) @ 1st April 2021 (AVD) for the RCG 2023 Publication. | Includes delivery, erection but excludes VAT | Measure Area | - | - | - | - | - | - | - | - |  | M2 | - | NA | NA | NA | #N/A | Option 1 | ERROR | 0% | 157.3445 | 117.56 | 0% | 0% | 117.56 | 0% | Indexed | NA | VOA_GPN_GOV_UK\7246041 | 2019-08-30 | Low | - | Medium | Risk taken from previous CG | - | - | NA | Supplier/Manufacturer | NA | (BEAMS Note 2) The ERC for this item should be added to all other rateable items on the hereditament (except land). Therefore the total of the ERC of the other Building Items and the P&M ERC (where applicable) to enable the correct contract size adjustment to be made. ERC of Building Component + ERC of P&M = Total ERC to which contract size adjustment should be applied. The appropriate % adjustment should be made in accordance with the scale for contract size adjustment specified under section 6 of the RCG 2021 Guidance notes. The currency ERC rates are set at £4m (Four Million Pounds) @ 1st April 2019 (AVD) for the RCG 2021 Publication. | - | - | 2 | TRUE
2766 | 61G05A | 9430 | 61G05A | Game Houses | Brooder House | 3.2x3.2m | - | - | Timber Brooding house 3.047m x 3.047m. Felt roof. Dipped Timber, 20mm floor, external doors with anti chick slide, poophole at each end. | Considered Not Applicable at time of Publication | (BEAMS Note 2) The ERC for this item should be added to all other rateable items on the hereditament (except land). Therefore the total of the ERC of the other Building Items and the P&M ERC (where applicable) to enable the correct contract size adjustment to be made. ERC of Building Component + ERC of P&M = Total ERC to which contract size adjustment should be applied. The appropriate % adjustment should be made in accordance with the scale for contract size adjustment specified under section 6 of the RCG 2023 Guidance notes. The currency ERC rates are set at £4m (Four Million Pounds) @ 1st April 2021 (AVD) for the RCG 2023 Publication. | Includes delivery, erection but excludes VAT | Measure Area | - | - | - | - | - | - | - | - |  | M2 | - | NA | NA | NA | #N/A | Option 1 | ERROR | 0% | 127.7768 | 95.4685 | 0% | 0% | 95.4685 | 0% | Indexed | NA | VOA_GPN_GOV_UK\7246041 | 2019-08-30 | Low | - | Medium | Risk taken from previous CG | - | - | NA | Supplier/Manufacturer | NA | (BEAMS Note 2) The ERC for this item should be added to all other rateable items on the hereditament (except land). Therefore the total of the ERC of the other Building Items and the P&M ERC (where applicable) to enable the correct contract size adjustment to be made. ERC of Building Component + ERC of P&M = Total ERC to which contract size adjustment should be applied. The appropriate % adjustment should be made in accordance with the scale for contract size adjustment specified under section 6 of the RCG 2021 Guidance notes. The currency ERC rates are set at £4m (Four Million Pounds) @ 1st April 2019 (AVD) for the RCG 2021 Publication. | - | - | 2 | TRUE
2767 | 61G06A | 9431 | 61G06A | Game Houses | Night Shelter | 2.4x2.4m | - | - | Timber Night Shelter 2.44m x 2.44m. Dipped Timber, Roof UV stabilised sheet with woven reinforcement | Considered Not Applicable at time of Publication | (BEAMS Note 2) The ERC for this item should be added to all other rateable items on the hereditament (except land). Therefore the total of the ERC of the other Building Items and the P&M ERC (where applicable) to enable the correct contract size adjustment to be made. ERC of Building Component + ERC of P&M = Total ERC to which contract size adjustment should be applied. The appropriate % adjustment should be made in accordance with the scale for contract size adjustment specified under section 6 of the RCG 2023 Guidance notes. The currency ERC rates are set at £4m (Four Million Pounds) @ 1st April 2021 (AVD) for the RCG 2023 Publication. | Includes delivery, erection but excludes VAT | Measure Area | - | - | - | - | - | - | - | - |  | M2 | - | NA | NA | NA | #N/A | Option 1 | ERROR | 0% | 79.9769 | 59.7548 | 0% | 0% | 59.7548 | 0% | Indexed | NA | VOA_GPN_GOV_UK\7246041 | 2019-08-30 | Low | - | Medium | Risk taken from previous CG | - | - | NA | Supplier/Manufacturer | NA | (BEAMS Note 2) The ERC for this item should be added to all other rateable items on the hereditament (except land). Therefore the total of the ERC of the other Building Items and the P&M ERC (where applicable) to enable the correct contract size adjustment to be made. ERC of Building Component + ERC of P&M = Total ERC to which contract size adjustment should be applied. The appropriate % adjustment should be made in accordance with the scale for contract size adjustment specified under section 6 of the RCG 2021 Guidance notes. The currency ERC rates are set at £4m (Four Million Pounds) @ 1st April 2019 (AVD) for the RCG 2021 Publication. | - | - | 2 | TRUE
2768 | 61G07A | 9432 | 61G07A | Game Houses | Night Shelter | 3.2x3.2m | - | - | Timber Night Shelter 3.047m x 3.047m. Dipped Timber, Roof UV stabilised sheet with woven reinforcement | Considered Not Applicable at time of Publication | (BEAMS Note 2) The ERC for this item should be added to all other rateable items on the hereditament (except land). Therefore the total of the ERC of the other Building Items and the P&M ERC (where applicable) to enable the correct contract size adjustment to be made. ERC of Building Component + ERC of P&M = Total ERC to which contract size adjustment should be applied. The appropriate % adjustment should be made in accordance with the scale for contract size adjustment specified under section 6 of the RCG 2023 Guidance notes. The currency ERC rates are set at £4m (Four Million Pounds) @ 1st April 2021 (AVD) for the RCG 2023 Publication. | Includes delivery, erection but excludes VAT | Measure Area | - | - | - | - | - | - | - | - |  | M2 | - | NA | NA | NA | #N/A | Option 1 | ERROR | 0% | 58.3872 | 43.624 | 0% | 0% | 43.624 | 0% | Indexed | NA | VOA_GPN_GOV_UK\7246041 | 2019-08-30 | Low | - | Medium | Risk taken from previous CG | - | - | NA | Supplier/Manufacturer | NA | (BEAMS Note 2) The ERC for this item should be added to all other rateable items on the hereditament (except land). Therefore the total of the ERC of the other Building Items and the P&M ERC (where applicable) to enable the correct contract size adjustment to be made. ERC of Building Component + ERC of P&M = Total ERC to which contract size adjustment should be applied. The appropriate % adjustment should be made in accordance with the scale for contract size adjustment specified under section 6 of the RCG 2021 Guidance notes. The currency ERC rates are set at £4m (Four Million Pounds) @ 1st April 2019 (AVD) for the RCG 2021 Publication. | - | - | 2 | TRUE
2769 | 61G09A | 9627 | 61G09A | Game Houses | Over Wintering / Breeding Pens | 1.8x1.8m2 | Galvanised | - | Galvanised steel sheet construction, raised above ground with mesh floor and part mesh roof. Generally used for Pheasants. Normally one cock and five to eight hens in each section. | Considered Not Applicable at time of Publication | (BEAMS Note 2) The ERC for this item should be added to all other rateable items on the hereditament (except land). Therefore the total of the ERC of the other Building Items and the P&M ERC (where applicable) to enable the correct contract size adjustment to be made. ERC of Building Component + ERC of P&M = Total ERC to which contract size adjustment should be applied. The appropriate % adjustment should be made in accordance with the scale for contract size adjustment specified under section 6 of the RCG 2023 Guidance notes. The currency ERC rates are set at £4m (Four Million Pounds) @ 1st April 2021 (AVD) for the RCG 2023 Publication. | Includes delivery, erection but excludes VAT | Measure Area | - | - | - | - | - | - | - | - |  | M2 | - | NA | NA | NA | #N/A | Option 1 | ERROR | 0% | 91.4209 | 68.3051 | 0% | 0% | 68.3051 | 0% | Indexed | NA | VOA_GPN_GOV_UK\7246041 | 2019-08-30 | Low | - | Medium | Risk taken from previous CG | - | - | NA | Supplier/Manufacturer | NA | (BEAMS Note 2) The ERC for this item should be added to all other rateable items on the hereditament (except land). Therefore the total of the ERC of the other Building Items and the P&M ERC (where applicable) to enable the correct contract size adjustment to be made. ERC of Building Component + ERC of P&M = Total ERC to which contract size adjustment should be applied. The appropriate % adjustment should be made in accordance with the scale for contract size adjustment specified under section 6 of the RCG 2021 Guidance notes. The currency ERC rates are set at £4m (Four Million Pounds) @ 1st April 2019 (AVD) for the RCG 2021 Publication. | - | - | 2 | TRUE
2770 | 61G03A | 9428 | 61G03A | Game Houses | Rearing House | 12x6m | - | - | Timber Rearing house 6.097m x 12.195m. Felt roof. Dipped Timber, 20mm floor, two external doors, eight poopholes and gable louvres. Six rearing bays. Capacity of 3200-4000 Pheasants. | Considered Not Applicable at time of Publication | (BEAMS Note 2) The ERC for this item should be added to all other rateable items on the hereditament (except land). Therefore the total of the ERC of the other Building Items and the P&M ERC (where applicable) to enable the correct contract size adjustment to be made. ERC of Building Component + ERC of P&M = Total ERC to which contract size adjustment should be applied. The appropriate % adjustment should be made in accordance with the scale for contract size adjustment specified under section 6 of the RCG 2023 Guidance notes. The currency ERC rates are set at £4m (Four Million Pounds) @ 1st April 2021 (AVD) for the RCG 2023 Publication. | Includes delivery, erection but excludes VAT | Measure Area | - | - | - | - | - | - | - | - |  | M2 | - | NA | NA | NA | #N/A | Option 1 | ERROR | 0% | 81.0999 | 60.5939 | 0% | 0% | 60.5939 | 0% | Indexed | NA | VOA_GPN_GOV_UK\7246041 | 2019-08-30 | Low | - | Medium | Risk taken from previous CG | - | - | NA | Supplier/Manufacturer | NA | (BEAMS Note 2) The ERC for this item should be added to all other rateable items on the hereditament (except land). Therefore the total of the ERC of the other Building Items and the P&M ERC (where applicable) to enable the correct contract size adjustment to be made. ERC of Building Component + ERC of P&M = Total ERC to which contract size adjustment should be applied. The appropriate % adjustment should be made in accordance with the scale for contract size adjustment specified under section 6 of the RCG 2021 Guidance notes. The currency ERC rates are set at £4m (Four Million Pounds) @ 1st April 2019 (AVD) for the RCG 2021 Publication. | - | - | 2 | TRUE
2771 | 61G02A | 9427 | 61G02A | Game Houses | Rearing House | 6x6m | - | - | Timber Rearing house 6.097m x 6.097m. Felt roof. Treated Timber, 20mm floor, two external doors, four poopholes and gable louvres. Capacity of 1600-2000 Pheasants. | Considered Not Applicable at time of Publication | (BEAMS Note 2) The ERC for this item should be added to all other rateable items on the hereditament (except land). Therefore the total of the ERC of the other Building Items and the P&M ERC (where applicable) to enable the correct contract size adjustment to be made. ERC of Building Component + ERC of P&M = Total ERC to which contract size adjustment should be applied. The appropriate % adjustment should be made in accordance with the scale for contract size adjustment specified under section 6 of the RCG 2023 Guidance notes. The currency ERC rates are set at £4m (Four Million Pounds) @ 1st April 2021 (AVD) for the RCG 2023 Publication. | Includes delivery, erection but excludes VAT | Measure Area | - | - | - | - | - | - | - | - |  | M2 | - | NA | NA | NA | #N/A | Option 1 | ERROR | 0% | 96.1324 | 71.8254 | 0% | 0% | 71.8254 | 0% | Indexed | NA | VOA_GPN_GOV_UK\7246041 | 2019-08-30 | Low | - | Medium | Risk taken from previous CG | - | - | NA | Supplier/Manufacturer | NA | (BEAMS Note 2) The ERC for this item should be added to all other rateable items on the hereditament (except land). Therefore the total of the ERC of the other Building Items and the P&M ERC (where applicable) to enable the correct contract size adjustment to be made. ERC of Building Component + ERC of P&M = Total ERC to which contract size adjustment should be applied. The appropriate % adjustment should be made in accordance with the scale for contract size adjustment specified under section 6 of the RCG 2021 Guidance notes. The currency ERC rates are set at £4m (Four Million Pounds) @ 1st April 2019 (AVD) for the RCG 2021 Publication. | - | - | 2 | TRUE
2772 | 61G08A | 9433 | 61G08A | Game Houses | Rearing Pens | 480m2 Area | - | - | Timber frame, top rail and post with additional kicker boards at ground level. UV resistant polyethylene 38mm sq mesh and roof netting. Single Pen is 40m x 12m x 1.50m high. | Considered Not Applicable at time of Publication | (BEAMS Note 2) The ERC for this item should be added to all other rateable items on the hereditament (except land). Therefore the total of the ERC of the other Building Items and the P&M ERC (where applicable) to enable the correct contract size adjustment to be made. ERC of Building Component + ERC of P&M = Total ERC to which contract size adjustment should be applied. The appropriate % adjustment should be made in accordance with the scale for contract size adjustment specified under section 6 of the RCG 2023 Guidance notes. The currency ERC rates are set at £4m (Four Million Pounds) @ 1st April 2021 (AVD) for the RCG 2023 Publication. | Includes delivery, erection but excludes VAT | Measure Area | - | - | - | - | - | - | - | - |  | M2 | - | NA | NA | NA | #N/A | Option 1 | ERROR | 0% | 3.1743 | 2.3717 | 0% | 0% | 2.3717 | 0% | Indexed | NA | VOA_GPN_GOV_UK\7246041 | 2019-08-30 | Low | - | Medium | Risk taken from previous CG | - | - | NA | Supplier/Manufacturer | NA | (BEAMS Note 2) The ERC for this item should be added to all other rateable items on the hereditament (except land). Therefore the total of the ERC of the other Building Items and the P&M ERC (where applicable) to enable the correct contract size adjustment to be made. ERC of Building Component + ERC of P&M = Total ERC to which contract size adjustment should be applied. The appropriate % adjustment should be made in accordance with the scale for contract size adjustment specified under section 6 of the RCG 2021 Guidance notes. The currency ERC rates are set at £4m (Four Million Pounds) @ 1st April 2019 (AVD) for the RCG 2021 Publication. | - | - | 2 | TRUE
2773 | 61G01A | 9426 | 61G01A | Game Houses | Rearing Pens | Covered | - | - | 25mm box steel frame to form two pens 4.8m x 2.3m; each half having its own pen. The side and end frames have a 600mm high steel panel with rigid plastic netting above preventing strong winds and draughts at low level. Chicks enter by means of a trap door from an adjoining rearing house. | Considered Not Applicable at time of Publication | (BEAMS Note 2) The ERC for this item should be added to all other rateable items on the hereditament (except land). Therefore the total of the ERC of the other Building Items and the P&M ERC (where applicable) to enable the correct contract size adjustment to be made. ERC of Building Component + ERC of P&M = Total ERC to which contract size adjustment should be applied. The appropriate % adjustment should be made in accordance with the scale for contract size adjustment specified under section 6 of the RCG 2023 Guidance notes. The currency ERC rates are set at £4m (Four Million Pounds) @ 1st April 2021 (AVD) for the RCG 2023 Publication. | Includes delivery, erection but excludes VAT | Measure Area | - | - | - | - | - | - | - | - |  | M2 | - | NA | NA | NA | #N/A | Option 1 | ERROR | 0% | 71.1051 | 53.1262 | 0% | 0% | 53.1262 | 0% | Indexed | NA | VOA_GPN_GOV_UK\7246041 | 2019-08-30 | Low | - | Medium | Risk taken from previous CG | - | - | NA | Supplier/Manufacturer | NA | (BEAMS Note 2) The ERC for this item should be added to all other rateable items on the hereditament (except land). Therefore the total of the ERC of the other Building Items and the P&M ERC (where applicable) to enable the correct contract size adjustment to be made. ERC of Building Component + ERC of P&M = Total ERC to which contract size adjustment should be applied. The appropriate % adjustment should be made in accordance with the scale for contract size adjustment specified under section 6 of the RCG 2021 Guidance notes. The currency ERC rates are set at £4m (Four Million Pounds) @ 1st April 2019 (AVD) for the RCG 2021 Publication. | - | - | 2 | TRUE
2775 | 42S10L | 4399 | 42S10L | Garage | Concrete sectional | Double | 5.6m x 5.8m | Inc base | Prefabricated garage in sections with mono pitched roof. Post and panel walls. Single up and over door or double bay units. Single size = 2.5m x 5.6m Double size = 5.6m x 5.8m | Location Adjustment Applicable (See Guidance Notes) - ERC = UK mean of 1.00 | (BEAMS Note 2) The ERC for this item should be added to all other rateable items on the hereditament (except land). Therefore the total of the ERC of the other Building Items and the P&M ERC (where applicable) to enable the correct contract size adjustment to be made. ERC of Building Component + ERC of P&M = Total ERC to which contract size adjustment should be applied. The appropriate % adjustment should be made in accordance with the scale for contract size adjustment specified under section 6 of the RCG 2023 Guidance notes. The currency ERC rates are set at £4m (Four Million Pounds) @ 1st April 2021 (AVD) for the RCG 2023 Publication. | Cost include normal base slab Cost exclude external gutters, side doors, electrics or water supply. | Measure Area | - | - | - | - | - | - | - | 10458 |  | Each | - | NA | NA | NA | 4893.5911 | Option 1 | 6067.0943 | 23.98% | 9217.9472 | 6618.2657 | 35.24% | 9.085% | 6618.2657 | 35.24% | Indexed | NA | VOA_GPN_GOV_UK\7246041 | 2019-08-30 | Low | - | Medium | Risk taken from previous CG | - | - | NA | SPONS A&B | NA | (BEAMS Note 2) The ERC for this item should be added to all other rateable items on the hereditament (except land). Therefore the total of the ERC of the other Building Items and the P&M ERC (where applicable) to enable the correct contract size adjustment to be made. ERC of Building Component + ERC of P&M = Total ERC to which contract size adjustment should be applied. The appropriate % adjustment should be made in accordance with the scale for contract size adjustment specified under section 6 of the RCG 2021 Guidance notes. The currency ERC rates are set at £4m (Four Million Pounds) @ 1st April 2019 (AVD) for the RCG 2021 Publication. | - | - | 2 | TRUE
2776 | 42S10K | 4398 | 42S10K | Garage | Concrete sectional | Single | 2.5m x 5.63m | Inc base | Prefabricated garage in sections with mono pitched roof. Post and panel walls. Single up and over door or double bay units. Single size = 2.5m x 5.6m Double size = 5.6m x 5.8m | Location Adjustment Applicable (See Guidance Notes) - ERC = UK mean of 1.00 | (BEAMS Note 2) The ERC for this item should be added to all other rateable items on the hereditament (except land). Therefore the total of the ERC of the other Building Items and the P&M ERC (where applicable) to enable the correct contract size adjustment to be made. ERC of Building Component + ERC of P&M = Total ERC to which contract size adjustment should be applied. The appropriate % adjustment should be made in accordance with the scale for contract size adjustment specified under section 6 of the RCG 2023 Guidance notes. The currency ERC rates are set at £4m (Four Million Pounds) @ 1st April 2021 (AVD) for the RCG 2023 Publication. | Cost include normal base slab Cost exclude external gutters, side doors, electrics or water supply. | Measure Area | - | - | - | - | - | - | - | 10458 |  | Each | - | NA | NA | NA | 2308.0221 | Option 1 | 2861.4952 | 23.98% | 3953.3398 | 2838.4034 | 22.98% | -0.807% | 2838.4034 | 22.98% | Indexed | NA | VOA_GPN_GOV_UK\7246041 | 2019-08-30 | Low | - | Medium | Risk taken from previous CG | - | - | NA | SPONS A&B | NA | (BEAMS Note 2) The ERC for this item should be added to all other rateable items on the hereditament (except land). Therefore the total of the ERC of the other Building Items and the P&M ERC (where applicable) to enable the correct contract size adjustment to be made. ERC of Building Component + ERC of P&M = Total ERC to which contract size adjustment should be applied. The appropriate % adjustment should be made in accordance with the scale for contract size adjustment specified under section 6 of the RCG 2021 Guidance notes. The currency ERC rates are set at £4m (Four Million Pounds) @ 1st April 2019 (AVD) for the RCG 2021 Publication. | - | - | 2 | TRUE
2777 | 42S10A | 4552 | 42S10A | Garages in Industrial Complexes | Non domestic | Type 2 or more bays - brick walls | >250m² | - | Brick built (single skin with piers) garage with more than one bay, concrete floor slab, windows in rear wall with security grillage, sliding folding shutter doors, basic lighting and power, concrete flat roof with asphalt or felt covering laid to falls or low pitched corrugated sheeting. No heating or water supplies. | Location Adjustment Applicable (See Guidance Notes) - ERC = UK mean of 1.00 | (BEAMS Note 2) The ERC for this item should be added to all other rateable items on the hereditament (except land). Therefore the total of the ERC of the other Building Items and the P&M ERC (where applicable) to enable the correct contract size adjustment to be made. ERC of Building Component + ERC of P&M = Total ERC to which contract size adjustment should be applied. The appropriate % adjustment should be made in accordance with the scale for contract size adjustment specified under section 6 of the RCG 2023 Guidance notes. The currency ERC rates are set at £4m (Four Million Pounds) @ 1st April 2021 (AVD) for the RCG 2023 Publication. | Garage block up to 250m2 | Measure to GIA | - | - | - | - | - | Garages in Industrial complexes - Non Domestic Garages. | - | 10900 |  | M2 | - | NA | NA | NA | 352.4078 | Option 1 | 414.8568 | 17.72% | 590.4188 | 441.1317 | 25.18% | 6.333% | 441.1317 | 25.18% | Indexed | NA | VOA_GPN_GOV_UK\7246041 | 2019-08-30 | Low | - | Medium | Risk taken from previous CG | - | - | NA | BCIS | NA | (BEAMS Note 2) The ERC for this item should be added to all other rateable items on the hereditament (except land). Therefore the total of the ERC of the other Building Items and the P&M ERC (where applicable) to enable the correct contract size adjustment to be made. ERC of Building Component + ERC of P&M = Total ERC to which contract size adjustment should be applied. The appropriate % adjustment should be made in accordance with the scale for contract size adjustment specified under section 6 of the RCG 2021 Guidance notes. The currency ERC rates are set at £4m (Four Million Pounds) @ 1st April 2019 (AVD) for the RCG 2021 Publication. | Garages in Industrial complexes - Non Domestic Garages. | - | 2 | TRUE
2778 | 42S10M | 10968 | 42S10M | Garages in Industrial Complexes | Roller Shutter Door | Glavanised Steel Roller Shutter Doors, manual operation, not painted | 4 m x 4.2m | Uninsulated | Galvanised steel non painted roller shutter door, non painted manualy operated. Externaly fitted with face fix guides fixing on left or right side. Top reveal box lath type 75mm solid, no vision panel curtain box and guides in galvansied steel. | Considered Not Applicable at time of Publication | (BEAMS Note 2) The ERC for this item should be added to all other rateable items on the hereditament (except land). Therefore the total of the ERC of the other Building Items and the P&M ERC (where applicable) to enable the correct contract size adjustment to be made. ERC of Building Component + ERC of P&M = Total ERC to which contract size adjustment should be applied. The appropriate % adjustment should be made in accordance with the scale for contract size adjustment specified under section 6 of the RCG 2023 Guidance notes. The currency ERC rates are set at £4m (Four Million Pounds) @ 1st April 2021 (AVD) for the RCG 2023 Publication. | Cost includes fitting but not delivery to site. | Measure Width and Height | - | - | - | - | EO for insulated door £400, EO for 240 v motor for standard useage. Refer to BEAMS for alternative sizes. | - | - | - |  | Each | Each | NA | NA | NA | #N/A | Option 1 | ERROR | 0% | 2476.7531 | 1850.5072 | 0% | 0% | 1850.5072 | 0% | Indexed | NA | VOA_GPN_GOV_UK\7246041 | 2019-08-30 | Low | - | - | Risk taken from previous CG | - | - | NA | Supplier/Manufacturer | NA | (BEAMS Note 2) The ERC for this item should be added to all other rateable items on the hereditament (except land). Therefore the total of the ERC of the other Building Items and the P&M ERC (where applicable) to enable the correct contract size adjustment to be made. ERC of Building Component + ERC of P&M = Total ERC to which contract size adjustment should be applied. The appropriate % adjustment should be made in accordance with the scale for contract size adjustment specified under section 6 of the RCG 2021 Guidance notes. The currency ERC rates are set at £4m (Four Million Pounds) @ 1st April 2019 (AVD) for the RCG 2021 Publication. | - | - | 2 | TRUE
2779 | 210A01 | 8220 | 210A01 | Gas cleaning | Bag filters | Heavy duty - 10 compartments - 200 bags each | Filter house 5400m³ | Inc hoppers and steel support | Bag Filters - In operation this item of plant resembles a vacuum cleaner as dirty air is taken through material filters to remove fine particles of dust. Large versions of this item can be found in Steelworks, Cement works or Mineral extraction locations but smaller versions are now found in numerous industries where dirty air requires the removing of particles. In many cases, where specific machinery produces a very dirty air, a hood is installed over the machine to specifically remove the polluted air. In other cases a hood in the roof of the building takes the dirty air from the building. The Bag filter fans produces a negative pressure in the hood and the dirty air is sucked via ducts to the main plant. The air is then sucked upwards through fine nylon bags and released to the atmosphere. For an electric arc furnace of 100 tonnes there would be some 2000 bags. The bags are situated in sections and they can be isolated and shaken and a reversed pressure can be introduced enabling the dust to fall to the bottom of the bag into a hopper. From here the dust is placed into bags via a conveyor system. The efficiency is rated at 98 99.99 % The Bag Filter is usually situated on a steel support frame, there are steel hoppers under the bags and the whole plant sits on a concrete base. | Considered Not Applicable at time of Publication | (BEAMS Note 2) The ERC for this item should be added to all other rateable items on the hereditament (except land). Therefore the total of the ERC of the other Building Items and the P&M ERC (where applicable) to enable the correct contract size adjustment to be made. ERC of Building Component + ERC of P&M = Total ERC to which contract size adjustment should be applied. The appropriate % adjustment should be made in accordance with the scale for contract size adjustment specified under section 6 of the RCG 2023 Guidance notes. The currency ERC rates are set at £4m (Four Million Pounds) @ 1st April 2021 (AVD) for the RCG 2023 Publication. | Of the total cost of the filter house, hoppers and main steel structural support including non rateable bags, electrics, et cetera the rateable element is some 48%. | Calculate cubic volume of blocks- note support details and foundations. | Class 1 / 2 List of accessories ( v ) Filters, Purifying and other treatment apparatus Class 4 table 3 Foundations, settings, supports, p | Bags, fans Class 4 Table 4 element if Class 4 (d) limitations apply. This is not ventilating plant i.e. not within Class 2 Table 2. | Ducts, flues, settings , supports, foundations, walkways and platforms. | It is assumed that the item forms part of an average size industrial, commercial or office complex. Where it would be normal to find more than one item in such a hereditament the ERC stated has been adjusted to reflect any number / quantity, discount. These figures are NOT one off figures. | - | Photo 1- Heavy duty Photo 2 - Lighter duty bag filter Photo 3 - Lighter duty bag filter -may be below 400m3 | Photo 2 - Most systems have two main chambers for full reverse flow Note: This is a single unit that operates as one. It is the total volume that is required of both parts of the bag filter in order to determine its overall | 20380 |  | M3 | - | NA | NA | NA | 172.9424 | Option 2 | 226.4938 | 30.96% | 233.8864 | 197.8316 | 14.39% | -12.65% | 197.8316 | 14.39% | Indexed | NA | VOA_GPN_GOV_UK\7246041 | 2019-08-30 | Low | - | Medium | Risk taken from previous CG | - | - | NA | SPONS E | NA | (BEAMS Note 2) The ERC for this item should be added to all other rateable items on the hereditament (except land). Therefore the total of the ERC of the other Building Items and the P&M ERC (where applicable) to enable the correct contract size adjustment to be made. ERC of Building Component + ERC of P&M = Total ERC to which contract size adjustment should be applied. The appropriate % adjustment should be made in accordance with the scale for contract size adjustment specified under section 6 of the RCG 2021 Guidance notes. The currency ERC rates are set at £4m (Four Million Pounds) @ 1st April 2019 (AVD) for the RCG 2021 Publication. | Photo 1- Heavy duty Photo 2 - Lighter duty bag filter Photo 3 - Lighter duty bag filter -may be below 400m3 | Photo 2 - Most systems have two main chambers for full reverse flow Note: This is a single unit that operates as one. It is the total volume that is required of both parts of the bag filter in order to determine its overall | 2 | TRUE
2780 | 210A02 | 8221 | 210A02 | Gas cleaning | Bag filters | Lighter duty | Filter house 750m³ | Inc hoppers and steel support | Bag Filters - In operation this item of plant resembles a vacuum cleaner as dirty air is taken through material filters to remove fine particles of dust. Large versions of this item can be found in Steelworks, Cement works or Mineral extraction locations but smaller versions are now found in numerous industries where dirty air requires the removing of particles. In many cases, where specific machinery produces a very dirty air, a hood is installed over the machine to specifically remove the polluted air. In other cases a hood in the roof of the building takes the dirty air from the building. The Bag filter fans produces a negative pressure in the hood and the dirty air is sucked via ducts to the main plant. The air is then sucked upwards through fine nylon bags and released to the atmosphere. For an electric arc furnace of 100 tonnes there would be some 2000 bags. The bags are situated in sections and they can be isolated and shaken and a reversed pressure can be introduced enabling the dust to fall to the bottom of the bag into a hopper. From here the dust is placed into bags via a conveyor system. The efficiency is rated at 98 99.99 % The Bag Filter is usually situated on a steel support frame, there are steel hoppers under the bags and the whole plant sits on a concrete base. | Considered Not Applicable at time of Publication | (BEAMS Note 2) The ERC for this item should be added to all other rateable items on the hereditament (except land). Therefore the total of the ERC of the other Building Items and the P&M ERC (where applicable) to enable the correct contract size adjustment to be made. ERC of Building Component + ERC of P&M = Total ERC to which contract size adjustment should be applied. The appropriate % adjustment should be made in accordance with the scale for contract size adjustment specified under section 6 of the RCG 2023 Guidance notes. The currency ERC rates are set at £4m (Four Million Pounds) @ 1st April 2021 (AVD) for the RCG 2023 Publication. | Of the total cost of the filter house, hoppers and main steel structural support including non rateable bags, electrics, et cetera the rateable element is some 48%. | Calculate cubic volume of blocks- note support details and foundations. | Class 1 / 2 List of accessories ( v ) Filters, Purifying and other treatment apparatus Class 4 table 3 Foundations, settings, supports, p | Bags, fans Class 4 Table 4 element if Class 4 (d) limitations apply. This is not ventilating plant i.e. not within Class 2 Table 2. | Ducts, flues, settings , supports, foundations, walkways and platforms. | It is assumed that the item forms part of an average size industrial, commercial or office complex. Where it would be normal to find more than one item in such a hereditament the ERC stated has been adjusted to reflect any number / quantity, discount. These figures are NOT one off figures. | - | Photo 1- Heavy duty Photo 2 - Lighter duty bag filter Photo 3 - Lighter duty bag filter -may be below 400m3 | Photo 2 - Most systems have two main chambers for full reverse flow Note: This is a single unit that operates as one. It is the total volume that is required of both parts of the bag filter in order to determine its overall | 20380 |  | M3 | - | NA | NA | NA | 168.7243 | Option 2 | 220.9695 | 30.96% | 228.1818 | 193.0064 | 14.39% | -12.65% | 193.0064 | 14.39% | Indexed | NA | VOA_GPN_GOV_UK\7246041 | 2019-08-30 | Low | - | Medium | Risk taken from previous CG | - | - | NA | SPONS E | NA | (BEAMS Note 2) The ERC for this item should be added to all other rateable items on the hereditament (except land). Therefore the total of the ERC of the other Building Items and the P&M ERC (where applicable) to enable the correct contract size adjustment to be made. ERC of Building Component + ERC of P&M = Total ERC to which contract size adjustment should be applied. The appropriate % adjustment should be made in accordance with the scale for contract size adjustment specified under section 6 of the RCG 2021 Guidance notes. The currency ERC rates are set at £4m (Four Million Pounds) @ 1st April 2019 (AVD) for the RCG 2021 Publication. | Photo 1- Heavy duty Photo 2 - Lighter duty bag filter Photo 3 - Lighter duty bag filter -may be below 400m3 | Photo 2 - Most systems have two main chambers for full reverse flow Note: This is a single unit that operates as one. It is the total volume that is required of both parts of the bag filter in order to determine its overall | 2 | TRUE
2781 | 210A03 | 8222 | 210A03 | Gas cleaning | Bag filters | Lighter duty | Filter house 2000m³ | Inc hoppers and steel support | Bag Filters - In operation this item of plant resembles a vacuum cleaner as dirty air is taken through material filters to remove fine particles of dust. Large versions of this item can be found in Steelworks, Cement works or Mineral extraction locations but smaller versions are now found in numerous industries where dirty air requires the removing of particles. In many cases, where specific machinery produces a very dirty air, a hood is installed over the machine to specifically remove the polluted air. In other cases a hood in the roof of the building takes the dirty air from the building. The Bag filter fans produces a negative pressure in the hood and the dirty air is sucked via ducts to the main plant. The air is then sucked upwards through fine nylon bags and released to the atmosphere. For an electric arc furnace of 100 tonnes there would be some 2000 bags. The bags are situated in sections and they can be isolated and shaken and a reversed pressure can be introduced enabling the dust to fall to the bottom of the bag into a hopper. From here the dust is placed into bags via a conveyor system. The efficiency is rated at 98 99.99 % The Bag Filter is usually situated on a steel support frame, there are steel hoppers under the bags and the whole plant sits on a concrete base. | Considered Not Applicable at time of Publication | (BEAMS Note 2) The ERC for this item should be added to all other rateable items on the hereditament (except land). Therefore the total of the ERC of the other Building Items and the P&M ERC (where applicable) to enable the correct contract size adjustment to be made. ERC of Building Component + ERC of P&M = Total ERC to which contract size adjustment should be applied. The appropriate % adjustment should be made in accordance with the scale for contract size adjustment specified under section 6 of the RCG 2023 Guidance notes. The currency ERC rates are set at £4m (Four Million Pounds) @ 1st April 2021 (AVD) for the RCG 2023 Publication. | Of the total cost of the filter house, hoppers and main steel structural support including non rateable bags, electrics, et cetera the rateable element is some 48%. | Calculate cubic volume of blocks- note support details and foundations. | Class 1 / 2 List of accessories ( v ) Filters, Purifying and other treatment apparatus Class 4 table 3 Foundations, settings, supports, p | Bags, fans Class 4 Table 4 element if Class 4 (d) limitations apply. This is not ventilating plant i.e. not within Class 2 Table 2. | Ducts, flues, settings , supports, foundations, walkways and platforms. | It is assumed that the item forms part of an average size industrial, commercial or office complex. Where it would be normal to find more than one item in such a hereditament the ERC stated has been adjusted to reflect any number / quantity, discount. These figures are NOT one off figures. | - | Photo 1- Heavy duty Photo 2 - Lighter duty bag filter Photo 3 - Lighter duty bag filter -may be below 400m3 | Photo 2 - Most systems have two main chambers for full reverse flow Note: This is a single unit that operates as one. It is the total volume that is required of both parts of the bag filter in order to determine its overall | 20380 |  | M3 | - | NA | NA | NA | 164.5062 | Option 2 | 215.4453 | 30.96% | 222.4773 | 188.1812 | 14.39% | -12.65% | 188.1812 | 14.39% | Indexed | NA | VOA_GPN_GOV_UK\7246041 | 2019-08-30 | Low | - | Medium | Risk taken from previous CG | - | - | NA | SPONS E | NA | (BEAMS Note 2) The ERC for this item should be added to all other rateable items on the hereditament (except land). Therefore the total of the ERC of the other Building Items and the P&M ERC (where applicable) to enable the correct contract size adjustment to be made. ERC of Building Component + ERC of P&M = Total ERC to which contract size adjustment should be applied. The appropriate % adjustment should be made in accordance with the scale for contract size adjustment specified under section 6 of the RCG 2021 Guidance notes. The currency ERC rates are set at £4m (Four Million Pounds) @ 1st April 2019 (AVD) for the RCG 2021 Publication. | Photo 1- Heavy duty Photo 2 - Lighter duty bag filter Photo 3 - Lighter duty bag filter -may be below 400m3 | Photo 2 - Most systems have two main chambers for full reverse flow Note: This is a single unit that operates as one. It is the total volume that is required of both parts of the bag filter in order to determine its overall | 2 | TRUE
2782 | 210D03 | 8236 | 210D03 | Gas cleaning | Cyclones - scrubbers | Type - de tarrer | Use - Coke oven gas | Gas Volume m³ per hour 19,800 | No details available | Considered Not Applicable at time of Publication | (BEAMS Note 2) The ERC for this item should be added to all other rateable items on the hereditament (except land). Therefore the total of the ERC of the other Building Items and the P&M ERC (where applicable) to enable the correct contract size adjustment to be made. ERC of Building Component + ERC of P&M = Total ERC to which contract size adjustment should be applied. The appropriate % adjustment should be made in accordance with the scale for contract size adjustment specified under section 6 of the RCG 2023 Guidance notes. The currency ERC rates are set at £4m (Four Million Pounds) @ 1st April 2021 (AVD) for the RCG 2023 Publication. | - | - | - | - | - | It is assumed that the item forms part of an average size industrial, commercial or office complex. Where it would be normal to find more than one item in such a hereditament the ERC stated has been adjusted to reflect any number / quantity, discount. These figures are NOT one off figures. | - | - | - | 20381 |  | Each | one | NA | NA | NA | 0 | Option 2 | 0 | 0% | 0 | 0 | 0% | 0% | 0 | 0% | Indexed | NA | VOA_GPN_GOV_UK\7246041 | 2019-08-30 | Low | - | Medium | Risk taken from previous CG | - | - | NA | SPONS E | NA | (BEAMS Note 2) The ERC for this item should be added to all other rateable items on the hereditament (except land). Therefore the total of the ERC of the other Building Items and the P&M ERC (where applicable) to enable the correct contract size adjustment to be made. ERC of Building Component + ERC of P&M = Total ERC to which contract size adjustment should be applied. The appropriate % adjustment should be made in accordance with the scale for contract size adjustment specified under section 6 of the RCG 2021 Guidance notes. The currency ERC rates are set at £4m (Four Million Pounds) @ 1st April 2019 (AVD) for the RCG 2021 Publication. | - | - | 2 | TRUE
2783 | 210D04 | 8237 | 210D04 | Gas cleaning | Cyclones - scrubbers | Type - de tarrer | Use - Coke oven gas | Gas Volume m³ per hour 4,320 | No details available | Considered Not Applicable at time of Publication | (BEAMS Note 2) The ERC for this item should be added to all other rateable items on the hereditament (except land). Therefore the total of the ERC of the other Building Items and the P&M ERC (where applicable) to enable the correct contract size adjustment to be made. ERC of Building Component + ERC of P&M = Total ERC to which contract size adjustment should be applied. The appropriate % adjustment should be made in accordance with the scale for contract size adjustment specified under section 6 of the RCG 2023 Guidance notes. The currency ERC rates are set at £4m (Four Million Pounds) @ 1st April 2021 (AVD) for the RCG 2023 Publication. | - | - | - | - | - | It is assumed that the item forms part of an average size industrial, commercial or office complex. Where it would be normal to find more than one item in such a hereditament the ERC stated has been adjusted to reflect any number / quantity, discount. These figures are NOT one off figures. | - | - | - | 20381 |  | Each | one | NA | NA | NA | 0 | Option 2 | 0 | 0% | 0 | 0 | 0% | 0% | 0 | 0% | Indexed | NA | VOA_GPN_GOV_UK\7246041 | 2019-08-30 | Low | - | Medium | Risk taken from previous CG | - | - | NA | SPONS E | NA | (BEAMS Note 2) The ERC for this item should be added to all other rateable items on the hereditament (except land). Therefore the total of the ERC of the other Building Items and the P&M ERC (where applicable) to enable the correct contract size adjustment to be made. ERC of Building Component + ERC of P&M = Total ERC to which contract size adjustment should be applied. The appropriate % adjustment should be made in accordance with the scale for contract size adjustment specified under section 6 of the RCG 2021 Guidance notes. The currency ERC rates are set at £4m (Four Million Pounds) @ 1st April 2019 (AVD) for the RCG 2021 Publication. | - | - | 2 | TRUE
2784 | 210D02 | 8235 | 210D02 | Gas cleaning | Cyclones - scrubbers | Type - filter and cyclone | Use - Cement works | Gas Volume m³ per hour 160,000 | No details available | Considered Not Applicable at time of Publication | (BEAMS Note 2) The ERC for this item should be added to all other rateable items on the hereditament (except land). Therefore the total of the ERC of the other Building Items and the P&M ERC (where applicable) to enable the correct contract size adjustment to be made. ERC of Building Component + ERC of P&M = Total ERC to which contract size adjustment should be applied. The appropriate % adjustment should be made in accordance with the scale for contract size adjustment specified under section 6 of the RCG 2023 Guidance notes. The currency ERC rates are set at £4m (Four Million Pounds) @ 1st April 2021 (AVD) for the RCG 2023 Publication. | - | - | - | - | - | It is assumed that the item forms part of an average size industrial, commercial or office complex. Where it would be normal to find more than one item in such a hereditament the ERC stated has been adjusted to reflect any number / quantity, discount. These figures are NOT one off figures. | - | - | - | 20381 |  | Each | one | NA | NA | NA | 0 | Option 2 | 0 | 0% | 0 | 0 | 0% | 0% | 0 | 0% | Indexed | NA | VOA_GPN_GOV_UK\7246041 | 2019-08-30 | Low | - | Medium | Risk taken from previous CG | - | - | NA | SPONS E | NA | (BEAMS Note 2) The ERC for this item should be added to all other rateable items on the hereditament (except land). Therefore the total of the ERC of the other Building Items and the P&M ERC (where applicable) to enable the correct contract size adjustment to be made. ERC of Building Component + ERC of P&M = Total ERC to which contract size adjustment should be applied. The appropriate % adjustment should be made in accordance with the scale for contract size adjustment specified under section 6 of the RCG 2021 Guidance notes. The currency ERC rates are set at £4m (Four Million Pounds) @ 1st April 2019 (AVD) for the RCG 2021 Publication. | - | - | 2 | TRUE
2785 | 210D01 | 8234 | 210D01 | Gas cleaning | Cyclones - scrubbers | Type - scrubber | Use - Steel Works | Gas Volume m³ per hour 350,000 | No details available | Considered Not Applicable at time of Publication | (BEAMS Note 2) The ERC for this item should be added to all other rateable items on the hereditament (except land). Therefore the total of the ERC of the other Building Items and the P&M ERC (where applicable) to enable the correct contract size adjustment to be made. ERC of Building Component + ERC of P&M = Total ERC to which contract size adjustment should be applied. The appropriate % adjustment should be made in accordance with the scale for contract size adjustment specified under section 6 of the RCG 2023 Guidance notes. The currency ERC rates are set at £4m (Four Million Pounds) @ 1st April 2021 (AVD) for the RCG 2023 Publication. | - | - | - | - | - | It is assumed that the item forms part of an average size industrial, commercial or office complex. Where it would be normal to find more than one item in such a hereditament the ERC stated has been adjusted to reflect any number / quantity, discount. These figures are NOT one off figures. | - | - | - | 20381 |  | Each | one | NA | NA | NA | 0 | Option 2 | 0 | 0% | 0 | 0 | 0% | 0% | 0 | 0% | Indexed | NA | VOA_GPN_GOV_UK\7246041 | 2019-08-30 | Low | - | Medium | Risk taken from previous CG | - | - | NA | SPONS E | NA | (BEAMS Note 2) The ERC for this item should be added to all other rateable items on the hereditament (except land). Therefore the total of the ERC of the other Building Items and the P&M ERC (where applicable) to enable the correct contract size adjustment to be made. ERC of Building Component + ERC of P&M = Total ERC to which contract size adjustment should be applied. The appropriate % adjustment should be made in accordance with the scale for contract size adjustment specified under section 6 of the RCG 2021 Guidance notes. The currency ERC rates are set at £4m (Four Million Pounds) @ 1st April 2019 (AVD) for the RCG 2021 Publication. | - | - | 2 | TRUE
2786 | 210D05 | 8238 | 210D05 | Gas cleaning | Cyclones - single stage | Steelwork | Diam 0.99m - ht 8.0m | - | No detail available | Considered Not Applicable at time of Publication | (BEAMS Note 2) The ERC for this item should be added to all other rateable items on the hereditament (except land). Therefore the total of the ERC of the other Building Items and the P&M ERC (where applicable) to enable the correct contract size adjustment to be made. ERC of Building Component + ERC of P&M = Total ERC to which contract size adjustment should be applied. The appropriate % adjustment should be made in accordance with the scale for contract size adjustment specified under section 6 of the RCG 2023 Guidance notes. The currency ERC rates are set at £4m (Four Million Pounds) @ 1st April 2021 (AVD) for the RCG 2023 Publication. | - | - | - | - | - | It is assumed that the item forms part of an average size industrial, commercial or office complex. Where it would be normal to find more than one item in such a hereditament the ERC stated has been adjusted to reflect any number / quantity, discount. These figures are NOT one off figures. | - | - | - | 20382 |  | Each | GIV | NA | NA | NA | 0 | Option 2 | 0 | 0% | 0 | 0 | 0% | 0% | 0 | 0% | Indexed | NA | VOA_GPN_GOV_UK\7246041 | 2019-08-30 | Low | - | Medium | Risk taken from previous CG | - | - | NA | SPONS E | NA | (BEAMS Note 2) The ERC for this item should be added to all other rateable items on the hereditament (except land). Therefore the total of the ERC of the other Building Items and the P&M ERC (where applicable) to enable the correct contract size adjustment to be made. ERC of Building Component + ERC of P&M = Total ERC to which contract size adjustment should be applied. The appropriate % adjustment should be made in accordance with the scale for contract size adjustment specified under section 6 of the RCG 2021 Guidance notes. The currency ERC rates are set at £4m (Four Million Pounds) @ 1st April 2019 (AVD) for the RCG 2021 Publication. | - | - | 2 | TRUE
2787 | 210D06 | 8239 | 210D06 | Gas cleaning | Cyclones - single stage | Steelwork and gunite refractory lining | Diam 0.99m - ht 8.0m | Refractory lining 19mm | No detail available | Considered Not Applicable at time of Publication | (BEAMS Note 2) The ERC for this item should be added to all other rateable items on the hereditament (except land). Therefore the total of the ERC of the other Building Items and the P&M ERC (where applicable) to enable the correct contract size adjustment to be made. ERC of Building Component + ERC of P&M = Total ERC to which contract size adjustment should be applied. The appropriate % adjustment should be made in accordance with the scale for contract size adjustment specified under section 6 of the RCG 2023 Guidance notes. The currency ERC rates are set at £4m (Four Million Pounds) @ 1st April 2021 (AVD) for the RCG 2023 Publication. | - | - | - | - | - | It is assumed that the item forms part of an average size industrial, commercial or office complex. Where it would be normal to find more than one item in such a hereditament the ERC stated has been adjusted to reflect any number / quantity, discount. These figures are NOT one off figures. | - | - | - | 20382 |  | Each | GIV | NA | NA | NA | 0 | Option 2 | 0 | 0% | 0 | 0 | 0% | 0% | 0 | 0% | Indexed | NA | VOA_GPN_GOV_UK\7246041 | 2019-08-30 | Low | - | Medium | Risk taken from previous CG | - | - | NA | SPONS E | NA | (BEAMS Note 2) The ERC for this item should be added to all other rateable items on the hereditament (except land). Therefore the total of the ERC of the other Building Items and the P&M ERC (where applicable) to enable the correct contract size adjustment to be made. ERC of Building Component + ERC of P&M = Total ERC to which contract size adjustment should be applied. The appropriate % adjustment should be made in accordance with the scale for contract size adjustment specified under section 6 of the RCG 2021 Guidance notes. The currency ERC rates are set at £4m (Four Million Pounds) @ 1st April 2019 (AVD) for the RCG 2021 Publication. | - | - | 2 | TRUE
2788 | 210C06 | 8225 | 210C06 | Gas cleaning | Dry electrostatic precipitators | Cement industry | Gas Cleaned Volume - 50,000 m³/hour | - | Ducts are found in industrial premises where large quantities of gases (often hot) require to be taken from the point of combustion to some form of gas cleaning equipment. i.e. Bag filter plant, electrostatic precipitator, or cyclone. Industries usually having gas-cleaning facilities include steelworks, cement works et cetera. Smaller operations also have ducting either near engines or to transport products round the property. There are two basic types: (1) Square / rectangular section (2) Tube The duct is usually welded (bolted and sealed) as often an induced draught fan is employed to form a negative pressure, which draws the fumes (product) towards it and through the cleaning equipment. Where the fumes are very hot or abrasive the initial section of the ducts is refractory lined. The duct from the cleaning equipment to the chimney is not usually lined. Ducts gain support from factory buildings and machines but often have trestle supports or steel racks on which they rest especially if they are at high level and cover a long distance when elevated. Costs do not include any supports. | Considered Not Applicable at time of Publication | (BEAMS Note 2) The ERC for this item should be added to all other rateable items on the hereditament (except land). Therefore the total of the ERC of the other Building Items and the P&M ERC (where applicable) to enable the correct contract size adjustment to be made. ERC of Building Component + ERC of P&M = Total ERC to which contract size adjustment should be applied. The appropriate % adjustment should be made in accordance with the scale for contract size adjustment specified under section 6 of the RCG 2023 Guidance notes. The currency ERC rates are set at £4m (Four Million Pounds) @ 1st April 2021 (AVD) for the RCG 2023 Publication. | - | External dimensions of duct x length = m | Class 4 Table 3 Ducts. It is usual to consider any duct under 300 mm dia. as a pipe and generally these are not rateable. Ducts over 300 mm | Pipes and ducts under 300 mm diameter (Class 4 Table 3) Ducts under List of Accessories can be rateable irrespective of size | It is assumed that the item forms part of an average size industrial, commercial or office complex. Where it would be normal to find more than o | - | - | Photo 1 and 2 - Box section of exhaust gases from furnaces. | Major ducting taking waste gasses to precipitators from electric arc furnace Note: The gas is hot and the duct is lined with refractory ceramics | 20384 |  | M3 | - | NA | NA | NA | 8.5543 | Option 2 | 11.2032 | 30.96% | 9.3827 | 7.9363 | -7.225% | -29.16% | 7.9363 | -7.225% | Indexed | NA | VOA_GPN_GOV_UK\7246041 | 2019-08-30 | Low | - | Medium | Risk taken from previous CG | - | - | NA | SPONS E | NA | (BEAMS Note 2) The ERC for this item should be added to all other rateable items on the hereditament (except land). Therefore the total of the ERC of the other Building Items and the P&M ERC (where applicable) to enable the correct contract size adjustment to be made. ERC of Building Component + ERC of P&M = Total ERC to which contract size adjustment should be applied. The appropriate % adjustment should be made in accordance with the scale for contract size adjustment specified under section 6 of the RCG 2021 Guidance notes. The currency ERC rates are set at £4m (Four Million Pounds) @ 1st April 2019 (AVD) for the RCG 2021 Publication. | Photo 1 and 2 - Box section of exhaust gases from furnaces. | Major ducting taking waste gasses to precipitators from electric arc furnace Note: The gas is hot and the duct is lined with refractory ceramics | 2 | TRUE
2789 | 210C07 | 8226 | 210C07 | Gas cleaning | Dry electrostatic precipitators | Cement industry | Gas Cleaned Volume - 100,000 m³/hour | - | Ducts are found in industrial premises where large quantities of gases (often hot) require to be taken from the point of combustion to some form of gas cleaning equipment. i.e. Bag filter plant, electrostatic precipitator, or cyclone. Industries usually having gas-cleaning facilities include steelworks, cement works et cetera. Smaller operations also have ducting either near engines or to transport products round the property. There are two basic types: (1) Square / rectangular section (2) Tube The duct is usually welded (bolted and sealed) as often an induced draught fan is employed to form a negative pressure, which draws the fumes (product) towards it and through the cleaning equipment. Where the fumes are very hot or abrasive the initial section of the ducts is refractory lined. The duct from the cleaning equipment to the chimney is not usually lined. Ducts gain support from factory buildings and machines but often have trestle supports or steel racks on which they rest especially if they are at high level and cover a long distance when elevated. Costs do not include any supports. | Considered Not Applicable at time of Publication | (BEAMS Note 2) The ERC for this item should be added to all other rateable items on the hereditament (except land). Therefore the total of the ERC of the other Building Items and the P&M ERC (where applicable) to enable the correct contract size adjustment to be made. ERC of Building Component + ERC of P&M = Total ERC to which contract size adjustment should be applied. The appropriate % adjustment should be made in accordance with the scale for contract size adjustment specified under section 6 of the RCG 2023 Guidance notes. The currency ERC rates are set at £4m (Four Million Pounds) @ 1st April 2021 (AVD) for the RCG 2023 Publication. | - | External dimensions of duct x length = m | Class 4 Table 3 Ducts. It is usual to consider any duct under 300 mm dia. as a pipe and generally these are not rateable. Ducts over 300 mm | Pipes and ducts under 300 mm diameter (Class 4 Table 3) Ducts under List of Accessories can be rateable irrespective of size | It is assumed that the item forms part of an average size industrial, commercial or office complex. Where it would be normal to find more than o | - | - | Photo 1 and 2 - Box section of exhaust gases from furnaces. | Major ducting taking waste gasses to precipitators from electric arc furnace Note: The gas is hot and the duct is lined with refractory ceramics | 20384 |  | M3 | - | NA | NA | NA | 2.2525 | Option 2 | 2.9499 | 30.96% | 8.4607 | 7.1564 | 217.7% | 142.6% | 7.1564 | 217.7% | Indexed | NA | VOA_GPN_GOV_UK\7246041 | 2019-08-30 | Low | - | Medium | Risk taken from previous CG | - | - | NA | SPONS E | NA | (BEAMS Note 2) The ERC for this item should be added to all other rateable items on the hereditament (except land). Therefore the total of the ERC of the other Building Items and the P&M ERC (where applicable) to enable the correct contract size adjustment to be made. ERC of Building Component + ERC of P&M = Total ERC to which contract size adjustment should be applied. The appropriate % adjustment should be made in accordance with the scale for contract size adjustment specified under section 6 of the RCG 2021 Guidance notes. The currency ERC rates are set at £4m (Four Million Pounds) @ 1st April 2019 (AVD) for the RCG 2021 Publication. | Photo 1 and 2 - Box section of exhaust gases from furnaces. | Major ducting taking waste gasses to precipitators from electric arc furnace Note: The gas is hot and the duct is lined with refractory ceramics | 2 | TRUE
2790 | 210C08 | 8227 | 210C08 | Gas cleaning | Dry electrostatic precipitators | Cement industry | Gas Cleaned Volume - 200,000 m³/hour | - | Ducts are found in industrial premises where large quantities of gases (often hot) require to be taken from the point of combustion to some form of gas cleaning equipment. i.e. Bag filter plant, electrostatic precipitator, or cyclone. Industries usually having gas-cleaning facilities include steelworks, cement works et cetera. Smaller operations also have ducting either near engines or to transport products round the property. There are two basic types: (1) Square / rectangular section (2) Tube The duct is usually welded (bolted and sealed) as often an induced draught fan is employed to form a negative pressure, which draws the fumes (product) towards it and through the cleaning equipment. Where the fumes are very hot or abrasive the initial section of the ducts is refractory lined. The duct from the cleaning equipment to the chimney is not usually lined. Ducts gain support from factory buildings and machines but often have trestle supports or steel racks on which they rest especially if they are at high level and cover a long distance when elevated. Costs do not include any supports. | Considered Not Applicable at time of Publication | (BEAMS Note 2) The ERC for this item should be added to all other rateable items on the hereditament (except land). Therefore the total of the ERC of the other Building Items and the P&M ERC (where applicable) to enable the correct contract size adjustment to be made. ERC of Building Component + ERC of P&M = Total ERC to which contract size adjustment should be applied. The appropriate % adjustment should be made in accordance with the scale for contract size adjustment specified under section 6 of the RCG 2023 Guidance notes. The currency ERC rates are set at £4m (Four Million Pounds) @ 1st April 2021 (AVD) for the RCG 2023 Publication. | - | External dimensions of duct x length = m | Class 4 Table 3 Ducts. It is usual to consider any duct under 300 mm dia. as a pipe and generally these are not rateable. Ducts over 300 mm | Pipes and ducts under 300 mm diameter (Class 4 Table 3) Ducts under List of Accessories can be rateable irrespective of size | It is assumed that the item forms part of an average size industrial, commercial or office complex. Where it would be normal to find more than o | - | - | Photo 1 and 2 - Box section of exhaust gases from furnaces. | Major ducting taking waste gasses to precipitators from electric arc furnace Note: The gas is hot and the duct is lined with refractory ceramics | 20384 |  | M3 | - | NA | NA | NA | 2.1597 | Option 2 | 2.8284 | 30.96% | 7.8098 | 6.6059 | 205.9% | 133.6% | 6.6059 | 205.9% | Indexed | NA | VOA_GPN_GOV_UK\7246041 | 2019-08-30 | Low | - | Medium | Risk taken from previous CG | - | - | NA | SPONS E | NA | (BEAMS Note 2) The ERC for this item should be added to all other rateable items on the hereditament (except land). Therefore the total of the ERC of the other Building Items and the P&M ERC (where applicable) to enable the correct contract size adjustment to be made. ERC of Building Component + ERC of P&M = Total ERC to which contract size adjustment should be applied. The appropriate % adjustment should be made in accordance with the scale for contract size adjustment specified under section 6 of the RCG 2021 Guidance notes. The currency ERC rates are set at £4m (Four Million Pounds) @ 1st April 2019 (AVD) for the RCG 2021 Publication. | Photo 1 and 2 - Box section of exhaust gases from furnaces. | Major ducting taking waste gasses to precipitators from electric arc furnace Note: The gas is hot and the duct is lined with refractory ceramics | 2 | TRUE
2791 | 210C09 | 8228 | 210C09 | Gas cleaning | Dry electrostatic precipitators | Cement industry | Gas Cleaned Volume - 300,000 m³/hour | - | Ducts are found in industrial premises where large quantities of gases (often hot) require to be taken from the point of combustion to some form of gas cleaning equipment. i.e. Bag filter plant, electrostatic precipitator, or cyclone. Industries usually having gas-cleaning facilities include steelworks, cement works et cetera. Smaller operations also have ducting either near engines or to transport products round the property. There are two basic types: (1) Square / rectangular section (2) Tube The duct is usually welded (bolted and sealed) as often an induced draught fan is employed to form a negative pressure, which draws the fumes (product) towards it and through the cleaning equipment. Where the fumes are very hot or abrasive the initial section of the ducts is refractory lined. The duct from the cleaning equipment to the chimney is not usually lined. Ducts gain support from factory buildings and machines but often have trestle supports or steel racks on which they rest especially if they are at high level and cover a long distance when elevated. Costs do not include any supports. | Considered Not Applicable at time of Publication | (BEAMS Note 2) The ERC for this item should be added to all other rateable items on the hereditament (except land). Therefore the total of the ERC of the other Building Items and the P&M ERC (where applicable) to enable the correct contract size adjustment to be made. ERC of Building Component + ERC of P&M = Total ERC to which contract size adjustment should be applied. The appropriate % adjustment should be made in accordance with the scale for contract size adjustment specified under section 6 of the RCG 2023 Guidance notes. The currency ERC rates are set at £4m (Four Million Pounds) @ 1st April 2021 (AVD) for the RCG 2023 Publication. | - | External dimensions of duct x length = m | Class 4 Table 3 Ducts. It is usual to consider any duct under 300 mm dia. as a pipe and generally these are not rateable. Ducts over 300 mm | Pipes and ducts under 300 mm diameter (Class 4 Table 3) Ducts under List of Accessories can be rateable irrespective of size | It is assumed that the item forms part of an average size industrial, commercial or office complex. Where it would be normal to find more than o | - | - | Photo 1 and 2 - Box section of exhaust gases from furnaces. | Major ducting taking waste gasses to precipitators from electric arc furnace Note: The gas is hot and the duct is lined with refractory ceramics | 20384 |  | M3 | - | NA | NA | NA | 2.5309 | Option 2 | 3.3145 | 30.96% | 7.0506 | 5.9637 | 135.6% | 79.92% | 5.9637 | 135.6% | Indexed | NA | VOA_GPN_GOV_UK\7246041 | 2019-08-30 | Low | - | Medium | Risk taken from previous CG | - | - | NA | SPONS E | NA | (BEAMS Note 2) The ERC for this item should be added to all other rateable items on the hereditament (except land). Therefore the total of the ERC of the other Building Items and the P&M ERC (where applicable) to enable the correct contract size adjustment to be made. ERC of Building Component + ERC of P&M = Total ERC to which contract size adjustment should be applied. The appropriate % adjustment should be made in accordance with the scale for contract size adjustment specified under section 6 of the RCG 2021 Guidance notes. The currency ERC rates are set at £4m (Four Million Pounds) @ 1st April 2019 (AVD) for the RCG 2021 Publication. | Photo 1 and 2 - Box section of exhaust gases from furnaces. | Major ducting taking waste gasses to precipitators from electric arc furnace Note: The gas is hot and the duct is lined with refractory ceramics | 2 | TRUE
2792 | 210C10 | 8229 | 210C10 | Gas cleaning | Dry electrostatic precipitators | Cement industry | Gas Cleaned Volume - 400,000 m³/hour | - | Ducts are found in industrial premises where large quantities of gases (often hot) require to be taken from the point of combustion to some form of gas cleaning equipment. i.e. Bag filter plant, electrostatic precipitator, or cyclone. Industries usually having gas-cleaning facilities include steelworks, cement works et cetera. Smaller operations also have ducting either near engines or to transport products round the property. There are two basic types: (1) Square / rectangular section (2) Tube The duct is usually welded (bolted and sealed) as often an induced draught fan is employed to form a negative pressure, which draws the fumes (product) towards it and through the cleaning equipment. Where the fumes are very hot or abrasive the initial section of the ducts is refractory lined. The duct from the cleaning equipment to the chimney is not usually lined. Ducts gain support from factory buildings and machines but often have trestle supports or steel racks on which they rest especially if they are at high level and cover a long distance when elevated. Costs do not include any supports. | Considered Not Applicable at time of Publication | (BEAMS Note 2) The ERC for this item should be added to all other rateable items on the hereditament (except land). Therefore the total of the ERC of the other Building Items and the P&M ERC (where applicable) to enable the correct contract size adjustment to be made. ERC of Building Component + ERC of P&M = Total ERC to which contract size adjustment should be applied. The appropriate % adjustment should be made in accordance with the scale for contract size adjustment specified under section 6 of the RCG 2023 Guidance notes. The currency ERC rates are set at £4m (Four Million Pounds) @ 1st April 2021 (AVD) for the RCG 2023 Publication. | - | External dimensions of duct x length = m | Class 4 Table 3 Ducts. It is usual to consider any duct under 300 mm dia. as a pipe and generally these are not rateable. Ducts over 300 mm | Pipes and ducts under 300 mm diameter (Class 4 Table 3) Ducts under List of Accessories can be rateable irrespective of size | It is assumed that the item forms part of an average size industrial, commercial or office complex. Where it would be normal to find more than o | - | - | Photo 1 and 2 - Box section of exhaust gases from furnaces. | Major ducting taking waste gasses to precipitators from electric arc furnace Note: The gas is hot and the duct is lined with refractory ceramics | 20384 |  | M3 | - | NA | NA | NA | 4.1844 | Option 2 | 5.48 | 30.96% | 6.5299 | 5.5233 | 32% | 0.789% | 5.5233 | 32% | Indexed | NA | VOA_GPN_GOV_UK\7246041 | 2019-08-30 | Low | - | Medium | Risk taken from previous CG | - | - | NA | SPONS E | NA | (BEAMS Note 2) The ERC for this item should be added to all other rateable items on the hereditament (except land). Therefore the total of the ERC of the other Building Items and the P&M ERC (where applicable) to enable the correct contract size adjustment to be made. ERC of Building Component + ERC of P&M = Total ERC to which contract size adjustment should be applied. The appropriate % adjustment should be made in accordance with the scale for contract size adjustment specified under section 6 of the RCG 2021 Guidance notes. The currency ERC rates are set at £4m (Four Million Pounds) @ 1st April 2019 (AVD) for the RCG 2021 Publication. | Photo 1 and 2 - Box section of exhaust gases from furnaces. | Major ducting taking waste gasses to precipitators from electric arc furnace Note: The gas is hot and the duct is lined with refractory ceramics | 2 | TRUE
2793 | 210C11 | 8230 | 210C11 | Gas cleaning | Dry electrostatic precipitators | Cement industry | Gas Cleaned Volume - 500,000 m³/hour | - | Ducts are found in industrial premises where large quantities of gases (often hot) require to be taken from the point of combustion to some form of gas cleaning equipment. i.e. Bag filter plant, electrostatic precipitator, or cyclone. Industries usually having gas-cleaning facilities include steelworks, cement works et cetera. Smaller operations also have ducting either near engines or to transport products round the property. There are two basic types: (1) Square / rectangular section (2) Tube The duct is usually welded (bolted and sealed) as often an induced draught fan is employed to form a negative pressure, which draws the fumes (product) towards it and through the cleaning equipment. Where the fumes are very hot or abrasive the initial section of the ducts is refractory lined. The duct from the cleaning equipment to the chimney is not usually lined. Ducts gain support from factory buildings and machines but often have trestle supports or steel racks on which they rest especially if they are at high level and cover a long distance when elevated. Costs do not include any supports. | Considered Not Applicable at time of Publication | (BEAMS Note 2) The ERC for this item should be added to all other rateable items on the hereditament (except land). Therefore the total of the ERC of the other Building Items and the P&M ERC (where applicable) to enable the correct contract size adjustment to be made. ERC of Building Component + ERC of P&M = Total ERC to which contract size adjustment should be applied. The appropriate % adjustment should be made in accordance with the scale for contract size adjustment specified under section 6 of the RCG 2023 Guidance notes. The currency ERC rates are set at £4m (Four Million Pounds) @ 1st April 2021 (AVD) for the RCG 2023 Publication. | - | External dimensions of duct x length = m | Class 4 Table 3 Ducts. It is usual to consider any duct under 300 mm dia. as a pipe and generally these are not rateable. Ducts over 300 mm | Pipes and ducts under 300 mm diameter (Class 4 Table 3) Ducts under List of Accessories can be rateable irrespective of size | It is assumed that the item forms part of an average size industrial, commercial or office complex. Where it would be normal to find more than o | - | - | Photo 1 and 2 - Box section of exhaust gases from furnaces. | Major ducting taking waste gasses to precipitators from electric arc furnace Note: The gas is hot and the duct is lined with refractory ceramics | 20384 |  | M3 | - | NA | NA | NA | 5.1039 | Option 2 | 6.6843 | 30.96% | 5.8574 | 4.9544 | -2.929% | -25.88% | 4.9544 | -2.929% | Indexed | NA | VOA_GPN_GOV_UK\7246041 | 2019-08-30 | Low | - | Medium | Risk taken from previous CG | - | - | NA | SPONS E | NA | (BEAMS Note 2) The ERC for this item should be added to all other rateable items on the hereditament (except land). Therefore the total of the ERC of the other Building Items and the P&M ERC (where applicable) to enable the correct contract size adjustment to be made. ERC of Building Component + ERC of P&M = Total ERC to which contract size adjustment should be applied. The appropriate % adjustment should be made in accordance with the scale for contract size adjustment specified under section 6 of the RCG 2021 Guidance notes. The currency ERC rates are set at £4m (Four Million Pounds) @ 1st April 2019 (AVD) for the RCG 2021 Publication. | Photo 1 and 2 - Box section of exhaust gases from furnaces. | Major ducting taking waste gasses to precipitators from electric arc furnace Note: The gas is hot and the duct is lined with refractory ceramics | 2 | TRUE
2794 | 210C01 | 8223 | 210C01 | Gas cleaning | Dry electrostatic precipitators | General application | Temperature 400°C - volume 285 Am³ per sec | Efficiency 98 per cent | Dust particles suspended in the dirty gas excreted from a process are subjected to an electric charge and become small magnets. Electrodes and large electrically charged plates produce an electrical field and act as magnets attracting the dust particles. The ac power to the precipitator is rectified to DC forming a high voltage low amperage direct current [20kV to 100 kV] Collecting plates [electrodes] some 500 mm apart from part of the support structure but is used to attract the dust. These plates are earthed together whilst separate coiled wire electrodes complete the circuit. The dust particles being drawn by negative pressure into the precipitator are electrically negative charged and seek the positive charged plates sticking to it. At regular intervals sections 2 5 plates are isolated and the airflow is terminated. The electrical charging is reversed and the large plates become negatively charged thus causing the particles of dust to fall to the hopper at the bottom of the section of plates. The isolated plates are rapped hit, at given intervals to encourage the particles to fall. Efficiencies are measured in the region of 99.8% and above. The size of the plates and machine is dependant of the type of product in suspension, its volume, its density, its temperature and moisture content. In many cases temperature is controlled and in steelworks, cement works and chemical works the temperature is reduced to below 1500C. Air may be treated before the precipitator to remove corrosive materials. Recently the food industry have more widely employed this form of air cleaning | Considered Not Applicable at time of Publication | (BEAMS Note 2) The ERC for this item should be added to all other rateable items on the hereditament (except land). Therefore the total of the ERC of the other Building Items and the P&M ERC (where applicable) to enable the correct contract size adjustment to be made. ERC of Building Component + ERC of P&M = Total ERC to which contract size adjustment should be applied. The appropriate % adjustment should be made in accordance with the scale for contract size adjustment specified under section 6 of the RCG 2023 Guidance notes. The currency ERC rates are set at £4m (Four Million Pounds) @ 1st April 2021 (AVD) for the RCG 2023 Publication. | The main considerations are the volume of the gas being cleaned, its temperature and its chemical / physical construction. Hotter particles are harder to deal with, as hot particles are less likely to accept an electrical charge and become magnets. Very fine particles (cement dust) may not only be very hot but the fine particles clog the plates and require frequent reverse flow and rapping. | Ascertain the volume of the main container Class 4 (d) moved from one site and re-erected in its original state on another. (In may cases this is not possible and the precipitator although under size is rateable.) | Class 1 / 2 List of accessories (v) purifying and other treatment Apparatus Class 4 Table 3 foundations, settings, supports, platforms Walkways, | Rapping and other gear Whole if Class 4 (d) applies but be aware of 2 re-erect in its original state | Ducts, flues, walkways | t is assumed that the item forms part of an average size industrial, commercial or office complex. Where it would be normal to find more than one item in such a hereditament the ERC stated has been adjusted to reflect any number / quantity, discount. These figures are NOT one off figures. | - | Photo 1 - Diagrammatic section of typical precipitator Photo 2 - Large precipitators handle large quantities of dust per minute. High dc currents are required | Often found on mineral hereditaments Note: supported on legs to allow lorry access to hoppers to remove dust. Some systems have a conveyor system and the dust | 20383 |  | M3 | each | NA | NA | NA | 3.5854 | Option 2 | 4.6956 | 30.96% | 5.3452 | 4.5212 | 26.1% | -3.714% | 4.5212 | 26.1% | Indexed | NA | VOA_GPN_GOV_UK\7246041 | 2019-08-30 | Low | - | Medium | Risk taken from previous CG | - | - | NA | SPONS E | NA | (BEAMS Note 2) The ERC for this item should be added to all other rateable items on the hereditament (except land). Therefore the total of the ERC of the other Building Items and the P&M ERC (where applicable) to enable the correct contract size adjustment to be made. ERC of Building Component + ERC of P&M = Total ERC to which contract size adjustment should be applied. The appropriate % adjustment should be made in accordance with the scale for contract size adjustment specified under section 6 of the RCG 2021 Guidance notes. The currency ERC rates are set at £4m (Four Million Pounds) @ 1st April 2019 (AVD) for the RCG 2021 Publication. | Photo 1 - Diagrammatic section of typical precipitator Photo 2 - Large precipitators handle large quantities of dust per minute. High dc currents are required | Often found on mineral hereditaments Note: supported on legs to allow lorry access to hoppers to remove dust. Some systems have a conveyor system and the dust | 2 | TRUE
2795 | 210C02 | 8212 | 210C02 | Gas cleaning | Dry electrostatic precipitators | General application | Temperature 100°C - volume 17 Am³ per sec | Efficiency 99 per cent | Dust particles suspended in the dirty gas excreted from a process are subjected to an electric charge and become small magnets. Electrodes and large electrically charged plates produce an electrical field and act as magnets attracting the dust particles. The ac power to the precipitator is rectified to DC forming a high voltage low amperage direct current [20kV to 100 kV] Collecting plates [electrodes] some 500 mm apart from part of the support structure but is used to attract the dust. These plates are earthed together whilst separate coiled wire electrodes complete the circuit. The dust particles being drawn by negative pressure into the precipitator are electrically negative charged and seek the positive charged plates sticking to it. At regular intervals sections 2 5 plates are isolated and the airflow is terminated. The electrical charging is reversed and the large plates become negatively charged thus causing the particles of dust to fall to the hopper at the bottom of the section of plates. The isolated plates are rapped hit, at given intervals to encourage the particles to fall. Efficiencies are measured in the region of 99.8% and above. The size of the plates and machine is dependant of the type of product in suspension, its volume, its density, its temperature and moisture content. In many cases temperature is controlled and in steelworks, cement works and chemical works the temperature is reduced to below 1500C. Air may be treated before the precipitator to remove corrosive materials. Recently the food industry have more widely employed this form of air cleaning | Considered Not Applicable at time of Publication | (BEAMS Note 2) The ERC for this item should be added to all other rateable items on the hereditament (except land). Therefore the total of the ERC of the other Building Items and the P&M ERC (where applicable) to enable the correct contract size adjustment to be made. ERC of Building Component + ERC of P&M = Total ERC to which contract size adjustment should be applied. The appropriate % adjustment should be made in accordance with the scale for contract size adjustment specified under section 6 of the RCG 2023 Guidance notes. The currency ERC rates are set at £4m (Four Million Pounds) @ 1st April 2021 (AVD) for the RCG 2023 Publication. | The main considerations are the volume of the gas being cleaned, its temperature and its chemical / physical construction. Hotter particles are harder to deal with, as hot particles are less likely to accept an electrical charge and become magnets. Very fine particles (cement dust) may not only be very hot but the fine particles clog the plates and require frequent reverse flow and rapping. | Ascertain the volume of the main container Class 4 (d) moved from one site and re-erected in its original state on another. (In may cases this is not possible and the precipitator although under size is rateable.) | Class 1 / 2 List of accessories (v) purifying and other treatment Apparatus Class 4 Table 3 foundations, settings, supports, platforms Walkways, | Rapping and other gear Whole if Class 4 (d) applies but be aware of 2 re-erect in its original state | Ducts, flues, walkways | t is assumed that the item forms part of an average size industrial, commercial or office complex. Where it would be normal to find more than one item in such a hereditament the ERC stated has been adjusted to reflect any number / quantity, discount. These figures are NOT one off figures. | - | - | - | 20383 |  | M3 | - | NA | NA | NA | 4.2181 | Option 2 | 5.5242 | 30.96% | 6.2885 | 5.3191 | 26.1% | -3.714% | 5.3191 | 26.1% | Indexed | NA | VOA_GPN_GOV_UK\7246041 | 2019-08-30 | Low | - | Medium | Risk taken from previous CG | - | - | NA | SPONS E | NA | (BEAMS Note 2) The ERC for this item should be added to all other rateable items on the hereditament (except land). Therefore the total of the ERC of the other Building Items and the P&M ERC (where applicable) to enable the correct contract size adjustment to be made. ERC of Building Component + ERC of P&M = Total ERC to which contract size adjustment should be applied. The appropriate % adjustment should be made in accordance with the scale for contract size adjustment specified under section 6 of the RCG 2021 Guidance notes. The currency ERC rates are set at £4m (Four Million Pounds) @ 1st April 2019 (AVD) for the RCG 2021 Publication. | - | - | 2 | TRUE
2796 | 210C03 | 8213 | 210C03 | Gas cleaning | Dry electrostatic precipitators | General application | Temperature 160°C - volume 285 Am³ per sec | Efficiency 95.7 per cent | Dust particles suspended in the dirty gas excreted from a process are subjected to an electric charge and become small magnets. Electrodes and large electrically charged plates produce an electrical field and act as magnets attracting the dust particles. The ac power to the precipitator is rectified to DC forming a high voltage low amperage direct current [20kV to 100 kV] Collecting plates [electrodes] some 500 mm apart from part of the support structure but is used to attract the dust. These plates are earthed together whilst separate coiled wire electrodes complete the circuit. The dust particles being drawn by negative pressure into the precipitator are electrically negative charged and seek the positive charged plates sticking to it. At regular intervals sections 2 5 plates are isolated and the airflow is terminated. The electrical charging is reversed and the large plates become negatively charged thus causing the particles of dust to fall to the hopper at the bottom of the section of plates. The isolated plates are rapped hit, at given intervals to encourage the particles to fall. Efficiencies are measured in the region of 99.8% and above. The size of the plates and machine is dependant of the type of product in suspension, its volume, its density, its temperature and moisture content. In many cases temperature is controlled and in steelworks, cement works and chemical works the temperature is reduced to below 1500C. Air may be treated before the precipitator to remove corrosive materials. Recently the food industry have more widely employed this form of air cleaning | Considered Not Applicable at time of Publication | (BEAMS Note 2) The ERC for this item should be added to all other rateable items on the hereditament (except land). Therefore the total of the ERC of the other Building Items and the P&M ERC (where applicable) to enable the correct contract size adjustment to be made. ERC of Building Component + ERC of P&M = Total ERC to which contract size adjustment should be applied. The appropriate % adjustment should be made in accordance with the scale for contract size adjustment specified under section 6 of the RCG 2023 Guidance notes. The currency ERC rates are set at £4m (Four Million Pounds) @ 1st April 2021 (AVD) for the RCG 2023 Publication. | The main considerations are the volume of the gas being cleaned, its temperature and its chemical / physical construction. Hotter particles are harder to deal with, as hot particles are less likely to accept an electrical charge and become magnets. Very fine particles (cement dust) may not only be very hot but the fine particles clog the plates and require frequent reverse flow and rapping. | Ascertain the volume of the main container Class 4 (d) moved from one site and re-erected in its original state on another. (In may cases this is not possible and the precipitator although under size is rateable.) | Class 1 / 2 List of accessories (v) purifying and other treatment Apparatus Class 4 Table 3 foundations, settings, supports, platforms Walkways, | Rapping and other gear Whole if Class 4 (d) applies but be aware of 2 re-erect in its original state | Ducts, flues, walkways | t is assumed that the item forms part of an average size industrial, commercial or office complex. Where it would be normal to find more than one item in such a hereditament the ERC stated has been adjusted to reflect any number / quantity, discount. These figures are NOT one off figures. | - | - | - | 20383 |  | M3 | - | NA | NA | NA | 1.5607 | Option 2 | 2.044 | 30.96% | 2.3267 | 1.9681 | 26.1% | -3.714% | 1.9681 | 26.1% | Indexed | NA | VOA_GPN_GOV_UK\7246041 | 2019-08-30 | Low | - | Medium | Risk taken from previous CG | - | - | NA | SPONS E | NA | (BEAMS Note 2) The ERC for this item should be added to all other rateable items on the hereditament (except land). Therefore the total of the ERC of the other Building Items and the P&M ERC (where applicable) to enable the correct contract size adjustment to be made. ERC of Building Component + ERC of P&M = Total ERC to which contract size adjustment should be applied. The appropriate % adjustment should be made in accordance with the scale for contract size adjustment specified under section 6 of the RCG 2021 Guidance notes. The currency ERC rates are set at £4m (Four Million Pounds) @ 1st April 2019 (AVD) for the RCG 2021 Publication. | - | - | 2 | TRUE
2797 | 210C04 | 8224 | 210C04 | Gas cleaning | Dry electrostatic precipitators | General application | Temperature 150°C - volume 300 Am³ per sec | Efficiency 98 per cent | Dust particles suspended in the dirty gas excreted from a process are subjected to an electric charge and become small magnets. Electrodes and large electrically charged plates produce an electrical field and act as magnets attracting the dust particles. The ac power to the precipitator is rectified to DC forming a high voltage low amperage direct current [20kV to 100 kV] Collecting plates [electrodes] some 500 mm apart from part of the support structure but is used to attract the dust. These plates are earthed together whilst separate coiled wire electrodes complete the circuit. The dust particles being drawn by negative pressure into the precipitator are electrically negative charged and seek the positive charged plates sticking to it. At regular intervals sections 2 5 plates are isolated and the airflow is terminated. The electrical charging is reversed and the large plates become negatively charged thus causing the particles of dust to fall to the hopper at the bottom of the section of plates. The isolated plates are rapped hit, at given intervals to encourage the particles to fall. Efficiencies are measured in the region of 99.8% and above. The size of the plates and machine is dependant of the type of product in suspension, its volume, its density, its temperature and moisture content. In many cases temperature is controlled and in steelworks, cement works and chemical works the temperature is reduced to below 1500C. Air may be treated before the precipitator to remove corrosive materials. Recently the food industry have more widely employed this form of air cleaning | Considered Not Applicable at time of Publication | (BEAMS Note 2) The ERC for this item should be added to all other rateable items on the hereditament (except land). Therefore the total of the ERC of the other Building Items and the P&M ERC (where applicable) to enable the correct contract size adjustment to be made. ERC of Building Component + ERC of P&M = Total ERC to which contract size adjustment should be applied. The appropriate % adjustment should be made in accordance with the scale for contract size adjustment specified under section 6 of the RCG 2023 Guidance notes. The currency ERC rates are set at £4m (Four Million Pounds) @ 1st April 2021 (AVD) for the RCG 2023 Publication. | The main considerations are the volume of the gas being cleaned, its temperature and its chemical / physical construction. Hotter particles are harder to deal with, as hot particles are less likely to accept an electrical charge and become magnets. Very fine particles (cement dust) may not only be very hot but the fine particles clog the plates and require frequent reverse flow and rapping. | Ascertain the volume of the main container Class 4 (d) moved from one site and re-erected in its original state on another. (In may cases this is not possible and the precipitator although under size is rateable.) | Class 1 / 2 List of accessories (v) purifying and other treatment Apparatus Class 4 Table 3 foundations, settings, supports, platforms Walkways, | Rapping and other gear Whole if Class 4 (d) applies but be aware of 2 re-erect in its original state | Ducts, flues, walkways | t is assumed that the item forms part of an average size industrial, commercial or office complex. Where it would be normal to find more than one item in such a hereditament the ERC stated has been adjusted to reflect any number / quantity, discount. These figures are NOT one off figures. | - | - | - | 20383 |  | M3 | - | NA | NA | NA | 1.6872 | Option 2 | 2.2097 | 30.96% | 2.5154 | 2.1276 | 26.1% | -3.714% | 2.1276 | 26.1% | Indexed | NA | VOA_GPN_GOV_UK\7246041 | 2019-08-30 | Low | - | Medium | Risk taken from previous CG | - | - | NA | SPONS E | NA | (BEAMS Note 2) The ERC for this item should be added to all other rateable items on the hereditament (except land). Therefore the total of the ERC of the other Building Items and the P&M ERC (where applicable) to enable the correct contract size adjustment to be made. ERC of Building Component + ERC of P&M = Total ERC to which contract size adjustment should be applied. The appropriate % adjustment should be made in accordance with the scale for contract size adjustment specified under section 6 of the RCG 2021 Guidance notes. The currency ERC rates are set at £4m (Four Million Pounds) @ 1st April 2019 (AVD) for the RCG 2021 Publication. | - | - | 2 | TRUE
2798 | 210C05 | 8214 | 210C05 | Gas cleaning | Dry electrostatic precipitators | General application | Temperature 100°C - 200°C - volume 30 Am³ per sec | Efficiency 99.1 per cent | Dust particles suspended in the dirty gas excreted from a process are subjected to an electric charge and become small magnets. Electrodes and large electrically charged plates produce an electrical field and act as magnets attracting the dust particles. The ac power to the precipitator is rectified to DC forming a high voltage low amperage direct current [20kV to 100 kV] Collecting plates [electrodes] some 500 mm apart from part of the support structure but is used to attract the dust. These plates are earthed together whilst separate coiled wire electrodes complete the circuit. The dust particles being drawn by negative pressure into the precipitator are electrically negative charged and seek the positive charged plates sticking to it. At regular intervals sections 2 5 plates are isolated and the airflow is terminated. The electrical charging is reversed and the large plates become negatively charged thus causing the particles of dust to fall to the hopper at the bottom of the section of plates. The isolated plates are rapped hit, at given intervals to encourage the particles to fall. Efficiencies are measured in the region of 99.8% and above. The size of the plates and machine is dependant of the type of product in suspension, its volume, its density, its temperature and moisture content. In many cases temperature is controlled and in steelworks, cement works and chemical works the temperature is reduced to below 1500C. Air may be treated before the precipitator to remove corrosive materials. Recently the food industry have more widely employed this form of air cleaning | Considered Not Applicable at time of Publication | (BEAMS Note 2) The ERC for this item should be added to all other rateable items on the hereditament (except land). Therefore the total of the ERC of the other Building Items and the P&M ERC (where applicable) to enable the correct contract size adjustment to be made. ERC of Building Component + ERC of P&M = Total ERC to which contract size adjustment should be applied. The appropriate % adjustment should be made in accordance with the scale for contract size adjustment specified under section 6 of the RCG 2023 Guidance notes. The currency ERC rates are set at £4m (Four Million Pounds) @ 1st April 2021 (AVD) for the RCG 2023 Publication. | The main considerations are the volume of the gas being cleaned, its temperature and its chemical / physical construction. Hotter particles are harder to deal with, as hot particles are less likely to accept an electrical charge and become magnets. Very fine particles (cement dust) may not only be very hot but the fine particles clog the plates and require frequent reverse flow and rapping. | Ascertain the volume of the main container Class 4 (d) moved from one site and re-erected in its original state on another. (In may cases this is not possible and the precipitator although under size is rateable.) | Class 1 / 2 List of accessories (v) purifying and other treatment Apparatus Class 4 Table 3 foundations, settings, supports, platforms Walkways, | Rapping and other gear Whole if Class 4 (d) applies but be aware of 2 re-erect in its original state | Ducts, flues, walkways | t is assumed that the item forms part of an average size industrial, commercial or office complex. Where it would be normal to find more than one item in such a hereditament the ERC stated has been adjusted to reflect any number / quantity, discount. These figures are NOT one off figures. | - | - | - | 20383 |  | M3 | - | NA | NA | NA | 7.2214 | Option 2 | 9.4575 | 30.96% | 10.7659 | 9.1063 | 26.1% | -3.714% | 9.1063 | 26.1% | Indexed | NA | VOA_GPN_GOV_UK\7246041 | 2019-08-30 | Low | - | Medium | Risk taken from previous CG | - | - | NA | SPONS E | NA | (BEAMS Note 2) The ERC for this item should be added to all other rateable items on the hereditament (except land). Therefore the total of the ERC of the other Building Items and the P&M ERC (where applicable) to enable the correct contract size adjustment to be made. ERC of Building Component + ERC of P&M = Total ERC to which contract size adjustment should be applied. The appropriate % adjustment should be made in accordance with the scale for contract size adjustment specified under section 6 of the RCG 2021 Guidance notes. The currency ERC rates are set at £4m (Four Million Pounds) @ 1st April 2019 (AVD) for the RCG 2021 Publication. | - | - | 2 | TRUE
2799 | 210E20 | 8242 | 210E20 | Gas cleaning | Ducting | Square | Mild steel - 3mm thick | 1.0m x 1.0m | Ducts are found in industrial premises where large quantities of gases (often hot) require to be taken from the point of combustion to some form of gas cleaning equipment. i.e. Bag filter plant, electrostatic precipitator, or cyclone. Industries usually having gas-cleaning facilities include steelworks, cement works et cetera. Smaller operations also have ducting either near engines or to transport products round the property. There are two basic types: (1) Square / rectangular section (2) Tube The duct is usually welded (bolted and sealed) as often an induced draught fan is employed to form a negative pressure, which draws the fumes (product) towards it and through the cleaning equipment. Where the fumes are very hot or abrasive the initial section of the ducts is refractory lined. The duct from the cleaning equipment to the chimney is not usually lined. Ducts gain support from factory buildings and machines but often have trestle supports or steel racks on which they rest especially if they are at high level and cover a long distance when elevated. Costs do not include any supports. | Considered Not Applicable at time of Publication | (BEAMS Note 2) The ERC for this item should be added to all other rateable items on the hereditament (except land). Therefore the total of the ERC of the other Building Items and the P&M ERC (where applicable) to enable the correct contract size adjustment to be made. ERC of Building Component + ERC of P&M = Total ERC to which contract size adjustment should be applied. The appropriate % adjustment should be made in accordance with the scale for contract size adjustment specified under section 6 of the RCG 2023 Guidance notes. The currency ERC rates are set at £4m (Four Million Pounds) @ 1st April 2021 (AVD) for the RCG 2023 Publication. | - | External dimensions of duct x length = m | Class 4 Table 3 Ducts. It is usual to consider any duct under 300 mm dia. as a pipe and generally these are not rateable. Ducts over 300 mm diameter must not be confused with pipes over this diameter. Ducts usually carry gasses, or solid product suspended in air or gas as opposed to pipes, which often carry liquids. (This is a general rule, compressed air is carried in pipes and there are several such exceptions which should be noted) Ducts often take gasses to chimneys or Gas Cleaning equipment i.e. precipitators or bag filters. List of Accessories 2 (v) Ducts - must be used in connection with a Class 1 or Class 2 item. Class 3 (d) and (f) Ducts in Class 3 may be of a different type and specification to that considered at 210E-- | Pipes and ducts under 300 mm diameter (Class 4 Table 3) Ducts under List of Accessories can be rateable irrespective of size | It is assumed that the item forms part of an "average size industrial, commercial or office complex". Where it would be normal to find more than one item in such a hereditament the ERC stated has been adjusted to reflect any number / quantity, discount. These figures are NOT one off figures. | - | - | Photo 1 and 2 - Box section of exhaust gases from furnaces. | Major ducting taking waste gasses to precipitators from electric arc furnace Note: The gas is hot and the duct is lined with refractory ceramics | 20384 |  | M | - | NA | NA | NA | 337.4486 | Option 2 | 441.9391 | 30.96% | 456.3636 | 386.0128 | 14.39% | -12.65% | 386.0128 | 14.39% | Indexed | NA | VOA_GPN_GOV_UK\7246041 | 2019-08-30 | Low | - | Medium | Risk taken from previous CG | - | - | NA | SPONS E | NA | (BEAMS Note 2) The ERC for this item should be added to all other rateable items on the hereditament (except land). Therefore the total of the ERC of the other Building Items and the P&M ERC (where applicable) to enable the correct contract size adjustment to be made. ERC of Building Component + ERC of P&M = Total ERC to which contract size adjustment should be applied. The appropriate % adjustment should be made in accordance with the scale for contract size adjustment specified under section 6 of the RCG 2021 Guidance notes. The currency ERC rates are set at £4m (Four Million Pounds) @ 1st April 2019 (AVD) for the RCG 2021 Publication. | Photo 1 and 2 - Box section of exhaust gases from furnaces. | Major ducting taking waste gasses to precipitators from electric arc furnace Note: The gas is hot and the duct is lined with refractory ceramics | 2 | TRUE
2800 | 210E21 | 8243 | 210E21 | Gas cleaning | Ducting | Square | Mild steel - 3mm thick | 1.25m x 1.25m | Ducts are found in industrial premises where large quantities of gases (often hot) require to be taken from the point of combustion to some form of gas cleaning equipment. i.e. Bag filter plant, electrostatic precipitator, or cyclone. Industries usually having gas-cleaning facilities include steelworks, cement works et cetera. Smaller operations also have ducting either near engines or to transport products round the property. There are two basic types: (1) Square / rectangular section (2) Tube The duct is usually welded (bolted and sealed) as often an induced draught fan is employed to form a negative pressure, which draws the fumes (product) towards it and through the cleaning equipment. Where the fumes are very hot or abrasive the initial section of the ducts is refractory lined. The duct from the cleaning equipment to the chimney is not usually lined. Ducts gain support from factory buildings and machines but often have trestle supports or steel racks on which they rest especially if they are at high level and cover a long distance when elevated. Costs do not include any supports. | Considered Not Applicable at time of Publication | (BEAMS Note 2) The ERC for this item should be added to all other rateable items on the hereditament (except land). Therefore the total of the ERC of the other Building Items and the P&M ERC (where applicable) to enable the correct contract size adjustment to be made. ERC of Building Component + ERC of P&M = Total ERC to which contract size adjustment should be applied. The appropriate % adjustment should be made in accordance with the scale for contract size adjustment specified under section 6 of the RCG 2023 Guidance notes. The currency ERC rates are set at £4m (Four Million Pounds) @ 1st April 2021 (AVD) for the RCG 2023 Publication. | - | External dimensions of duct x length = m | Class 4 Table 3 Ducts. It is usual to consider any duct under 300 mm dia. as a pipe and generally these are not rateable. Ducts over 300 mm diameter must not be confused with pipes over this diameter. Ducts usually carry gasses, or solid product suspended in air or gas as opposed to pipes, which often carry liquids. (This is a general rule, compressed air is carried in pipes and there are several such exceptions which should be noted) Ducts often take gasses to chimneys or Gas Cleaning equipment i.e. precipitators or bag filters. List of Accessories 2 (v) Ducts - must be used in connection with a Class 1 or Class 2 item. Class 3 (d) and (f) Ducts in Class 3 may be of a different type and specification to that considered at 210E-- | Pipes and ducts under 300 mm diameter (Class 4 Table 3) Ducts under List of Accessories can be rateable irrespective of size | It is assumed that the item forms part of an "average size industrial, commercial or office complex". Where it would be normal to find more than one item in such a hereditament the ERC stated has been adjusted to reflect any number / quantity, discount. These figures are NOT one off figures. | - | - | Photo 1 and 2 - Box section of exhaust gases from furnaces. | Major ducting taking waste gasses to precipitators from electric arc furnace Note: The gas is hot and the duct is lined with refractory ceramics | 20384 |  | M | - | NA | NA | NA | 526.4198 | Option 2 | 689.4249 | 30.96% | 711.9272 | 602.18 | 14.39% | -12.65% | 602.18 | 14.39% | Indexed | NA | VOA_GPN_GOV_UK\7246041 | 2019-08-30 | Low | - | Medium | Risk taken from previous CG | - | - | NA | SPONS E | NA | (BEAMS Note 2) The ERC for this item should be added to all other rateable items on the hereditament (except land). Therefore the total of the ERC of the other Building Items and the P&M ERC (where applicable) to enable the correct contract size adjustment to be made. ERC of Building Component + ERC of P&M = Total ERC to which contract size adjustment should be applied. The appropriate % adjustment should be made in accordance with the scale for contract size adjustment specified under section 6 of the RCG 2021 Guidance notes. The currency ERC rates are set at £4m (Four Million Pounds) @ 1st April 2019 (AVD) for the RCG 2021 Publication. | Photo 1 and 2 - Box section of exhaust gases from furnaces. | Major ducting taking waste gasses to precipitators from electric arc furnace Note: The gas is hot and the duct is lined with refractory ceramics | 2 | TRUE
2801 | 210E22 | 8244 | 210E22 | Gas cleaning | Ducting | Square | Mild steel - 3mm thick | 1.50m x 1.50m | Ducts are found in industrial premises where large quantities of gases (often hot) require to be taken from the point of combustion to some form of gas cleaning equipment. i.e. Bag filter plant, electrostatic precipitator, or cyclone. Industries usually having gas-cleaning facilities include steelworks, cement works et cetera. Smaller operations also have ducting either near engines or to transport products round the property. There are two basic types: (1) Square / rectangular section (2) Tube The duct is usually welded (bolted and sealed) as often an induced draught fan is employed to form a negative pressure, which draws the fumes (product) towards it and through the cleaning equipment. Where the fumes are very hot or abrasive the initial section of the ducts is refractory lined. The duct from the cleaning equipment to the chimney is not usually lined. Ducts gain support from factory buildings and machines but often have trestle supports or steel racks on which they rest especially if they are at high level and cover a long distance when elevated. Costs do not include any supports. | Considered Not Applicable at time of Publication | (BEAMS Note 2) The ERC for this item should be added to all other rateable items on the hereditament (except land). Therefore the total of the ERC of the other Building Items and the P&M ERC (where applicable) to enable the correct contract size adjustment to be made. ERC of Building Component + ERC of P&M = Total ERC to which contract size adjustment should be applied. The appropriate % adjustment should be made in accordance with the scale for contract size adjustment specified under section 6 of the RCG 2023 Guidance notes. The currency ERC rates are set at £4m (Four Million Pounds) @ 1st April 2021 (AVD) for the RCG 2023 Publication. | - | External dimensions of duct x length = m | Class 4 Table 3 Ducts. It is usual to consider any duct under 300 mm dia. as a pipe and generally these are not rateable. Ducts over 300 mm diameter must not be confused with pipes over this diameter. Ducts usually carry gasses, or solid product suspended in air or gas as opposed to pipes, which often carry liquids. (This is a general rule, compressed air is carried in pipes and there are several such exceptions which should be noted) Ducts often take gasses to chimneys or Gas Cleaning equipment i.e. precipitators or bag filters. List of Accessories 2 (v) Ducts - must be used in connection with a Class 1 or Class 2 item. Class 3 (d) and (f) Ducts in Class 3 may be of a different type and specification to that considered at 210E-- | Pipes and ducts under 300 mm diameter (Class 4 Table 3) Ducts under List of Accessories can be rateable irrespective of size | It is assumed that the item forms part of an "average size industrial, commercial or office complex". Where it would be normal to find more than one item in such a hereditament the ERC stated has been adjusted to reflect any number / quantity, discount. These figures are NOT one off figures. | - | - | Photo 1 and 2 - Box section of exhaust gases from furnaces. | Major ducting taking waste gasses to precipitators from electric arc furnace Note: The gas is hot and the duct is lined with refractory ceramics | 20384 |  | M | - | NA | NA | NA | 759.2594 | Option 2 | 994.3629 | 30.96% | 1026.8181 | 868.5288 | 14.39% | -12.65% | 868.5288 | 14.39% | Indexed | NA | VOA_GPN_GOV_UK\7246041 | 2019-08-30 | Low | - | Medium | Risk taken from previous CG | - | - | NA | SPONS E | NA | (BEAMS Note 2) The ERC for this item should be added to all other rateable items on the hereditament (except land). Therefore the total of the ERC of the other Building Items and the P&M ERC (where applicable) to enable the correct contract size adjustment to be made. ERC of Building Component + ERC of P&M = Total ERC to which contract size adjustment should be applied. The appropriate % adjustment should be made in accordance with the scale for contract size adjustment specified under section 6 of the RCG 2021 Guidance notes. The currency ERC rates are set at £4m (Four Million Pounds) @ 1st April 2019 (AVD) for the RCG 2021 Publication. | Photo 1 and 2 - Box section of exhaust gases from furnaces. | Major ducting taking waste gasses to precipitators from electric arc furnace Note: The gas is hot and the duct is lined with refractory ceramics | 2 | TRUE
2802 | 210E23 | 8245 | 210E23 | Gas cleaning | Ducting | Square | Mild steel - 3mm thick | 1.75m x 1.75m | Ducts are found in industrial premises where large quantities of gases (often hot) require to be taken from the point of combustion to some form of gas cleaning equipment. i.e. Bag filter plant, electrostatic precipitator, or cyclone. Industries usually having gas-cleaning facilities include steelworks, cement works et cetera. Smaller operations also have ducting either near engines or to transport products round the property. There are two basic types: (1) Square / rectangular section (2) Tube The duct is usually welded (bolted and sealed) as often an induced draught fan is employed to form a negative pressure, which draws the fumes (product) towards it and through the cleaning equipment. Where the fumes are very hot or abrasive the initial section of the ducts is refractory lined. The duct from the cleaning equipment to the chimney is not usually lined. Ducts gain support from factory buildings and machines but often have trestle supports or steel racks on which they rest especially if they are at high level and cover a long distance when elevated. Costs do not include any supports. | Considered Not Applicable at time of Publication | (BEAMS Note 2) The ERC for this item should be added to all other rateable items on the hereditament (except land). Therefore the total of the ERC of the other Building Items and the P&M ERC (where applicable) to enable the correct contract size adjustment to be made. ERC of Building Component + ERC of P&M = Total ERC to which contract size adjustment should be applied. The appropriate % adjustment should be made in accordance with the scale for contract size adjustment specified under section 6 of the RCG 2023 Guidance notes. The currency ERC rates are set at £4m (Four Million Pounds) @ 1st April 2021 (AVD) for the RCG 2023 Publication. | - | External dimensions of duct x length = m | Class 4 Table 3 Ducts. It is usual to consider any duct under 300 mm dia. as a pipe and generally these are not rateable. Ducts over 300 mm diameter must not be confused with pipes over this diameter. Ducts usually carry gasses, or solid product suspended in air or gas as opposed to pipes, which often carry liquids. (This is a general rule, compressed air is carried in pipes and there are several such exceptions which should be noted) Ducts often take gasses to chimneys or Gas Cleaning equipment i.e. precipitators or bag filters. List of Accessories 2 (v) Ducts - must be used in connection with a Class 1 or Class 2 item. Class 3 (d) and (f) Ducts in Class 3 may be of a different type and specification to that considered at 210E-- | Pipes and ducts under 300 mm diameter (Class 4 Table 3) Ducts under List of Accessories can be rateable irrespective of size | It is assumed that the item forms part of an "average size industrial, commercial or office complex". Where it would be normal to find more than one item in such a hereditament the ERC stated has been adjusted to reflect any number / quantity, discount. These figures are NOT one off figures. | - | - | Photo 1 and 2 - Box section of exhaust gases from furnaces. | Major ducting taking waste gasses to precipitators from electric arc furnace Note: The gas is hot and the duct is lined with refractory ceramics | 20384 |  | M | - | NA | NA | NA | 843.6215 | Option 2 | 1104.8476 | 30.96% | 1140.909 | 965.032 | 14.39% | -12.65% | 965.032 | 14.39% | Indexed | NA | VOA_GPN_GOV_UK\7246041 | 2019-08-30 | Low | - | Medium | Risk taken from previous CG | - | - | NA | SPONS E | NA | (BEAMS Note 2) The ERC for this item should be added to all other rateable items on the hereditament (except land). Therefore the total of the ERC of the other Building Items and the P&M ERC (where applicable) to enable the correct contract size adjustment to be made. ERC of Building Component + ERC of P&M = Total ERC to which contract size adjustment should be applied. The appropriate % adjustment should be made in accordance with the scale for contract size adjustment specified under section 6 of the RCG 2021 Guidance notes. The currency ERC rates are set at £4m (Four Million Pounds) @ 1st April 2019 (AVD) for the RCG 2021 Publication. | Photo 1 and 2 - Box section of exhaust gases from furnaces. | Major ducting taking waste gasses to precipitators from electric arc furnace Note: The gas is hot and the duct is lined with refractory ceramics | 2 | TRUE
2803 | 210E01 | 8240 | 210E01 | Gas cleaning | Ducting | Square or Rectangular | Mild steel - 8mm thick - with external steel frame support | Size 4m x 5m | Ducts are found in industrial premises where large quantities of gases (often hot) require to be taken from the point of combustion to some form of gas cleaning equipment. i.e. Bag filter plant, electrostatic precipitator, or cyclone. Industries usually having gas-cleaning facilities include steelworks, cement works et cetera. Smaller operations also have ducting either near engines or to transport products round the property. There are two basic types: (1) Square / rectangular section (2) Tube The duct is usually welded (bolted and sealed) as often an induced draught fan is employed to form a negative pressure, which draws the fumes (product) towards it and through the cleaning equipment. Where the fumes are very hot or abrasive the initial section of the ducts is refractory lined. The duct from the cleaning equipment to the chimney is not usually lined. Ducts gain support from factory buildings and machines but often have trestle supports or steel racks on which they rest especially if they are at high level and cover a long distance when elevated. Costs do not include any supports. | Considered Not Applicable at time of Publication | (BEAMS Note 2) The ERC for this item should be added to all other rateable items on the hereditament (except land). Therefore the total of the ERC of the other Building Items and the P&M ERC (where applicable) to enable the correct contract size adjustment to be made. ERC of Building Component + ERC of P&M = Total ERC to which contract size adjustment should be applied. The appropriate % adjustment should be made in accordance with the scale for contract size adjustment specified under section 6 of the RCG 2023 Guidance notes. The currency ERC rates are set at £4m (Four Million Pounds) @ 1st April 2021 (AVD) for the RCG 2023 Publication. | - | External dimensions of duct x length = m | Class 4 Table 3 Ducts. It is usual to consider any duct under 300 mm dia. as a pipe and generally these are not rateable. Ducts over 300 mm diameter must not be confused with pipes over this diameter. Ducts usually carry gasses, or solid product suspended in air or gas as opposed to pipes, which often carry liquids. (This is a general rule, compressed air is carried in pipes and there are several such exceptions which should be noted) Ducts often take gasses to chimneys or Gas Cleaning equipment i.e. precipitators or bag filters. List of Accessories 2 (v) Ducts - must be used in connection with a Class 1 or Class 2 item. Class 3 (d) and (f) Ducts in Class 3 may be of a different type and specification to that considered at 210E-- | Pipes and ducts under 300 mm diameter (Class 4 Table 3) Ducts under List of Accessories can be rateable irrespective of size | It is assumed that the item forms part of an "average size industrial, commercial or office complex". Where it would be normal to find more than one item in such a hereditament the ERC stated has been adjusted to reflect any number / quantity, discount. These figures are NOT one off figures. | - | - | Photo 1 and 2 - Box section section of exhaust gases from furnaces. | Major ducting taking waste gasses to precipitators from electric arc furnace Note: The gas is hot and the duct is lined with refractory ceramics | 20384 |  | M | linear | NA | NA | NA | 6740.536 | Option 2 | 8827.7327 | 30.96% | 9115.8633 | 7710.6056 | 14.39% | -12.65% | 7710.6056 | 14.39% | Indexed | NA | VOA_GPN_GOV_UK\7246041 | 2019-08-30 | Low | - | Medium | Risk taken from previous CG | - | - | NA | SPONS E | NA | (BEAMS Note 2) The ERC for this item should be added to all other rateable items on the hereditament (except land). Therefore the total of the ERC of the other Building Items and the P&M ERC (where applicable) to enable the correct contract size adjustment to be made. ERC of Building Component + ERC of P&M = Total ERC to which contract size adjustment should be applied. The appropriate % adjustment should be made in accordance with the scale for contract size adjustment specified under section 6 of the RCG 2021 Guidance notes. The currency ERC rates are set at £4m (Four Million Pounds) @ 1st April 2019 (AVD) for the RCG 2021 Publication. | Photo 1 and 2 - Box section section of exhaust gases from furnaces. | Major ducting taking waste gasses to precipitators from electric arc furnace Note: The gas is hot and the duct is lined with refractory ceramics | 2 | TRUE
2804 | 210E02 | 8241 | 210E02 | Gas cleaning | Ducting | Square or Rectangular | Mild steel - 8mm thick - with external steel frame support | Size 4m x 5m | Ducts are found in industrial premises where large quantities of gases (often hot) require to be taken from the point of combustion to some form of gas cleaning equipment. i.e. Bag filter plant, electrostatic precipitator, or cyclone. Industries usually having gas-cleaning facilities include steelworks, cement works et cetera. Smaller operations also have ducting either near engines or to transport products round the property. There are two basic types: (1) Square / rectangular section (2) Tube The duct is usually welded (bolted and sealed) as often an induced draught fan is employed to form a negative pressure, which draws the fumes (product) towards it and through the cleaning equipment. Where the fumes are very hot or abrasive the initial section of the ducts is refractory lined. The duct from the cleaning equipment to the chimney is not usually lined. Ducts gain support from factory buildings and machines but often have trestle supports or steel racks on which they rest especially if they are at high level and cover a long distance when elevated. Costs do not include any supports. | Considered Not Applicable at time of Publication | (BEAMS Note 2) The ERC for this item should be added to all other rateable items on the hereditament (except land). Therefore the total of the ERC of the other Building Items and the P&M ERC (where applicable) to enable the correct contract size adjustment to be made. ERC of Building Component + ERC of P&M = Total ERC to which contract size adjustment should be applied. The appropriate % adjustment should be made in accordance with the scale for contract size adjustment specified under section 6 of the RCG 2023 Guidance notes. The currency ERC rates are set at £4m (Four Million Pounds) @ 1st April 2021 (AVD) for the RCG 2023 Publication. | - | External dimensions of duct x length = m | Class 4 Table 3 Ducts. It is usual to consider any duct under 300 mm dia. as a pipe and generally these are not rateable. Ducts over 300 mm | Pipes and ducts under 300 mm diameter (Class 4 Table 3) Ducts under List of Accessories can be rateable irrespective of size | It is assumed that the item forms part of an average size industrial, commercial or office complex. Where it would be normal to find more than o | - | - | Photo 1 and 2 - Box section of exhaust gases from furnaces. | Major ducting taking waste gasses to precipitators from electric arc furnace Note: The gas is hot and the duct is lined with refractory ceramics | 20384 |  | M | - | NA | NA | NA | 8102.9848 | Option 2 | 10612.0616 | 30.96% | 10958.4314 | 9269.1323 | 14.39% | -12.65% | 9269.1323 | 14.39% | Indexed | NA | VOA_GPN_GOV_UK\7246041 | 2019-08-30 | Low | - | Medium | Risk taken from previous CG | - | - | NA | SPONS E | NA | (BEAMS Note 2) The ERC for this item should be added to all other rateable items on the hereditament (except land). Therefore the total of the ERC of the other Building Items and the P&M ERC (where applicable) to enable the correct contract size adjustment to be made. ERC of Building Component + ERC of P&M = Total ERC to which contract size adjustment should be applied. The appropriate % adjustment should be made in accordance with the scale for contract size adjustment specified under section 6 of the RCG 2021 Guidance notes. The currency ERC rates are set at £4m (Four Million Pounds) @ 1st April 2019 (AVD) for the RCG 2021 Publication. | Photo 1 and 2 - Box section of exhaust gases from furnaces. | Major ducting taking waste gasses to precipitators from electric arc furnace Note: The gas is hot and the duct is lined with refractory ceramics | 2 | TRUE
2805 | 217A26 | 10965 | 217A26 | Gas cleaning | Ducting | Square or Rectangular | Not insulated, not lined, not cladded (basic ducting) | If in steel construction then to DW144 (giving thickness, materials, installation guidance) or similar standard. | Ductwork for ventilation or warm gas extraction. Ducts gain support from factory/office buildings and machines but often have trestle supports or steel racks on which they rest especially if they are at high level and cover a long distance when elevated. Costs do not include any supports. | Considered Not Applicable at time of Publication | (BEAMS Note 2) The ERC for this item should be added to all other rateable items on the hereditament (except land). Therefore the total of the ERC of the other Building Items and the P&M ERC (where applicable) to enable the correct contract size adjustment to be made. ERC of Building Component + ERC of P&M = Total ERC to which contract size adjustment should be applied. The appropriate % adjustment should be made in accordance with the scale for contract size adjustment specified under section 6 of the RCG 2023 Guidance notes. The currency ERC rates are set at £4m (Four Million Pounds) @ 1st April 2021 (AVD) for the RCG 2023 Publication. | The ERC is calculated on the basis of the total surface area of ducting in m2. | External dimensions of duct, length of duct, is the duct insulated or lined/fire rated? | Class 4 Table 3 Ducts. It is usual to consider any duct under 300 mm dia. as a pipe and generally these are not rateable. Ducts over 300 mm. | Pipes and ducts under 300 mm diameter (Class 4 Table 3) Ducts under List of Accessories can be rateable irrespective of size. | - | - | If the Ducting system has different size changes (size reduction/increase) then add 35% to the cost. | Photo 1 shows typical duct. | - | - |  | M2 | Duct surface area | NA | NA | NA | #N/A | Option 2 | ERROR | 0% | 55 | 48.9966 | 0% | 0% | 48.9966 | 0% | Indexed | Nimal Rajapakse | VOA_GPN_GOV_UK\7219047 | 2021-10-12 | Low | - | Low | Risk taken from previous CG | - | - | NA | SPONS M | NA | (BEAMS Note 2) The ERC for this item should be added to all other rateable items on the hereditament (except land). Therefore the total of the ERC of the other Building Items and the P&M ERC (where applicable) to enable the correct contract size adjustment to be made. ERC of Building Component + ERC of P&M = Total ERC to which contract size adjustment should be applied. The appropriate % adjustment should be made in accordance with the scale for contract size adjustment specified under section 6 of the RCG 2021 Guidance notes. The currency ERC rates are set at £4m (Four Million Pounds) @ 1st April 2019 (AVD) for the RCG 2021 Publication. | Photo 1 shows typical duct. | - | 2 | TRUE
2806 | 217A27 | 10966 | 217A27 | Gas cleaning | Ducting | Square or Rectangular | Insulated ducting, also cladded. | If in steel construction then to DW144 (giving thickness, materials, installation guidance) or similar standard. | Ductwork for ventilation or warm gas extraction. Ducts gain support from factory/office buildings and machines but often have trestle supports or steel racks on which they rest especially if they are at high level and cover a long distance when elevated. Costs do not include any supports. | Considered Not Applicable at time of Publication | (BEAMS Note 2) The ERC for this item should be added to all other rateable items on the hereditament (except land). Therefore the total of the ERC of the other Building Items and the P&M ERC (where applicable) to enable the correct contract size adjustment to be made. ERC of Building Component + ERC of P&M = Total ERC to which contract size adjustment should be applied. The appropriate % adjustment should be made in accordance with the scale for contract size adjustment specified under section 6 of the RCG 2023 Guidance notes. The currency ERC rates are set at £4m (Four Million Pounds) @ 1st April 2021 (AVD) for the RCG 2023 Publication. | The ERC is calculated on the basis of the total surface area of ducting in m2. | External dimensions of duct, length of duct, is the duct insulated or lined/fire rated? | Class 4 Table 3 Ducts. It is usual to consider any duct under 300 mm dia. as a pipe and generally these are not rateable. Ducts over 300 mm. | Pipes and ducts under 300 mm diameter (Class 4 Table 3) Ducts under List of Accessories can be rateable irrespective of size. | - | - | If the Ducting system has different size changes (size reduction/increase) then add 35% to the cost. | Photo 1 shows typical duct. | - | - |  | M2 | Duct surface area | NA | NA | NA | #N/A | Option 2 | ERROR | 0% | 163 | 145.2081 | 0% | 0% | 145.2081 | 0% | Indexed | Nimal Rajapakse | VOA_GPN_GOV_UK\7219047 | 2021-10-12 | Low | - | Low | Risk taken from previous CG | - | - | NA | SPONS M | NA | (BEAMS Note 2) The ERC for this item should be added to all other rateable items on the hereditament (except land). Therefore the total of the ERC of the other Building Items and the P&M ERC (where applicable) to enable the correct contract size adjustment to be made. ERC of Building Component + ERC of P&M = Total ERC to which contract size adjustment should be applied. The appropriate % adjustment should be made in accordance with the scale for contract size adjustment specified under section 6 of the RCG 2021 Guidance notes. The currency ERC rates are set at £4m (Four Million Pounds) @ 1st April 2019 (AVD) for the RCG 2021 Publication. | Photo 1 shows typical duct. | - | 2 | TRUE
2807 | 217A28 | 10967 | 217A28 | Gas cleaning | Ducting | Square or Rectangular | Insulated ducting with heat/fires resistant liner, also cladded. | If in steel construction then to DW144 (giving thickness, materials, installation guidance) or similar standard. | Ductwork for ventilation or warm gas extraction. Ducts gain support from factory/office buildings and machines but often have trestle supports or steel racks on which they rest especially if they are at high level and cover a long distance when elevated. Costs do not include any supports. | Considered Not Applicable at time of Publication | (BEAMS Note 2) The ERC for this item should be added to all other rateable items on the hereditament (except land). Therefore the total of the ERC of the other Building Items and the P&M ERC (where applicable) to enable the correct contract size adjustment to be made. ERC of Building Component + ERC of P&M = Total ERC to which contract size adjustment should be applied. The appropriate % adjustment should be made in accordance with the scale for contract size adjustment specified under section 6 of the RCG 2023 Guidance notes. The currency ERC rates are set at £4m (Four Million Pounds) @ 1st April 2021 (AVD) for the RCG 2023 Publication. | The ERC is calculated on the basis of the total surface area of ducting in m2. | External dimensions of duct, length of duct, is the duct insulated or lined/fire rated? | Class 4 Table 3 Ducts. It is usual to consider any duct under 300 mm dia. as a pipe and generally these are not rateable. Ducts over 300 mm. | Pipes and ducts under 300 mm diameter (Class 4 Table 3) Ducts under List of Accessories can be rateable irrespective of size. | - | - | - | Photo 1 shows typical duct. | - | - |  | M2 | Duct surface area | NA | NA | NA | #N/A | Option 2 | ERROR | 0% | 186 | 165.6976 | 0% | 0% | 165.6976 | 0% | Indexed | Nimal Rajapakse | VOA_GPN_GOV_UK\7219047 | 2021-10-12 | Low | - | Low | Risk taken from previous CG | - | - | NA | SPONS M | NA | (BEAMS Note 2) The ERC for this item should be added to all other rateable items on the hereditament (except land). Therefore the total of the ERC of the other Building Items and the P&M ERC (where applicable) to enable the correct contract size adjustment to be made. ERC of Building Component + ERC of P&M = Total ERC to which contract size adjustment should be applied. The appropriate % adjustment should be made in accordance with the scale for contract size adjustment specified under section 6 of the RCG 2021 Guidance notes. The currency ERC rates are set at £4m (Four Million Pounds) @ 1st April 2019 (AVD) for the RCG 2021 Publication. | Photo 1 shows typical duct. | - | 2 | TRUE
2808 | 210F60 | 7998 | 210F60 | Gas cleaning | Ducting | Square section, low temperature | 6mm or 8mm thick steel | 1.0m diam or 1.0m x 1.0m section | Ducts are found in industrial premises where large quantities of gases (often hot) require to be taken from the point of combustion to some form of gas cleaning equipment. i.e. Bag filter plant, electrostatic precipitator, or cyclone. Industries usually having gas-cleaning facilities include steelworks, cement works et cetera. Smaller operations also have ducting either near engines or to transport products round the property. There are two basic types: (1) Square / rectangular section (2) Tube The duct is usually welded (bolted and sealed) as often an induced draught fan is employed to form a negative pressure, which draws the fumes (product) towards it and through the cleaning equipment. Where the fumes are very hot or abrasive the initial section of the ducts is refractory lined. The duct from the cleaning equipment to the chimney is not usually lined. Ducts gain support from factory buildings and machines but often have trestle supports or steel racks on which they rest especially if they are at high level and cover a long distance when elevated. Costs do not include any supports. | Considered Not Applicable at time of Publication | (BEAMS Note 2) The ERC for this item should be added to all other rateable items on the hereditament (except land). Therefore the total of the ERC of the other Building Items and the P&M ERC (where applicable) to enable the correct contract size adjustment to be made. ERC of Building Component + ERC of P&M = Total ERC to which contract size adjustment should be applied. The appropriate % adjustment should be made in accordance with the scale for contract size adjustment specified under section 6 of the RCG 2023 Guidance notes. The currency ERC rates are set at £4m (Four Million Pounds) @ 1st April 2021 (AVD) for the RCG 2023 Publication. | - | width and height or diameter x length | Class 4 Table 3 Ducts. It is usual to consider any duct under 300 mm dia. as a pipe and generally these are not rateable. Ducts over 300 mm | - | - | - | - | Photo 1 ducting used as flue connection to Chimney Photo 2 - Air handling ductwork within factory situation | Note rateable supports | 20386 |  | M | linear | NA | NA | NA | 337.4486 | Option 2 | 441.9391 | 30.96% | 456.3636 | 386.0128 | 14.39% | -12.65% | 386.0128 | 14.39% | Indexed | NA | VOA_GPN_GOV_UK\7246041 | 2019-08-30 | Low | - | Medium | Risk taken from previous CG | - | - | NA | SPONS E | NA | (BEAMS Note 2) The ERC for this item should be added to all other rateable items on the hereditament (except land). Therefore the total of the ERC of the other Building Items and the P&M ERC (where applicable) to enable the correct contract size adjustment to be made. ERC of Building Component + ERC of P&M = Total ERC to which contract size adjustment should be applied. The appropriate % adjustment should be made in accordance with the scale for contract size adjustment specified under section 6 of the RCG 2021 Guidance notes. The currency ERC rates are set at £4m (Four Million Pounds) @ 1st April 2019 (AVD) for the RCG 2021 Publication. | Photo 1 ducting used as flue connection to Chimney Photo 2 - Air handling ductwork within factory situation | Note rateable supports | 2 | TRUE
2809 | 210F61 | 7999 | 210F61 | Gas cleaning | Ducting | Square section, low temperature | 6mm or 8mm thick steel | 1.25m diam or 1.25m x 1.25m section | Ducts are found in industrial premises where large quantities of gases (often hot) require to be taken from the point of combustion to some form of gas cleaning equipment. i.e. Bag filter plant, electrostatic precipitator, or cyclone. Industries usually having gas-cleaning facilities include steelworks, cement works et cetera. Smaller operations also have ducting either near engines or to transport products round the property. There are two basic types: (1) Square / rectangular section (2) Tube The duct is usually welded (bolted and sealed) as often an induced draught fan is employed to form a negative pressure, which draws the fumes (product) towards it and through the cleaning equipment. Where the fumes are very hot or abrasive the initial section of the ducts is refractory lined. The duct from the cleaning equipment to the chimney is not usually lined. Ducts gain support from factory buildings and machines but often have trestle supports or steel racks on which they rest especially if they are at high level and cover a long distance when elevated. Costs do not include any supports. | Considered Not Applicable at time of Publication | (BEAMS Note 2) The ERC for this item should be added to all other rateable items on the hereditament (except land). Therefore the total of the ERC of the other Building Items and the P&M ERC (where applicable) to enable the correct contract size adjustment to be made. ERC of Building Component + ERC of P&M = Total ERC to which contract size adjustment should be applied. The appropriate % adjustment should be made in accordance with the scale for contract size adjustment specified under section 6 of the RCG 2023 Guidance notes. The currency ERC rates are set at £4m (Four Million Pounds) @ 1st April 2021 (AVD) for the RCG 2023 Publication. | - | width and height or diameter x length | Class 4 Table 3 Ducts. It is usual to consider any duct under 300 mm dia. as a pipe and generally these are not rateable. Ducts over 300 mm | - | - | - | - | Photo 1 ducting used as flue connection to Chimney Photo 2 -Heavy duty square/rectangular section -typical of cement works | Note rateable supports | 20386 |  | M | linear | NA | NA | NA | 526.4198 | Option 2 | 689.4249 | 30.96% | 711.9272 | 602.18 | 14.39% | -12.65% | 602.18 | 14.39% | Indexed | NA | VOA_GPN_GOV_UK\7246041 | 2019-08-30 | Low | - | Medium | Risk taken from previous CG | - | - | NA | SPONS E | NA | (BEAMS Note 2) The ERC for this item should be added to all other rateable items on the hereditament (except land). Therefore the total of the ERC of the other Building Items and the P&M ERC (where applicable) to enable the correct contract size adjustment to be made. ERC of Building Component + ERC of P&M = Total ERC to which contract size adjustment should be applied. The appropriate % adjustment should be made in accordance with the scale for contract size adjustment specified under section 6 of the RCG 2021 Guidance notes. The currency ERC rates are set at £4m (Four Million Pounds) @ 1st April 2019 (AVD) for the RCG 2021 Publication. | Photo 1 ducting used as flue connection to Chimney Photo 2 -Heavy duty square/rectangular section -typical of cement works | Note rateable supports | 2 | TRUE
2810 | 210F62 | 8000 | 210F62 | Gas cleaning | Ducting | Square section, low temperature | 6mm or 8mm thick steel - with refractory lining | 1.0m diam or 1.0m x 1.0m section | Ducts are found in industrial premises where large quantities of gases (often hot) require to be taken from the point of combustion to some form of gas cleaning equipment. i.e. Bag filter plant, electrostatic precipitator, or cyclone. Industries usually having gas-cleaning facilities include steelworks, cement works et cetera. Smaller operations also have ducting either near engines or to transport products round the property. There are two basic types: (1) Square / rectangular section (2) Tube The duct is usually welded (bolted and sealed) as often an induced draught fan is employed to form a negative pressure, which draws the fumes (product) towards it and through the cleaning equipment. Where the fumes are very hot or abrasive the initial section of the ducts is refractory lined. The duct from the cleaning equipment to the chimney is not usually lined. Ducts gain support from factory buildings and machines but often have trestle supports or steel racks on which they rest especially if they are at high level and cover a long distance when elevated. Costs do not include any supports. | Considered Not Applicable at time of Publication | (BEAMS Note 2) The ERC for this item should be added to all other rateable items on the hereditament (except land). Therefore the total of the ERC of the other Building Items and the P&M ERC (where applicable) to enable the correct contract size adjustment to be made. ERC of Building Component + ERC of P&M = Total ERC to which contract size adjustment should be applied. The appropriate % adjustment should be made in accordance with the scale for contract size adjustment specified under section 6 of the RCG 2023 Guidance notes. The currency ERC rates are set at £4m (Four Million Pounds) @ 1st April 2021 (AVD) for the RCG 2023 Publication. | - | width and height or diameter x length | Class 4 Table 3 Ducts. It is usual to consider any duct under 300 mm dia. as a pipe and generally these are not rateable. Ducts over 300 mm | - | - | - | - | Photo 1 ducting used as flue connection to Chimney Photo 2 -Heavy duty square/rectangular section -typical of cement works | Note rateable supports | 20386 |  | M | linear | NA | NA | NA | 759.2594 | Option 2 | 994.3629 | 30.96% | 1026.8181 | 868.5288 | 14.39% | -12.65% | 868.5288 | 14.39% | Indexed | NA | VOA_GPN_GOV_UK\7246041 | 2019-08-30 | Low | - | Medium | Risk taken from previous CG | - | - | NA | SPONS E | NA | (BEAMS Note 2) The ERC for this item should be added to all other rateable items on the hereditament (except land). Therefore the total of the ERC of the other Building Items and the P&M ERC (where applicable) to enable the correct contract size adjustment to be made. ERC of Building Component + ERC of P&M = Total ERC to which contract size adjustment should be applied. The appropriate % adjustment should be made in accordance with the scale for contract size adjustment specified under section 6 of the RCG 2021 Guidance notes. The currency ERC rates are set at £4m (Four Million Pounds) @ 1st April 2019 (AVD) for the RCG 2021 Publication. | Photo 1 ducting used as flue connection to Chimney Photo 2 -Heavy duty square/rectangular section -typical of cement works | Note rateable supports | 2 | TRUE
2811 | 210F63 | 8178 | 210F63 | Gas cleaning | Ducting | Square section, low temperature | 6mm or 8mm thick steel - with refractory lining | 1.0m diam or 1.0m x 1.0m section | Ducts are found in industrial premises where large quantities of gases (often hot) require to be taken from the point of combustion to some form of gas cleaning equipment. i.e. Bag filter plant, electrostatic precipitator, or cyclone. Industries usually having gas-cleaning facilities include steelworks, cement works et cetera. Smaller operations also have ducting either near engines or to transport products round the property. There are two basic types: (1) Square / rectangular section (2) Tube The duct is usually welded (bolted and sealed) as often an induced draught fan is employed to form a negative pressure, which draws the fumes (product) towards it and through the cleaning equipment. Where the fumes are very hot or abrasive the initial section of the ducts is refractory lined. The duct from the cleaning equipment to the chimney is not usually lined. Ducts gain support from factory buildings and machines but often have trestle supports or steel racks on which they rest especially if they are at high level and cover a long distance when elevated. Costs do not include any supports. | Considered Not Applicable at time of Publication | (BEAMS Note 2) The ERC for this item should be added to all other rateable items on the hereditament (except land). Therefore the total of the ERC of the other Building Items and the P&M ERC (where applicable) to enable the correct contract size adjustment to be made. ERC of Building Component + ERC of P&M = Total ERC to which contract size adjustment should be applied. The appropriate % adjustment should be made in accordance with the scale for contract size adjustment specified under section 6 of the RCG 2023 Guidance notes. The currency ERC rates are set at £4m (Four Million Pounds) @ 1st April 2021 (AVD) for the RCG 2023 Publication. | - | width and height or diameter x length | Class 4 Table 3 Ducts. It is usual to consider any duct under 300 mm dia. as a pipe and generally these are not rateable. Ducts over 300 mm | - | - | - | - | Photo 1 ducting used as flue connection to Chimney Photo 2 -Heavy duty square/rectangular section -typical of cement works | Note rateable supports | 20386 |  | M | linear | NA | NA | NA | 843.6215 | Option 2 | 1104.8476 | 30.96% | 1140.909 | 965.032 | 14.39% | -12.65% | 965.032 | 14.39% | Indexed | NA | VOA_GPN_GOV_UK\7246041 | 2019-08-30 | Low | - | Medium | Risk taken from previous CG | - | - | NA | SPONS E | NA | (BEAMS Note 2) The ERC for this item should be added to all other rateable items on the hereditament (except land). Therefore the total of the ERC of the other Building Items and the P&M ERC (where applicable) to enable the correct contract size adjustment to be made. ERC of Building Component + ERC of P&M = Total ERC to which contract size adjustment should be applied. The appropriate % adjustment should be made in accordance with the scale for contract size adjustment specified under section 6 of the RCG 2021 Guidance notes. The currency ERC rates are set at £4m (Four Million Pounds) @ 1st April 2019 (AVD) for the RCG 2021 Publication. | Photo 1 ducting used as flue connection to Chimney Photo 2 -Heavy duty square/rectangular section -typical of cement works | Note rateable supports | 2 | TRUE
2812 | 210F01 | 8246 | 210F01 | Gas cleaning | Ducting - circular | Mild steel - 3 mm thick | Mild steel - 8mm thick - with external steel frame support | Size 4m x 5m with refractory lining | Ducts are found in industrial premises where large quantities of gases (often hot) require to be taken from the point of combustion to some form of gas cleaning equipment. i.e. Bag filter plant, electrostatic precipitator, or cyclone. Industries usually having gas-cleaning facilities include steelworks, cement works et cetera. Smaller operations also have ducting either near engines or to transport products round the property. There are two basic types: (1) Square / rectangular section (2) Tube The duct is usually welded (bolted and sealed) as often an induced draught fan is employed to form a negative pressure, which draws the fumes (product) towards it and through the cleaning equipment. Where the fumes are very hot or abrasive the initial section of the ducts is refractory lined. The duct from the cleaning equipment to the chimney is not usually lined. Ducts gain support from factory buildings and machines but often have trestle supports or steel racks on which they rest especially if they are at high level and cover a long distance when elevated. Costs do not include any supports. | Considered Not Applicable at time of Publication | (BEAMS Note 2) The ERC for this item should be added to all other rateable items on the hereditament (except land). Therefore the total of the ERC of the other Building Items and the P&M ERC (where applicable) to enable the correct contract size adjustment to be made. ERC of Building Component + ERC of P&M = Total ERC to which contract size adjustment should be applied. The appropriate % adjustment should be made in accordance with the scale for contract size adjustment specified under section 6 of the RCG 2023 Guidance notes. The currency ERC rates are set at £4m (Four Million Pounds) @ 1st April 2021 (AVD) for the RCG 2023 Publication. | - | External dimensions of duct x length = m | Class 4 Table 3 Ducts. It is usual to consider any duct under 300 mm dia. as a pipe and generally these are not rateable. Ducts over 300 mm | Pipes and ducts under 300 mm diameter (Class 4 Table 3) Ducts under List of Accessories can be rateable irrespective of size | It is assumed that the item forms part of an average size industrial, commercial or office complex. Where it would be normal to find more than o | - | - | Photo 1 and 2 - Box section of exhaust gases from furnaces. | Major ducting taking waste gasses to precipitators from electric arc furnace Note: The gas is hot and the duct is lined with refractory ceramics | 20384 |  | M | - | NA | NA | NA | 523.0453 | Option 2 | 685.0055 | 30.96% | 707.3636 | 598.3198 | 14.39% | -12.65% | 598.3198 | 14.39% | Indexed | NA | VOA_GPN_GOV_UK\7246041 | 2019-08-30 | Low | - | Medium | Risk taken from previous CG | - | - | NA | SPONS E | NA | (BEAMS Note 2) The ERC for this item should be added to all other rateable items on the hereditament (except land). Therefore the total of the ERC of the other Building Items and the P&M ERC (where applicable) to enable the correct contract size adjustment to be made. ERC of Building Component + ERC of P&M = Total ERC to which contract size adjustment should be applied. The appropriate % adjustment should be made in accordance with the scale for contract size adjustment specified under section 6 of the RCG 2021 Guidance notes. The currency ERC rates are set at £4m (Four Million Pounds) @ 1st April 2019 (AVD) for the RCG 2021 Publication. | Photo 1 and 2 - Box section of exhaust gases from furnaces. | Major ducting taking waste gasses to precipitators from electric arc furnace Note: The gas is hot and the duct is lined with refractory ceramics | 2 | TRUE
2813 | 210F02 | 8247 | 210F02 | Gas cleaning | Ducting - circular | Mild steel - 3mm thick | Mild steel - 3mm thick - 1.00m x 1.00m | Welded and flanged with bolted connections | Ducts are found in industrial premises where large quantities of gases (often hot) require to be taken from the point of combustion to some form of gas cleaning equipment. i.e. Bag filter plant, electrostatic precipitator, or cyclone. Industries usually having gas-cleaning facilities include steelworks, cement works et cetera. Smaller operations also have ducting either near engines or to transport products round the property. There are two basic types: (1) Square / rectangular section (2) Tube The duct is usually welded (bolted and sealed) as often an induced draught fan is employed to form a negative pressure, which draws the fumes (product) towards it and through the cleaning equipment. Where the fumes are very hot or abrasive the initial section of the ducts is refractory lined. The duct from the cleaning equipment to the chimney is not usually lined. Ducts gain support from factory buildings and machines but often have trestle supports or steel racks on which they rest especially if they are at high level and cover a long distance when elevated. Costs do not include any supports. | Considered Not Applicable at time of Publication | (BEAMS Note 2) The ERC for this item should be added to all other rateable items on the hereditament (except land). Therefore the total of the ERC of the other Building Items and the P&M ERC (where applicable) to enable the correct contract size adjustment to be made. ERC of Building Component + ERC of P&M = Total ERC to which contract size adjustment should be applied. The appropriate % adjustment should be made in accordance with the scale for contract size adjustment specified under section 6 of the RCG 2023 Guidance notes. The currency ERC rates are set at £4m (Four Million Pounds) @ 1st April 2021 (AVD) for the RCG 2023 Publication. | - | External dimensions of duct x length = m | Class 4 Table 3 Ducts. It is usual to consider any duct under 300 mm dia. as a pipe and generally these are not rateable. Ducts over 300 mm | Pipes and ducts under 300 mm diameter (Class 4 Table 3) Ducts under List of Accessories can be rateable irrespective of size | It is assumed that the item forms part of an average size industrial, commercial or office complex. Where it would be normal to find more than o | - | - | Photo 1 and 2 - Box section of exhaust gases from furnaces. | Major ducting taking waste gasses to precipitators from electric arc furnace Note: The gas is hot and the duct is lined with refractory ceramics | 20384 |  | M | - | NA | NA | NA | 974.3829 | Option 2 | 1276.099 | 30.96% | 1317.75 | 1114.6119 | 14.39% | -12.65% | 1114.6119 | 14.39% | Indexed | NA | VOA_GPN_GOV_UK\7246041 | 2019-08-30 | Low | - | Medium | Risk taken from previous CG | - | - | NA | SPONS E | NA | (BEAMS Note 2) The ERC for this item should be added to all other rateable items on the hereditament (except land). Therefore the total of the ERC of the other Building Items and the P&M ERC (where applicable) to enable the correct contract size adjustment to be made. ERC of Building Component + ERC of P&M = Total ERC to which contract size adjustment should be applied. The appropriate % adjustment should be made in accordance with the scale for contract size adjustment specified under section 6 of the RCG 2021 Guidance notes. The currency ERC rates are set at £4m (Four Million Pounds) @ 1st April 2019 (AVD) for the RCG 2021 Publication. | Photo 1 and 2 - Box section of exhaust gases from furnaces. | Major ducting taking waste gasses to precipitators from electric arc furnace Note: The gas is hot and the duct is lined with refractory ceramics | 2 | TRUE
2814 | 210F03 | 8248 | 210F03 | Gas cleaning | Ducting - circular | Mild steel - 3mm thick | Mild steel - 3mm thick - 1.00m x 1.00m | Welded and flanged with bolted connections | Ducts are found in industrial premises where large quantities of gases (often hot) require to be taken from the point of combustion to some form of gas cleaning equipment. i.e. Bag filter plant, electrostatic precipitator, or cyclone. Industries usually having gas-cleaning facilities include steelworks, cement works et cetera. Smaller operations also have ducting either near engines or to transport products round the property. There are two basic types: (1) Square / rectangular section (2) Tube The duct is usually welded (bolted and sealed) as often an induced draught fan is employed to form a negative pressure, which draws the fumes (product) towards it and through the cleaning equipment. Where the fumes are very hot or abrasive the initial section of the ducts is refractory lined. The duct from the cleaning equipment to the chimney is not usually lined. Ducts gain support from factory buildings and machines but often have trestle supports or steel racks on which they rest especially if they are at high level and cover a long distance when elevated. Costs do not include any supports. | Considered Not Applicable at time of Publication | (BEAMS Note 2) The ERC for this item should be added to all other rateable items on the hereditament (except land). Therefore the total of the ERC of the other Building Items and the P&M ERC (where applicable) to enable the correct contract size adjustment to be made. ERC of Building Component + ERC of P&M = Total ERC to which contract size adjustment should be applied. The appropriate % adjustment should be made in accordance with the scale for contract size adjustment specified under section 6 of the RCG 2023 Guidance notes. The currency ERC rates are set at £4m (Four Million Pounds) @ 1st April 2021 (AVD) for the RCG 2023 Publication. | - | External dimensions of duct x length = m | Class 4 Table 3 Ducts. It is usual to consider any duct under 300 mm dia. as a pipe and generally these are not rateable. Ducts over 300 mm | Pipes and ducts under 300 mm diameter (Class 4 Table 3) Ducts under List of Accessories can be rateable irrespective of size | It is assumed that the item forms part of an average size industrial, commercial or office complex. Where it would be normal to find more than o | - | - | Photo 1 and 2 - Box section of exhaust gases from furnaces. | Major ducting taking waste gasses to precipitators from electric arc furnace Note: The gas is hot and the duct is lined with refractory ceramics | 20384 |  | M | - | NA | NA | NA | 1265.4323 | Option 2 | 1657.2715 | 30.96% | 1711.3636 | 1447.548 | 14.39% | -12.65% | 1447.548 | 14.39% | Indexed | NA | VOA_GPN_GOV_UK\7246041 | 2019-08-30 | Low | - | Medium | Risk taken from previous CG | - | - | NA | SPONS E | NA | (BEAMS Note 2) The ERC for this item should be added to all other rateable items on the hereditament (except land). Therefore the total of the ERC of the other Building Items and the P&M ERC (where applicable) to enable the correct contract size adjustment to be made. ERC of Building Component + ERC of P&M = Total ERC to which contract size adjustment should be applied. The appropriate % adjustment should be made in accordance with the scale for contract size adjustment specified under section 6 of the RCG 2021 Guidance notes. The currency ERC rates are set at £4m (Four Million Pounds) @ 1st April 2019 (AVD) for the RCG 2021 Publication. | Photo 1 and 2 - Box section of exhaust gases from furnaces. | Major ducting taking waste gasses to precipitators from electric arc furnace Note: The gas is hot and the duct is lined with refractory ceramics | 2 | TRUE
2815 | 210F04 | 8249 | 210F04 | Gas cleaning | Ducting - circular | Mild steel - 3mm thick | Mild steel - 3mm thick - 1.00m x 1.00m | Welded and flanged with bolted connections | Ducts are found in industrial premises where large quantities of gases (often hot) require to be taken from the point of combustion to some form of gas cleaning equipment. i.e. Bag filter plant, electrostatic precipitator, or cyclone. Industries usually having gas-cleaning facilities include steelworks, cement works et cetera. Smaller operations also have ducting either near engines or to transport products round the property. There are two basic types: (1) Square / rectangular section (2) Tube The duct is usually welded (bolted and sealed) as often an induced draught fan is employed to form a negative pressure, which draws the fumes (product) towards it and through the cleaning equipment. Where the fumes are very hot or abrasive the initial section of the ducts is refractory lined. The duct from the cleaning equipment to the chimney is not usually lined. Ducts gain support from factory buildings and machines but often have trestle supports or steel racks on which they rest especially if they are at high level and cover a long distance when elevated. Costs do not include any supports. | Considered Not Applicable at time of Publication | (BEAMS Note 2) The ERC for this item should be added to all other rateable items on the hereditament (except land). Therefore the total of the ERC of the other Building Items and the P&M ERC (where applicable) to enable the correct contract size adjustment to be made. ERC of Building Component + ERC of P&M = Total ERC to which contract size adjustment should be applied. The appropriate % adjustment should be made in accordance with the scale for contract size adjustment specified under section 6 of the RCG 2023 Guidance notes. The currency ERC rates are set at £4m (Four Million Pounds) @ 1st April 2021 (AVD) for the RCG 2023 Publication. | - | External dimensions of duct x length = m | Class 4 Table 3 Ducts. It is usual to consider any duct under 300 mm dia. as a pipe and generally these are not rateable. Ducts over 300 mm | Pipes and ducts under 300 mm diameter (Class 4 Table 3) Ducts under List of Accessories can be rateable irrespective of size | It is assumed that the item forms part of an average size industrial, commercial or office complex. Where it would be normal to find more than o | - | - | Photo 1 and 2 - Box section of exhaust gases from furnaces. | Major ducting taking waste gasses to precipitators from electric arc furnace Note: The gas is hot and the duct is lined with refractory ceramics | 20384 |  | M | - | NA | NA | NA | 1904.8974 | Option 2 | 2494.746 | 30.96% | 2576.1726 | 2179.0422 | 14.39% | -12.65% | 2179.0422 | 14.39% | Indexed | NA | VOA_GPN_GOV_UK\7246041 | 2019-08-30 | Low | - | Medium | Risk taken from previous CG | - | - | NA | SPONS E | NA | (BEAMS Note 2) The ERC for this item should be added to all other rateable items on the hereditament (except land). Therefore the total of the ERC of the other Building Items and the P&M ERC (where applicable) to enable the correct contract size adjustment to be made. ERC of Building Component + ERC of P&M = Total ERC to which contract size adjustment should be applied. The appropriate % adjustment should be made in accordance with the scale for contract size adjustment specified under section 6 of the RCG 2021 Guidance notes. The currency ERC rates are set at £4m (Four Million Pounds) @ 1st April 2019 (AVD) for the RCG 2021 Publication. | Photo 1 and 2 - Box section of exhaust gases from furnaces. | Major ducting taking waste gasses to precipitators from electric arc furnace Note: The gas is hot and the duct is lined with refractory ceramics | 2 | TRUE
2816 | 210F09 | 7983 | 210F09 | Gas cleaning | Ducting - circular | Circular Ducts- Insulation | addition for external insulation | Diam 1.0m | The cost represents an addition to the basic duct price to reflect the additon of 50mm of insulation to the external surface of the duct giving a polybutylene finish. Price is £ per lin.m of duct | Considered Not Applicable at time of Publication | (BEAMS Note 2) The ERC for this item should be added to all other rateable items on the hereditament (except land). Therefore the total of the ERC of the other Building Items and the P&M ERC (where applicable) to enable the correct contract size adjustment to be made. ERC of Building Component + ERC of P&M = Total ERC to which contract size adjustment should be applied. The appropriate % adjustment should be made in accordance with the scale for contract size adjustment specified under section 6 of the RCG 2023 Guidance notes. The currency ERC rates are set at £4m (Four Million Pounds) @ 1st April 2021 (AVD) for the RCG 2023 Publication. | - | width and height or diameter x length | Class 4 Table 3 Ducts. It is usual to consider any duct under 300 mm dia. as a pipe and generally these are not rateable. Ducts over 300 mm | - | - | - | - | Photo 1 ducting used as flue connection to Chimney Photo 2 - Air handling ductwork within factory situation | Note rateable supports | 20386 |  | M | linear | NA | NA | NA | 124.0124 | Option 2 | 162.4126 | 30.96% | 167.7136 | 141.8597 | 14.39% | -12.65% | 141.8597 | 14.39% | Indexed | Nimal Rajapakse | VOA_GPN_GOV_UK\7219047 | 2021-10-11 | Low | - | Medium | Risk taken from previous CG | - | - | NA | SPONS E | NA | (BEAMS Note 2) The ERC for this item should be added to all other rateable items on the hereditament (except land). Therefore the total of the ERC of the other Building Items and the P&M ERC (where applicable) to enable the correct contract size adjustment to be made. ERC of Building Component + ERC of P&M = Total ERC to which contract size adjustment should be applied. The appropriate % adjustment should be made in accordance with the scale for contract size adjustment specified under section 6 of the RCG 2021 Guidance notes. The currency ERC rates are set at £4m (Four Million Pounds) @ 1st April 2019 (AVD) for the RCG 2021 Publication. | Photo 1 ducting used as flue connection to Chimney Photo 2 - Air handling ductwork within factory situation | Note rateable supports | 2 | TRUE
2817 | 210F10 | 7984 | 210F10 | Gas cleaning | Ducting - circular | Circular Ducts -Insulation | addition for external insulation | Diam 1.5m | The cost represents an addition to the basic duct price to reflect the additon of 50mm of insulation to the external surface of the duct giving a polybutylene finish. Price is £ per lin.m of duct | Considered Not Applicable at time of Publication | (BEAMS Note 2) The ERC for this item should be added to all other rateable items on the hereditament (except land). Therefore the total of the ERC of the other Building Items and the P&M ERC (where applicable) to enable the correct contract size adjustment to be made. ERC of Building Component + ERC of P&M = Total ERC to which contract size adjustment should be applied. The appropriate % adjustment should be made in accordance with the scale for contract size adjustment specified under section 6 of the RCG 2023 Guidance notes. The currency ERC rates are set at £4m (Four Million Pounds) @ 1st April 2021 (AVD) for the RCG 2023 Publication. | - | width and height or diameter x length | Class 4 Table 3 Ducts. It is usual to consider any duct under 300 mm dia. as a pipe and generally these are not rateable. Ducts over 300 mm | - | - | - | - | Photo 1 ducting used as flue connection to Chimney Photo 2 - Air handling ductwork within factory situation | Note rateable supports | 20386 |  | M | linear | NA | NA | NA | 186.4404 | Option 2 | 244.1713 | 30.96% | 252.1409 | 213.2721 | 14.39% | -12.65% | 213.2721 | 14.39% | Indexed | Nimal Rajapakse | VOA_GPN_GOV_UK\7219047 | 2021-10-11 | Low | - | Medium | Risk taken from previous CG | - | - | NA | SPONS E | NA | (BEAMS Note 2) The ERC for this item should be added to all other rateable items on the hereditament (except land). Therefore the total of the ERC of the other Building Items and the P&M ERC (where applicable) to enable the correct contract size adjustment to be made. ERC of Building Component + ERC of P&M = Total ERC to which contract size adjustment should be applied. The appropriate % adjustment should be made in accordance with the scale for contract size adjustment specified under section 6 of the RCG 2021 Guidance notes. The currency ERC rates are set at £4m (Four Million Pounds) @ 1st April 2019 (AVD) for the RCG 2021 Publication. | Photo 1 ducting used as flue connection to Chimney Photo 2 - Air handling ductwork within factory situation | Note rateable supports | 2 | TRUE
2818 | 210F11 | 7985 | 210F11 | Gas cleaning | Ducting - circular | Circular Ducts -Insulation | addition for external insulation | Diam 2.0m | The cost represents an addition to the basic duct price to reflect the additon of 50mm of insulation to the external surface of the duct giving a polybutylene finish. Price is £ per lin.m of duct | Considered Not Applicable at time of Publication | (BEAMS Note 2) The ERC for this item should be added to all other rateable items on the hereditament (except land). Therefore the total of the ERC of the other Building Items and the P&M ERC (where applicable) to enable the correct contract size adjustment to be made. ERC of Building Component + ERC of P&M = Total ERC to which contract size adjustment should be applied. The appropriate % adjustment should be made in accordance with the scale for contract size adjustment specified under section 6 of the RCG 2023 Guidance notes. The currency ERC rates are set at £4m (Four Million Pounds) @ 1st April 2021 (AVD) for the RCG 2023 Publication. | - | width and height or diameter x length | Class 4 Table 3 Ducts. It is usual to consider any duct under 300 mm dia. as a pipe and generally these are not rateable. Ducts over 300 mm | - | - | - | - | Photo 1 ducting used as flue connection to Chimney Photo 2 - Air handling ductwork within factory situation | Note rateable supports | 20386 |  | M | linear | NA | NA | NA | 248.0247 | Option 2 | 324.8252 | 30.96% | 335.4273 | 283.7194 | 14.39% | -12.65% | 283.7194 | 14.39% | Indexed | Nimal Rajapakse | VOA_GPN_GOV_UK\7219047 | 2021-10-11 | Low | - | Medium | Risk taken from previous CG | - | - | NA | SPONS E | NA | (BEAMS Note 2) The ERC for this item should be added to all other rateable items on the hereditament (except land). Therefore the total of the ERC of the other Building Items and the P&M ERC (where applicable) to enable the correct contract size adjustment to be made. ERC of Building Component + ERC of P&M = Total ERC to which contract size adjustment should be applied. The appropriate % adjustment should be made in accordance with the scale for contract size adjustment specified under section 6 of the RCG 2021 Guidance notes. The currency ERC rates are set at £4m (Four Million Pounds) @ 1st April 2019 (AVD) for the RCG 2021 Publication. | Photo 1 ducting used as flue connection to Chimney Photo 2 - Air handling ductwork within factory situation | Note rateable supports | 2 | TRUE
2819 | 210F12 | 7987 | 210F12 | Gas cleaning | Ducting - circular | Circular Ducts - Insulation | addition for external insulation | Diam 3.0m | The cost represents an addition to the basic duct price to reflect the additon of 50mm of insulation to the external surface of the duct giving a polybutylene finish. Price is £ per lin.m of duct | Considered Not Applicable at time of Publication | (BEAMS Note 2) The ERC for this item should be added to all other rateable items on the hereditament (except land). Therefore the total of the ERC of the other Building Items and the P&M ERC (where applicable) to enable the correct contract size adjustment to be made. ERC of Building Component + ERC of P&M = Total ERC to which contract size adjustment should be applied. The appropriate % adjustment should be made in accordance with the scale for contract size adjustment specified under section 6 of the RCG 2023 Guidance notes. The currency ERC rates are set at £4m (Four Million Pounds) @ 1st April 2021 (AVD) for the RCG 2023 Publication. | - | width and height or diameter x length | Class 4 Table 3 Ducts. It is usual to consider any duct under 300 mm dia. as a pipe and generally these are not rateable. Ducts over 300 mm | - | - | - | - | Photo 1 ducting used as flue connection to Chimney Photo 2 - Air handling ductwork within factory situation | Note rateable supports | 20386 |  | M | linear | NA | NA | NA | 375.4116 | Option 2 | 491.6572 | 30.96% | 507.7045 | 429.4392 | 14.39% | -12.65% | 429.4392 | 14.39% | Indexed | Nimal Rajapakse | VOA_GPN_GOV_UK\7219047 | 2021-10-11 | Low | - | Medium | Risk taken from previous CG | - | - | NA | SPONS E | NA | (BEAMS Note 2) The ERC for this item should be added to all other rateable items on the hereditament (except land). Therefore the total of the ERC of the other Building Items and the P&M ERC (where applicable) to enable the correct contract size adjustment to be made. ERC of Building Component + ERC of P&M = Total ERC to which contract size adjustment should be applied. The appropriate % adjustment should be made in accordance with the scale for contract size adjustment specified under section 6 of the RCG 2021 Guidance notes. The currency ERC rates are set at £4m (Four Million Pounds) @ 1st April 2019 (AVD) for the RCG 2021 Publication. | Photo 1 ducting used as flue connection to Chimney Photo 2 - Air handling ductwork within factory situation | Note rateable supports | 2 | TRUE
2820 | 210F05 | 7979 | 210F05 | Gas cleaning | Ducting - circular | Circular Ducts - Refractories / ceramic linings | addition for lining | Diam 1.0m | The cost represents an addition to the basic duct price to reflect the additon of a ceramic or refactory lining to the duct. Price is £ per lin.m of duct | Considered Not Applicable at time of Publication | (BEAMS Note 2) The ERC for this item should be added to all other rateable items on the hereditament (except land). Therefore the total of the ERC of the other Building Items and the P&M ERC (where applicable) to enable the correct contract size adjustment to be made. ERC of Building Component + ERC of P&M = Total ERC to which contract size adjustment should be applied. The appropriate % adjustment should be made in accordance with the scale for contract size adjustment specified under section 6 of the RCG 2023 Guidance notes. The currency ERC rates are set at £4m (Four Million Pounds) @ 1st April 2021 (AVD) for the RCG 2023 Publication. | - | width and height or diameter x length | Class 4 Table 3 Ducts. It is usual to consider any duct under 300 mm dia. as a pipe and generally these are not rateable. Ducts over 300 mm | Pipes and ducts under 300 mm diameter (Class 4 Table 3) Ducts under List of Accessories can be rateable irrespective of size | It is assumed that the item forms part of an average size industrial, commercial or office complex. Where it would be normal to find more than o | - | - | Photo 1 and 2 - Box section of exhaust gases from furnaces. | Major ducting taking waste gasses to precipitators from electric arc furnace Note: The gas is hot and the duct is lined with refractory ceramics | 20384 |  | M | linear | NA | NA | NA | 204.1564 | Option 2 | 267.3731 | 30.96% | 276.1 | 233.5377 | 14.39% | -12.65% | 233.5377 | 14.39% | Indexed | Nimal Rajapakse | VOA_GPN_GOV_UK\7219047 | 2021-10-11 | Low | - | Medium | Risk taken from previous CG | - | - | NA | SPONS E | NA | (BEAMS Note 2) The ERC for this item should be added to all other rateable items on the hereditament (except land). Therefore the total of the ERC of the other Building Items and the P&M ERC (where applicable) to enable the correct contract size adjustment to be made. ERC of Building Component + ERC of P&M = Total ERC to which contract size adjustment should be applied. The appropriate % adjustment should be made in accordance with the scale for contract size adjustment specified under section 6 of the RCG 2021 Guidance notes. The currency ERC rates are set at £4m (Four Million Pounds) @ 1st April 2019 (AVD) for the RCG 2021 Publication. | Photo 1 and 2 - Box section of exhaust gases from furnaces. | Major ducting taking waste gasses to precipitators from electric arc furnace Note: The gas is hot and the duct is lined with refractory ceramics | 2 | TRUE
2821 | 210F06 | 8177 | 210F06 | Gas cleaning | Ducting - circular | Circular Ducts - Refractories / ceramic linings | addition for lining | Diam 1.5m | The cost represents an addition to the basic duct price to reflect the additon of a ceramic or refactory lining to the duct. Price is £ per lin.m of duct | Considered Not Applicable at time of Publication | (BEAMS Note 2) The ERC for this item should be added to all other rateable items on the hereditament (except land). Therefore the total of the ERC of the other Building Items and the P&M ERC (where applicable) to enable the correct contract size adjustment to be made. ERC of Building Component + ERC of P&M = Total ERC to which contract size adjustment should be applied. The appropriate % adjustment should be made in accordance with the scale for contract size adjustment specified under section 6 of the RCG 2023 Guidance notes. The currency ERC rates are set at £4m (Four Million Pounds) @ 1st April 2021 (AVD) for the RCG 2023 Publication. | - | width and height or diameter x length | Class 4 Table 3 Ducts. It is usual to consider any duct under 300 mm dia. as a pipe and generally these are not rateable. Ducts over 300 mm | - | - | - | - | Photo 1 ducting used as flue connection to Chimney Photo 2 - Air handling ductwork within factory situation | Note rateable supports | 20386 |  | M | linear | NA | NA | NA | 310.4527 | Option 2 | 406.5839 | 30.96% | 419.8545 | 355.1318 | 14.39% | -12.65% | 355.1318 | 14.39% | Indexed | Nimal Rajapakse | VOA_GPN_GOV_UK\7219047 | 2021-10-11 | Low | - | Medium | Risk taken from previous CG | - | - | NA | SPONS E | NA | (BEAMS Note 2) The ERC for this item should be added to all other rateable items on the hereditament (except land). Therefore the total of the ERC of the other Building Items and the P&M ERC (where applicable) to enable the correct contract size adjustment to be made. ERC of Building Component + ERC of P&M = Total ERC to which contract size adjustment should be applied. The appropriate % adjustment should be made in accordance with the scale for contract size adjustment specified under section 6 of the RCG 2021 Guidance notes. The currency ERC rates are set at £4m (Four Million Pounds) @ 1st April 2019 (AVD) for the RCG 2021 Publication. | Photo 1 ducting used as flue connection to Chimney Photo 2 - Air handling ductwork within factory situation | Note rateable supports | 2 | TRUE
2822 | 210F07 | 7980 | 210F07 | Gas cleaning | Ducting - circular | Circular Ducts - Refractories / ceramic linings | addition for lining | Diam 2.0m | The cost represents an addition to the basic duct price to reflect the additon of a ceramic or refactory lining to the duct. Price is £ per lin.m of duct | Considered Not Applicable at time of Publication | (BEAMS Note 2) The ERC for this item should be added to all other rateable items on the hereditament (except land). Therefore the total of the ERC of the other Building Items and the P&M ERC (where applicable) to enable the correct contract size adjustment to be made. ERC of Building Component + ERC of P&M = Total ERC to which contract size adjustment should be applied. The appropriate % adjustment should be made in accordance with the scale for contract size adjustment specified under section 6 of the RCG 2023 Guidance notes. The currency ERC rates are set at £4m (Four Million Pounds) @ 1st April 2021 (AVD) for the RCG 2023 Publication. | - | width and height or diameter x length | Class 4 Table 3 Ducts. It is usual to consider any duct under 300 mm dia. as a pipe and generally these are not rateable. Ducts over 300 mm | - | - | - | - | Photo 1 ducting used as flue connection to Chimney Photo 2 - Air handling ductwork within factory situation | Note rateable supports | 20386 |  | M | linear | NA | NA | NA | 416.749 | Option 2 | 545.7947 | 30.96% | 563.6091 | 476.7258 | 14.39% | -12.65% | 476.7258 | 14.39% | Indexed | Nimal Rajapakse | VOA_GPN_GOV_UK\7219047 | 2021-10-11 | Low | - | Medium | Risk taken from previous CG | - | - | NA | SPONS E | NA | (BEAMS Note 2) The ERC for this item should be added to all other rateable items on the hereditament (except land). Therefore the total of the ERC of the other Building Items and the P&M ERC (where applicable) to enable the correct contract size adjustment to be made. ERC of Building Component + ERC of P&M = Total ERC to which contract size adjustment should be applied. The appropriate % adjustment should be made in accordance with the scale for contract size adjustment specified under section 6 of the RCG 2021 Guidance notes. The currency ERC rates are set at £4m (Four Million Pounds) @ 1st April 2019 (AVD) for the RCG 2021 Publication. | Photo 1 ducting used as flue connection to Chimney Photo 2 - Air handling ductwork within factory situation | Note rateable supports | 2 | TRUE
2823 | 210F08 | 7982 | 210F08 | Gas cleaning | Ducting - circular | Circular Ducts - Refractories / ceramic linings | addition for lining | Diam 3.0m | The cost represents an addition to the basic duct price to reflect the additon of a ceramic or refactory lining to the duct. Price is £ per lin.m of duct | Considered Not Applicable at time of Publication | (BEAMS Note 2) The ERC for this item should be added to all other rateable items on the hereditament (except land). Therefore the total of the ERC of the other Building Items and the P&M ERC (where applicable) to enable the correct contract size adjustment to be made. ERC of Building Component + ERC of P&M = Total ERC to which contract size adjustment should be applied. The appropriate % adjustment should be made in accordance with the scale for contract size adjustment specified under section 6 of the RCG 2023 Guidance notes. The currency ERC rates are set at £4m (Four Million Pounds) @ 1st April 2021 (AVD) for the RCG 2023 Publication. | - | width and height or diameter x length | Class 4 Table 3 Ducts. It is usual to consider any duct under 300 mm dia. as a pipe and generally these are not rateable. Ducts over 300 mm | - | - | - | - | Photo 1 ducting used as flue connection to Chimney Photo 2 - Air handling ductwork within factory situation | Note rateable supports | 20386 |  | M | linear | NA | NA | NA | 637.7779 | Option 2 | 835.2648 | 30.96% | 862.5272 | 729.5642 | 14.39% | -12.65% | 729.5642 | 14.39% | Indexed | Nimal Rajapakse | VOA_GPN_GOV_UK\7219047 | 2021-10-11 | Low | - | Medium | Risk taken from previous CG | - | - | NA | SPONS E | NA | (BEAMS Note 2) The ERC for this item should be added to all other rateable items on the hereditament (except land). Therefore the total of the ERC of the other Building Items and the P&M ERC (where applicable) to enable the correct contract size adjustment to be made. ERC of Building Component + ERC of P&M = Total ERC to which contract size adjustment should be applied. The appropriate % adjustment should be made in accordance with the scale for contract size adjustment specified under section 6 of the RCG 2021 Guidance notes. The currency ERC rates are set at £4m (Four Million Pounds) @ 1st April 2019 (AVD) for the RCG 2021 Publication. | Photo 1 ducting used as flue connection to Chimney Photo 2 - Air handling ductwork within factory situation | Note rateable supports | 2 | TRUE
2824 | 210F30 | 7988 | 210F30 | Gas cleaning | Ducts - Circular or Square section | Heavy duty application - Cement Works | Diam 3.0m | Welded and flanged with bolted connections | Ducts are found in industrial premises where large quantities of gases (often hot) require to be taken from the point of combustion to some form of gas cleaning equipment. i.e. Bag filter plant, electrostatic precipitator, or cyclone. Industries usually having gas-cleaning facilities include steelworks, cement works et cetera. Smaller operations also have ducting either near engines or to transport products round the property. There are two basic types: (1) Square / rectangular section (2) Tube The duct is usually welded (bolted and sealed) as often an induced draught fan is employed to form a negative pressure, which draws the fumes (product) towards it and through the cleaning equipment. Where the fumes are very hot or abrasive the initial section of the ducts is refractory lined. The duct from the cleaning equipment to the chimney is not usually lined. Ducts gain support from factory buildings and machines but often have trestle supports or steel racks on which they rest especially if they are at high level and cover a long distance when elevated. Costs do not include any supports. | Considered Not Applicable at time of Publication | (BEAMS Note 2) The ERC for this item should be added to all other rateable items on the hereditament (except land). Therefore the total of the ERC of the other Building Items and the P&M ERC (where applicable) to enable the correct contract size adjustment to be made. ERC of Building Component + ERC of P&M = Total ERC to which contract size adjustment should be applied. The appropriate % adjustment should be made in accordance with the scale for contract size adjustment specified under section 6 of the RCG 2023 Guidance notes. The currency ERC rates are set at £4m (Four Million Pounds) @ 1st April 2021 (AVD) for the RCG 2023 Publication. | - | width and height or diameter x length | Class 4 Table 3 Ducts. It is usual to consider any duct under 300 mm dia. as a pipe and generally these are not rateable. Ducts over 300 mm | - | - | - | - | Photo 1 ducting used as flue connection to Chimney Photo 2 - Air handling ductwork within factory situation | Note rateable supports | 20386 |  | M | linear | NA | NA | NA | 531.4816 | Option 2 | 696.054 | 30.96% | 728.8072 | 616.4578 | 15.99% | -11.44% | 616.4578 | 15.99% | Indexed | NA | VOA_GPN_GOV_UK\7246041 | 2019-08-30 | Low | - | Medium | Risk taken from previous CG | - | - | NA | SPONS E | NA | (BEAMS Note 2) The ERC for this item should be added to all other rateable items on the hereditament (except land). Therefore the total of the ERC of the other Building Items and the P&M ERC (where applicable) to enable the correct contract size adjustment to be made. ERC of Building Component + ERC of P&M = Total ERC to which contract size adjustment should be applied. The appropriate % adjustment should be made in accordance with the scale for contract size adjustment specified under section 6 of the RCG 2021 Guidance notes. The currency ERC rates are set at £4m (Four Million Pounds) @ 1st April 2019 (AVD) for the RCG 2021 Publication. | Photo 1 ducting used as flue connection to Chimney Photo 2 - Air handling ductwork within factory situation | Note rateable supports | 2 | TRUE
2825 | 210F31 | 7989 | 210F31 | Gas cleaning | Ducts - Circular or Square section | Heavy duty application - Cement Works | Diam 1.0m | Welded and flanged with bolted connections | Ducts are found in industrial premises where large quantities of gases (often hot) require to be taken from the point of combustion to some form of gas cleaning equipment. i.e. Bag filter plant, electrostatic precipitator, or cyclone. Industries usually having gas-cleaning facilities include steelworks, cement works et cetera. Smaller operations also have ducting either near engines or to transport products round the property. There are two basic types: (1) Square / rectangular section (2) Tube The duct is usually welded (bolted and sealed) as often an induced draught fan is employed to form a negative pressure, which draws the fumes (product) towards it and through the cleaning equipment. Where the fumes are very hot or abrasive the initial section of the ducts is refractory lined. The duct from the cleaning equipment to the chimney is not usually lined. Ducts gain support from factory buildings and machines but often have trestle supports or steel racks on which they rest especially if they are at high level and cover a long distance when elevated. Costs do not include any supports. | Considered Not Applicable at time of Publication | (BEAMS Note 2) The ERC for this item should be added to all other rateable items on the hereditament (except land). Therefore the total of the ERC of the other Building Items and the P&M ERC (where applicable) to enable the correct contract size adjustment to be made. ERC of Building Component + ERC of P&M = Total ERC to which contract size adjustment should be applied. The appropriate % adjustment should be made in accordance with the scale for contract size adjustment specified under section 6 of the RCG 2023 Guidance notes. The currency ERC rates are set at £4m (Four Million Pounds) @ 1st April 2021 (AVD) for the RCG 2023 Publication. | - | width and height or diameter x length | Class 4 Table 3 Ducts. It is usual to consider any duct under 300 mm dia. as a pipe and generally these are not rateable. Ducts over 300 mm | - | - | - | - | Photo 1 ducting used as flue connection to Chimney Photo 2 - Air handling ductwork within factory situation | Note rateable supports | 20386 |  | M | linear | NA | NA | NA | 858.8067 | Option 2 | 1124.7349 | 30.96% | 1177.66 | 996.1176 | 15.99% | -11.44% | 996.1176 | 15.99% | Indexed | NA | VOA_GPN_GOV_UK\7246041 | 2019-08-30 | Low | - | Medium | Risk taken from previous CG | - | - | NA | SPONS E | NA | (BEAMS Note 2) The ERC for this item should be added to all other rateable items on the hereditament (except land). Therefore the total of the ERC of the other Building Items and the P&M ERC (where applicable) to enable the correct contract size adjustment to be made. ERC of Building Component + ERC of P&M = Total ERC to which contract size adjustment should be applied. The appropriate % adjustment should be made in accordance with the scale for contract size adjustment specified under section 6 of the RCG 2021 Guidance notes. The currency ERC rates are set at £4m (Four Million Pounds) @ 1st April 2019 (AVD) for the RCG 2021 Publication. | Photo 1 ducting used as flue connection to Chimney Photo 2 - Air handling ductwork within factory situation | Note rateable supports | 2 | TRUE
2826 | 210F32 | 7990 | 210F32 | Gas cleaning | Ducts - Circular or Square section | Heavy duty application - Cement Works | Diam 1.5m | Welded and flanged with bolted connections | Ducts are found in industrial premises where large quantities of gases (often hot) require to be taken from the point of combustion to some form of gas cleaning equipment. i.e. Bag filter plant, electrostatic precipitator, or cyclone. Industries usually having gas-cleaning facilities include steelworks, cement works et cetera. Smaller operations also have ducting either near engines or to transport products round the property. There are two basic types: (1) Square / rectangular section (2) Tube The duct is usually welded (bolted and sealed) as often an induced draught fan is employed to form a negative pressure, which draws the fumes (product) towards it and through the cleaning equipment. Where the fumes are very hot or abrasive the initial section of the ducts is refractory lined. The duct from the cleaning equipment to the chimney is not usually lined. Ducts gain support from factory buildings and machines but often have trestle supports or steel racks on which they rest especially if they are at high level and cover a long distance when elevated. Costs do not include any supports. | Considered Not Applicable at time of Publication | (BEAMS Note 2) The ERC for this item should be added to all other rateable items on the hereditament (except land). Therefore the total of the ERC of the other Building Items and the P&M ERC (where applicable) to enable the correct contract size adjustment to be made. ERC of Building Component + ERC of P&M = Total ERC to which contract size adjustment should be applied. The appropriate % adjustment should be made in accordance with the scale for contract size adjustment specified under section 6 of the RCG 2023 Guidance notes. The currency ERC rates are set at £4m (Four Million Pounds) @ 1st April 2021 (AVD) for the RCG 2023 Publication. | - | width and height or diameter x length | Class 4 Table 3 Ducts. It is usual to consider any duct under 300 mm dia. as a pipe and generally these are not rateable. Ducts over 300 mm | - | - | - | - | Photo 1 ducting used as flue connection to Chimney Photo 2 - Air handling ductwork within factory situation | Note rateable supports | 20386 |  | M | linear | NA | NA | NA | 1265.4323 | Option 2 | 1657.2715 | 30.96% | 1735.2554 | 1467.7567 | 15.99% | -11.44% | 1467.7567 | 15.99% | Indexed | NA | VOA_GPN_GOV_UK\7246041 | 2019-08-30 | Low | - | Medium | Risk taken from previous CG | - | - | NA | SPONS E | NA | (BEAMS Note 2) The ERC for this item should be added to all other rateable items on the hereditament (except land). Therefore the total of the ERC of the other Building Items and the P&M ERC (where applicable) to enable the correct contract size adjustment to be made. ERC of Building Component + ERC of P&M = Total ERC to which contract size adjustment should be applied. The appropriate % adjustment should be made in accordance with the scale for contract size adjustment specified under section 6 of the RCG 2021 Guidance notes. The currency ERC rates are set at £4m (Four Million Pounds) @ 1st April 2019 (AVD) for the RCG 2021 Publication. | Photo 1 ducting used as flue connection to Chimney Photo 2 - Air handling ductwork within factory situation | Note rateable supports | 2 | TRUE
2827 | 210F40 | 7992 | 210F40 | Gas cleaning | Ducts - Circular or Square section | Heavy duty application - Cement Works | Diam 2.0m | Welded and flanged with bolted connections | Ducts are found in industrial premises where large quantities of gases (often hot) require to be taken from the point of combustion to some form of gas cleaning equipment. i.e. Bag filter plant, electrostatic precipitator, or cyclone. Industries usually having gas-cleaning facilities include steelworks, cement works et cetera. Smaller operations also have ducting either near engines or to transport products round the property. There are two basic types: (1) Square / rectangular section (2) Tube The duct is usually welded (bolted and sealed) as often an induced draught fan is employed to form a negative pressure, which draws the fumes (product) towards it and through the cleaning equipment. Where the fumes are very hot or abrasive the initial section of the ducts is refractory lined. The duct from the cleaning equipment to the chimney is not usually lined. Ducts gain support from factory buildings and machines but often have trestle supports or steel racks on which they rest especially if they are at high level and cover a long distance when elevated. Costs do not include any supports. | Considered Not Applicable at time of Publication | (BEAMS Note 2) The ERC for this item should be added to all other rateable items on the hereditament (except land). Therefore the total of the ERC of the other Building Items and the P&M ERC (where applicable) to enable the correct contract size adjustment to be made. ERC of Building Component + ERC of P&M = Total ERC to which contract size adjustment should be applied. The appropriate % adjustment should be made in accordance with the scale for contract size adjustment specified under section 6 of the RCG 2023 Guidance notes. The currency ERC rates are set at £4m (Four Million Pounds) @ 1st April 2021 (AVD) for the RCG 2023 Publication. | - | width and height or diameter x length | Class 4 Table 3 Ducts. It is usual to consider any duct under 300 mm dia. as a pipe and generally these are not rateable. Ducts over 300 mm | - | - | - | - | Photo 1 ducting used as flue connection to Chimney Photo 2 - Air handling ductwork within factory situation | Note rateable supports | 20386 |  | M | linear | NA | NA | NA | 514.6091 | Option 2 | 673.9571 | 30.96% | 705.6705 | 596.8877 | 15.99% | -11.44% | 596.8877 | 15.99% | Indexed | NA | VOA_GPN_GOV_UK\7246041 | 2019-08-30 | Low | - | Medium | Risk taken from previous CG | - | - | NA | SPONS E | NA | (BEAMS Note 2) The ERC for this item should be added to all other rateable items on the hereditament (except land). Therefore the total of the ERC of the other Building Items and the P&M ERC (where applicable) to enable the correct contract size adjustment to be made. ERC of Building Component + ERC of P&M = Total ERC to which contract size adjustment should be applied. The appropriate % adjustment should be made in accordance with the scale for contract size adjustment specified under section 6 of the RCG 2021 Guidance notes. The currency ERC rates are set at £4m (Four Million Pounds) @ 1st April 2019 (AVD) for the RCG 2021 Publication. | Photo 1 ducting used as flue connection to Chimney Photo 2 - Air handling ductwork within factory situation | Note rateable supports | 2 | TRUE
2828 | 210F41 | 7993 | 210F41 | Gas cleaning | Ducts - Circular or Square section | Heavy duty application - Cement Works | Diam 3.0m | Welded and flanged with bolted connections | Ducts are found in industrial premises where large quantities of gases (often hot) require to be taken from the point of combustion to some form of gas cleaning equipment. i.e. Bag filter plant, electrostatic precipitator, or cyclone. Industries usually having gas-cleaning facilities include steelworks, cement works et cetera. Smaller operations also have ducting either near engines or to transport products round the property. There are two basic types: (1) Square / rectangular section (2) Tube The duct is usually welded (bolted and sealed) as often an induced draught fan is employed to form a negative pressure, which draws the fumes (product) towards it and through the cleaning equipment. Where the fumes are very hot or abrasive the initial section of the ducts is refractory lined. The duct from the cleaning equipment to the chimney is not usually lined. Ducts gain support from factory buildings and machines but often have trestle supports or steel racks on which they rest especially if they are at high level and cover a long distance when elevated. Costs do not include any supports. | Considered Not Applicable at time of Publication | (BEAMS Note 2) The ERC for this item should be added to all other rateable items on the hereditament (except land). Therefore the total of the ERC of the other Building Items and the P&M ERC (where applicable) to enable the correct contract size adjustment to be made. ERC of Building Component + ERC of P&M = Total ERC to which contract size adjustment should be applied. The appropriate % adjustment should be made in accordance with the scale for contract size adjustment specified under section 6 of the RCG 2023 Guidance notes. The currency ERC rates are set at £4m (Four Million Pounds) @ 1st April 2021 (AVD) for the RCG 2023 Publication. | - | width and height or diameter x length | Class 4 Table 3 Ducts. It is usual to consider any duct under 300 mm dia. as a pipe and generally these are not rateable. Ducts over 300 mm | - | - | - | - | Photo 1 ducting used as flue connection to Chimney Photo 2 - Air handling ductwork within factory situation | Note rateable supports | 20386 |  | M | linear | NA | NA | NA | 841.9343 | Option 2 | 1102.638 | 30.96% | 1154.5232 | 976.5475 | 15.99% | -11.44% | 976.5475 | 15.99% | Indexed | NA | VOA_GPN_GOV_UK\7246041 | 2019-08-30 | Low | - | Medium | Risk taken from previous CG | - | - | NA | SPONS E | NA | (BEAMS Note 2) The ERC for this item should be added to all other rateable items on the hereditament (except land). Therefore the total of the ERC of the other Building Items and the P&M ERC (where applicable) to enable the correct contract size adjustment to be made. ERC of Building Component + ERC of P&M = Total ERC to which contract size adjustment should be applied. The appropriate % adjustment should be made in accordance with the scale for contract size adjustment specified under section 6 of the RCG 2021 Guidance notes. The currency ERC rates are set at £4m (Four Million Pounds) @ 1st April 2019 (AVD) for the RCG 2021 Publication. | Photo 1 ducting used as flue connection to Chimney Photo 2 - Air handling ductwork within factory situation | Note rateable supports | 2 | TRUE
2829 | 210F42 | 7997 | 210F42 | Gas cleaning | Ducts - Circular or Square section | Heavy duty application - Cement Works | 6mm or 8mm thick steel | 1.0m diam or 1.0m x 1.0m section | Ducts are found in industrial premises where large quantities of gases (often hot) require to be taken from the point of combustion to some form of gas cleaning equipment. i.e. Bag filter plant, electrostatic precipitator, or cyclone. Industries usually having gas-cleaning facilities include steelworks, cement works et cetera. Smaller operations also have ducting either near engines or to transport products round the property. There are two basic types: (1) Square / rectangular section (2) Tube The duct is usually welded (bolted and sealed) as often an induced draught fan is employed to form a negative pressure, which draws the fumes (product) towards it and through the cleaning equipment. Where the fumes are very hot or abrasive the initial section of the ducts is refractory lined. The duct from the cleaning equipment to the chimney is not usually lined. Ducts gain support from factory buildings and machines but often have trestle supports or steel racks on which they rest especially if they are at high level and cover a long distance when elevated. Costs do not include any supports. | Considered Not Applicable at time of Publication | (BEAMS Note 2) The ERC for this item should be added to all other rateable items on the hereditament (except land). Therefore the total of the ERC of the other Building Items and the P&M ERC (where applicable) to enable the correct contract size adjustment to be made. ERC of Building Component + ERC of P&M = Total ERC to which contract size adjustment should be applied. The appropriate % adjustment should be made in accordance with the scale for contract size adjustment specified under section 6 of the RCG 2023 Guidance notes. The currency ERC rates are set at £4m (Four Million Pounds) @ 1st April 2021 (AVD) for the RCG 2023 Publication. | - | width and height or diameter x length | Class 4 Table 3 Ducts. It is usual to consider any duct under 300 mm dia. as a pipe and generally these are not rateable. Ducts over 300 mm | - | - | - | - | Photo 1 ducting used as flue connection to Chimney Photo 2 -Heavy duty square/rectangular section -typical of cement works | Note rateable supports | 20386 |  | M | linear | NA | NA | NA | 1240.1236 | Option 2 | 1624.126 | 30.96% | 1700.5502 | 1438.4016 | 15.99% | -11.44% | 1438.4016 | 15.99% | Indexed | NA | VOA_GPN_GOV_UK\7246041 | 2019-08-30 | Low | - | Medium | Risk taken from previous CG | - | - | NA | SPONS E | NA | (BEAMS Note 2) The ERC for this item should be added to all other rateable items on the hereditament (except land). Therefore the total of the ERC of the other Building Items and the P&M ERC (where applicable) to enable the correct contract size adjustment to be made. ERC of Building Component + ERC of P&M = Total ERC to which contract size adjustment should be applied. The appropriate % adjustment should be made in accordance with the scale for contract size adjustment specified under section 6 of the RCG 2021 Guidance notes. The currency ERC rates are set at £4m (Four Million Pounds) @ 1st April 2019 (AVD) for the RCG 2021 Publication. | Photo 1 ducting used as flue connection to Chimney Photo 2 -Heavy duty square/rectangular section -typical of cement works | Note rateable supports | 2 | TRUE
2830 | 425005 | 5008 | 425005 | Gatehouse weighbridge building | Single storey | < 10.0m² | - | - | Building Construction: Foundations: Reinforced concrete. Frame: None. Upper Floors: None. Roof: Concrete flat roof with mineral felt and chippings/pitched roof with plain tiles. External Walls: Brick/block cavity with insulation. Windows and Doors: Either standard UPVC double glazed windows or on older buildings softwood windows, single glazed, painted. Internal Walls: Brick/block or metal stud plaster board partitions. Internal Finishes: Emulsion paint to plastered walls and ceilings, vinyl floor tiles. Building Services: General lighting and power, sanitary appliances with cold water, hot water via immersion heater. | Location Adjustment Applicable (See Guidance Notes) - ERC = UK mean of 1.00 | (BEAMS Note 2) The ERC for this item should be added to all other rateable items on the hereditament (except land). Therefore the total of the ERC of the other Building Items and the P&M ERC (where applicable) to enable the correct contract size adjustment to be made. ERC of Building Component + ERC of P&M = Total ERC to which contract size adjustment should be applied. The appropriate % adjustment should be made in accordance with the scale for contract size adjustment specified under section 6 of the RCG 2023 Guidance notes. The currency ERC rates are set at £4m (Four Million Pounds) @ 1st April 2021 (AVD) for the RCG 2023 Publication. | For glass reinforced plastic see Portable Buildings. Often houses CCTV equipment and monitors- for costs see Hazards | Measure to GIA | - | - | - | - | VARIATIONS: The above costs should be adjusted to reflect the variations in construction and finish described. Additions: Full central heating - £xx/m2, Quarry tiled floors - £xx/m2 | Photo 1: Gatehouse Weighbridge - Single Storey, Photo 2: Gatehouse Weighbridge with pit weighbridge. Photo 3: Gatehouse Weighbridge with surface mounted load cell weighbridge. | - | 10163 |  | M2 | - | NA | NA | NA | 1051.7569 | Option 1 | 1303.9725 | 23.98% | 1579.7558 | 1134.2269 | 7.841% | -13.02% | 1134.2269 | 7.841% | Indexed | NA | VOA_GPN_GOV_UK\7246041 | 2019-08-30 | Low | - | Medium | Risk taken from previous CG | - | - | NA | SPONS A&B | NA | (BEAMS Note 2) The ERC for this item should be added to all other rateable items on the hereditament (except land). Therefore the total of the ERC of the other Building Items and the P&M ERC (where applicable) to enable the correct contract size adjustment to be made. ERC of Building Component + ERC of P&M = Total ERC to which contract size adjustment should be applied. The appropriate % adjustment should be made in accordance with the scale for contract size adjustment specified under section 6 of the RCG 2021 Guidance notes. The currency ERC rates are set at £4m (Four Million Pounds) @ 1st April 2019 (AVD) for the RCG 2021 Publication. | Photo 1: Gatehouse Weighbridge - Single Storey, Photo 2: Gatehouse Weighbridge with pit weighbridge. Photo 3: Gatehouse Weighbridge with surface mounted load cell weighbridge. | - | 2 | TRUE
2831 | 42500A | 4707 | 42500A | Gatehouse weighbridge building | Single storey | 10.0m² - 25.0m² | - | - | Building Construction: Foundations: Reinforced concrete. Frame: None. Upper Floors: None. Roof: Concrete flat roof with mineral felt and chippings/pitched roof with plain tiles. External Walls: Brick/block cavity with insulation. Windows and Doors: Either standard UPVC double glazed windows or on older buildings softwood windows, single glazed, painted. Internal Walls: Brick/block or metal stud plaster board partitions. Internal Finishes: Emulsion paint to plastered walls and ceilings, vinyl floor tiles. Building Services: General lighting and power, sanitary appliances with cold water, hot water via immersion heater. | Location Adjustment Applicable (See Guidance Notes) - ERC = UK mean of 1.00 | (BEAMS Note 2) The ERC for this item should be added to all other rateable items on the hereditament (except land). Therefore the total of the ERC of the other Building Items and the P&M ERC (where applicable) to enable the correct contract size adjustment to be made. ERC of Building Component + ERC of P&M = Total ERC to which contract size adjustment should be applied. The appropriate % adjustment should be made in accordance with the scale for contract size adjustment specified under section 6 of the RCG 2023 Guidance notes. The currency ERC rates are set at £4m (Four Million Pounds) @ 1st April 2021 (AVD) for the RCG 2023 Publication. | For glass reinforced plastic see Portable Buildings. Often houses CCTV equipment and monitors- for costs see Hazards | Measure to GIA | - | - | - | - | VARIATIONS: The above costs should be adjusted to reflect the variations in construction and finish described. Additions: Full central heating - £xx/m2, Quarry tiled floors - £xx/m2 | Photo 1: Gatehouse Weighbridge - Single Storey, Photo 2: Gatehouse Weighbridge with pit weighbridge. Photo 3: Gatehouse Weighbridge with surface mounted load cell weighbridge. | - | 10163 |  | M2 | - | NA | NA | NA | 744.9945 | Option 1 | 923.6472 | 23.98% | 1376.1806 | 988.0648 | 32.63% | 6.974% | 988.0648 | 32.63% | Indexed | NA | VOA_GPN_GOV_UK\7246041 | 2019-08-30 | Low | - | Medium | Risk taken from previous CG | - | - | NA | SPONS A&B | NA | (BEAMS Note 2) The ERC for this item should be added to all other rateable items on the hereditament (except land). Therefore the total of the ERC of the other Building Items and the P&M ERC (where applicable) to enable the correct contract size adjustment to be made. ERC of Building Component + ERC of P&M = Total ERC to which contract size adjustment should be applied. The appropriate % adjustment should be made in accordance with the scale for contract size adjustment specified under section 6 of the RCG 2021 Guidance notes. The currency ERC rates are set at £4m (Four Million Pounds) @ 1st April 2019 (AVD) for the RCG 2021 Publication. | Photo 1: Gatehouse Weighbridge - Single Storey, Photo 2: Gatehouse Weighbridge with pit weighbridge. Photo 3: Gatehouse Weighbridge with surface mounted load cell weighbridge. | - | 2 | TRUE
2832 | 42500F | 4604 | 42500F | Gatehouse weighbridge building | Single storey | 25.0m² - 50.0m² | - | - | Building Construction: Foundations: Reinforced concrete. Frame: None. Upper Floors: None. Roof: Concrete flat roof with mineral felt and chippings/pitched roof with plain tiles. External Walls: Brick/block cavity with insulation. Windows and Doors: Either standard UPVC double glazed windows or on older buildings softwood windows, single glazed, painted. Internal Walls: Brick/block or metal stud plaster board partitions. Internal Finishes: Emulsion paint to plastered walls and ceilings, vinyl floor tiles. Building Services: General lighting and power, sanitary appliances with cold water, hot water via immersion heater. | Location Adjustment Applicable (See Guidance Notes) - ERC = UK mean of 1.00 | (BEAMS Note 2) The ERC for this item should be added to all other rateable items on the hereditament (except land). Therefore the total of the ERC of the other Building Items and the P&M ERC (where applicable) to enable the correct contract size adjustment to be made. ERC of Building Component + ERC of P&M = Total ERC to which contract size adjustment should be applied. The appropriate % adjustment should be made in accordance with the scale for contract size adjustment specified under section 6 of the RCG 2023 Guidance notes. The currency ERC rates are set at £4m (Four Million Pounds) @ 1st April 2021 (AVD) for the RCG 2023 Publication. | For glass reinforced plastic see Portable Buildings. Often houses CCTV equipment and monitors- for costs see Hazards | Measure to GIA | - | - | - | - | VARIATIONS: The above costs should be adjusted to reflect the variations in construction and finish described. Additions: Full central heating - £xx/m2, Quarry tiled floors - £xx/m2 | Photo 1: Gatehouse Weighbridge - Single Storey, Photo 2: Gatehouse Weighbridge with pit weighbridge. Photo 3: Gatehouse Weighbridge with surface mounted load cell weighbridge. | - | 10163 |  | M2 | - | NA | NA | NA | 618.1378 | Option 1 | 766.3698 | 23.98% | 1222.7008 | 877.87 | 42.02% | 14.55% | 877.87 | 42.02% | Indexed | NA | VOA_GPN_GOV_UK\7246041 | 2019-08-30 | Low | - | Medium | Risk taken from previous CG | - | - | NA | SPONS A&B | NA | (BEAMS Note 2) The ERC for this item should be added to all other rateable items on the hereditament (except land). Therefore the total of the ERC of the other Building Items and the P&M ERC (where applicable) to enable the correct contract size adjustment to be made. ERC of Building Component + ERC of P&M = Total ERC to which contract size adjustment should be applied. The appropriate % adjustment should be made in accordance with the scale for contract size adjustment specified under section 6 of the RCG 2021 Guidance notes. The currency ERC rates are set at £4m (Four Million Pounds) @ 1st April 2019 (AVD) for the RCG 2021 Publication. | Photo 1: Gatehouse Weighbridge - Single Storey, Photo 2: Gatehouse Weighbridge with pit weighbridge. Photo 3: Gatehouse Weighbridge with surface mounted load cell weighbridge. | - | 2 | TRUE
2833 | 42500K | 4587 | 42500K | Gatehouse weighbridge building | Single storey | 50.0m² - 100.0m² | - | - | Building Construction: Foundations: Reinforced concrete. Frame: None. Upper Floors: None. Roof: Concrete flat roof with mineral felt and chippings/pitched roof with plain tiles. External Walls: Brick/block cavity with insulation. Windows and Doors: Either standard UPVC double glazed windows or on older buildings softwood windows, single glazed, painted. Internal Walls: Brick/block or metal stud plaster board partitions. Internal Finishes: Emulsion paint to plastered walls and ceilings, vinyl floor tiles. Building Services: General lighting and power, sanitary appliances with cold water, hot water via immersion heater. | Location Adjustment Applicable (See Guidance Notes) - ERC = UK mean of 1.00 | (BEAMS Note 2) The ERC for this item should be added to all other rateable items on the hereditament (except land). Therefore the total of the ERC of the other Building Items and the P&M ERC (where applicable) to enable the correct contract size adjustment to be made. ERC of Building Component + ERC of P&M = Total ERC to which contract size adjustment should be applied. The appropriate % adjustment should be made in accordance with the scale for contract size adjustment specified under section 6 of the RCG 2023 Guidance notes. The currency ERC rates are set at £4m (Four Million Pounds) @ 1st April 2021 (AVD) for the RCG 2023 Publication. | For glass reinforced plastic see Portable Buildings. Often houses CCTV equipment and monitors- for costs see Hazards | Measure to GIA | - | - | - | - | VARIATIONS: The above costs should be adjusted to reflect the variations in construction and finish described. Additions: Full central heating - £xx/m2, Quarry tiled floors - £xx/m2 | Photo 1: Gatehouse Weighbridge - Single Storey, Photo 2: Gatehouse Weighbridge with pit weighbridge. Photo 3: Gatehouse Weighbridge with surface mounted load cell weighbridge. | - | 10163 |  | M2 | - | NA | NA | NA | 509.7331 | Option 1 | 631.9691 | 23.98% | 1096.152 | 787.0109 | 54.4% | 24.53% | 787.0109 | 54.4% | Indexed | NA | VOA_GPN_GOV_UK\7246041 | 2019-08-30 | Low | - | Medium | Risk taken from previous CG | - | - | NA | SPONS A&B | NA | (BEAMS Note 2) The ERC for this item should be added to all other rateable items on the hereditament (except land). Therefore the total of the ERC of the other Building Items and the P&M ERC (where applicable) to enable the correct contract size adjustment to be made. ERC of Building Component + ERC of P&M = Total ERC to which contract size adjustment should be applied. The appropriate % adjustment should be made in accordance with the scale for contract size adjustment specified under section 6 of the RCG 2021 Guidance notes. The currency ERC rates are set at £4m (Four Million Pounds) @ 1st April 2019 (AVD) for the RCG 2021 Publication. | Photo 1: Gatehouse Weighbridge - Single Storey, Photo 2: Gatehouse Weighbridge with pit weighbridge. Photo 3: Gatehouse Weighbridge with surface mounted load cell weighbridge. | - | 2 | TRUE
2410 | 33U2A4 | 100042 | 33U2A4 | Gates | Acoustic | Acoustic - Gate | 1.8m x 0.9m gate | - | Acoustic gate 1.8m x 0.9mm high, to timber posts 100x100mm; including excavating and backfilling into firm ground, setting in concrete 1:3:6; | Location Adjustment Applicable (See Guidance Notes) - ERC = UK mean of 1.00 | (BEAMS Note 2) The ERC for this item should be added to all other rateable items on the hereditament (except land). Therefore the total of the ERC of the other Building Items and the P&M ERC (where applicable) to enable the correct contract size adjustment to be made. ERC of Building Component + ERC of P&M = Total ERC to which contract size adjustment should be applied. The appropriate % adjustment should be made in accordance with the scale for contract size adjustment specified under section 6 of the RCG 2023 Guidance notes. The currency ERC rates are set at £4m (Four Million Pounds) @ 1st April 2021 (AVD) for the RCG 2023 Publication. | 3.0x1.83 Acoustic fence panel, including timber posts, Gravel boards & 100mm x 100mm Posts set 600mm in to firm ground | Measure m length and height | - | - | - | - | - | - | - | - |  | Nr | per gate | 5 - UTILITIES, TRANSPORT & TELECOMS | Steve Webb | - | #N/A | Option 2 | ERROR | 0% | 297.5138 | 233.9869 | 0% | 0% | 233.9869 | 0% | Price Book Data | Harry Jassel | VOA_GPN_GOV_UK\7211014 | 2021-08-06 | Low | - | Medium | - | - | Updated indices following QA. 18/03/21 - Somehow skipped QC process. I've checked build-and made 1 tweak. Previously measured under "Fencing" generic category, but there is a category for Gates and so I've moved it there. Moderate increase on CG21 rate so Medium. | NA | Supplier/Manufacturer | 1.561 | (BEAMS Note 2) The ERC for this item should be added to all other rateable items on the hereditament (except land). Therefore the total of the ERC of the other Building Items and the P&M ERC (where applicable) to enable the correct contract size adjustment to be made. ERC of Building Component + ERC of P&M = Total ERC to which contract size adjustment should be applied. The appropriate % adjustment should be made in accordance with the scale for contract size adjustment specified under section 6 of the RCG 2021 Guidance notes. The currency ERC rates are set at £4m (Four Million Pounds) @ 1st April 2019 (AVD) for the RCG 2021 Publication. | - | - | 2 | TRUE
2846 | 33U2DK | 6612 | 33U2DK | Gates | Metal | Chain link on steel frame | Galvanised | 0.9m wide x 1.2m high | Galvanised mild steel wire in 50mm mesh attached to steel angle frames to form gates,Including excavating and backfilling into firm ground setting in concrete 1:3:6; | Location Adjustment Applicable (See Guidance Notes) - ERC = UK mean of 1.00 | (BEAMS Note 2) The ERC for this item should be added to all other rateable items on the hereditament (except land). Therefore the total of the ERC of the other Building Items and the P&M ERC (where applicable) to enable the correct contract size adjustment to be made. ERC of Building Component + ERC of P&M = Total ERC to which contract size adjustment should be applied. The appropriate % adjustment should be made in accordance with the scale for contract size adjustment specified under section 6 of the RCG 2023 Guidance notes. The currency ERC rates are set at £4m (Four Million Pounds) @ 1st April 2021 (AVD) for the RCG 2023 Publication. | Galvanised mild steel chain link mesh, with angle framing, braces, etc. complete with hinges, locking bar, lock and bolts | Measure height and length. | - | - | CCTV , security equipment | - | - | Fencing and Gates - Gates, Galvanised chain link | - | - |  | Pair | Each | 5 - UTILITIES, TRANSPORT & TELECOMS | Steve Webb | - | 269.0898 | Option 2 | 333.6187 | 23.98% | 409.7762 | 309.6942 | 15.09% | -7.171% | 139.2759 | -48.24% | Price Book Data | Harry Jassel | VOA_GPN_GOV_UK\7211014 | 2022-06-15 | Low | - | Medium | - | - | Updated indices following QA. 23/03/21 - Minor tweaks to descriptions for readbility / grouping. Significant decrease on CG21 rate, but that rate doesn't look right to me. However, there doesn't appear to have been valuer input or QC on this so code to be reviewed. | NA | SPONS A&B | 1.561 | (BEAMS Note 2) The ERC for this item should be added to all other rateable items on the hereditament (except land). Therefore the total of the ERC of the other Building Items and the P&M ERC (where applicable) to enable the correct contract size adjustment to be made. ERC of Building Component + ERC of P&M = Total ERC to which contract size adjustment should be applied. The appropriate % adjustment should be made in accordance with the scale for contract size adjustment specified under section 6 of the RCG 2021 Guidance notes. The currency ERC rates are set at £4m (Four Million Pounds) @ 1st April 2019 (AVD) for the RCG 2021 Publication. | Fencing and Gates - Gates, Galvanised chain link | - | 2 | TRUE
2847 | 33U2DQ | 6613 | 33U2DQ | Gates | Metal | Chain link on steel frame | Galvanised | 0.9m wide x 1.8m high | Galvanised mild steel wire in 50mm mesh attached to steel angle frames to form gates, including excavating and backfilling into firm ground setting in concrete 1:3:6; | Location Adjustment Applicable (See Guidance Notes) - ERC = UK mean of 1.00 | (BEAMS Note 2) The ERC for this item should be added to all other rateable items on the hereditament (except land). Therefore the total of the ERC of the other Building Items and the P&M ERC (where applicable) to enable the correct contract size adjustment to be made. ERC of Building Component + ERC of P&M = Total ERC to which contract size adjustment should be applied. The appropriate % adjustment should be made in accordance with the scale for contract size adjustment specified under section 6 of the RCG 2023 Guidance notes. The currency ERC rates are set at £4m (Four Million Pounds) @ 1st April 2021 (AVD) for the RCG 2023 Publication. | Galvanised mild steel chain link mesh, with angle framing, braces, etc. complete with hinges, locking bar, lock and bolts | Measure height and length. | - | - | CCTV , security equipment | - | - | Fencing and Gates - Gates, Galvanised chain link | - | - |  | Pair | Each | 5 - UTILITIES, TRANSPORT & TELECOMS | Steve Webb | - | 307.5313 | Option 2 | 381.2785 | 23.98% | 298.9163 | 225.9103 | -26.54% | -40.75% | 225.9103 | -26.54% | Price Book Data | Harry Jassel | VOA_GPN_GOV_UK\7211014 | 2021-08-12 | Low | - | Medium | - | 12-10-20 incorrect pro rata adjustment. SJ amended | Updated indices following QA. 23/03/21 - Minor tweaks to descriptions for readbility / grouping. Significant decrease on CG21 rate, but that rate doesn't look right to me. However, there doesn't appear to have been valuer input on this so code to be reviewed. | NA | SPONS A&B | 1.561 | (BEAMS Note 2) The ERC for this item should be added to all other rateable items on the hereditament (except land). Therefore the total of the ERC of the other Building Items and the P&M ERC (where applicable) to enable the correct contract size adjustment to be made. ERC of Building Component + ERC of P&M = Total ERC to which contract size adjustment should be applied. The appropriate % adjustment should be made in accordance with the scale for contract size adjustment specified under section 6 of the RCG 2021 Guidance notes. The currency ERC rates are set at £4m (Four Million Pounds) @ 1st April 2019 (AVD) for the RCG 2021 Publication. | Fencing and Gates - Gates, Galvanised chain link | - | 2 | TRUE
2837 | 33U2E5 | 6599 | 33U2E5 | Gates | Metal | Chain link on steel frame | Galvanised | Pair ; 2.44m wide x 0.9m high | Pair of gates and gate posts; gates to match galv chain link fencing , with angle framing, braces etc. complete with hinges, locking bar, lock and bolts, two 100x100mm angle section gate posts, each with one strut.including excavating and backfilling into firm ground,setting in concrete 1:3:6; | Location Adjustment Applicable (See Guidance Notes) - ERC = UK mean of 1.00 | (BEAMS Note 2) The ERC for this item should be added to all other rateable items on the hereditament (except land). Therefore the total of the ERC of the other Building Items and the P&M ERC (where applicable) to enable the correct contract size adjustment to be made. ERC of Building Component + ERC of P&M = Total ERC to which contract size adjustment should be applied. The appropriate % adjustment should be made in accordance with the scale for contract size adjustment specified under section 6 of the RCG 2023 Guidance notes. The currency ERC rates are set at £4m (Four Million Pounds) @ 1st April 2021 (AVD) for the RCG 2023 Publication. | Galvanised mild steel chain link mesh, with angle framing, braces, etc. complete with hinges, locking bar, lock and bolts | Measure height and length. | - | - | CCTV , security equipment | - | - | Fencing and Gates - Gates, Galvanised chain link | - | - |  | Pair | Each | 5 - UTILITIES, TRANSPORT & TELECOMS | Steve Webb | - | 468.9852 | Option 2 | 581.4497 | 23.98% | 727.9823 | 550.183 | 17.31% | -5.377% | 550.183 | 17.31% | Price Book Data | Harry Jassel | VOA_GPN_GOV_UK\7211014 | 2021-08-12 | Low | - | Low | - | - | Updated indices following QA. 23/03/21 - Minor tweaks to descriptions for readbility / grouping. | NA | SPONS A&B | 1.561 | (BEAMS Note 2) The ERC for this item should be added to all other rateable items on the hereditament (except land). Therefore the total of the ERC of the other Building Items and the P&M ERC (where applicable) to enable the correct contract size adjustment to be made. ERC of Building Component + ERC of P&M = Total ERC to which contract size adjustment should be applied. The appropriate % adjustment should be made in accordance with the scale for contract size adjustment specified under section 6 of the RCG 2021 Guidance notes. The currency ERC rates are set at £4m (Four Million Pounds) @ 1st April 2019 (AVD) for the RCG 2021 Publication. | Fencing and Gates - Gates, Galvanised chain link | - | 2 | TRUE
2838 | 33U2EA | 6600 | 33U2EA | Gates | Metal | Chain link on steel frame | Galvanised | Pair ; 2.44m wide x 1.2m high | Pair of gates and gate posts; gates to match galv chain link fencing , with angle framing, braces etc. complete with hinges, locking bar, lock and bolts, two 100x100mm angle section gate posts, each with one strut.including excavating and backfilling into firm ground,setting in concrete 1:3:6; | Location Adjustment Applicable (See Guidance Notes) - ERC = UK mean of 1.00 | (BEAMS Note 2) The ERC for this item should be added to all other rateable items on the hereditament (except land). Therefore the total of the ERC of the other Building Items and the P&M ERC (where applicable) to enable the correct contract size adjustment to be made. ERC of Building Component + ERC of P&M = Total ERC to which contract size adjustment should be applied. The appropriate % adjustment should be made in accordance with the scale for contract size adjustment specified under section 6 of the RCG 2023 Guidance notes. The currency ERC rates are set at £4m (Four Million Pounds) @ 1st April 2021 (AVD) for the RCG 2023 Publication. | Galvanised mild steel chain link mesh, with angle framing, braces, etc. complete with hinges, locking bar, lock and bolts | Measure height and length. | - | - | - | - | - | Fencing and Gates - Gates, Galvanised chain link | - | - |  | Pair | Each | 5 - UTILITIES, TRANSPORT & TELECOMS | Steve Webb | - | 522.8031 | Option 2 | 648.1735 | 23.98% | 751.3212 | 567.8218 | 8.611% | -12.4% | 567.8218 | 8.611% | Price Book Data | Harry Jassel | VOA_GPN_GOV_UK\7211014 | 2021-08-12 | Low | - | Low | - | - | Updated indices following QA. 23/03/21 - Minor tweaks to descriptions for readbility / grouping. | NA | SPONS A&B | 1.561 | (BEAMS Note 2) The ERC for this item should be added to all other rateable items on the hereditament (except land). Therefore the total of the ERC of the other Building Items and the P&M ERC (where applicable) to enable the correct contract size adjustment to be made. ERC of Building Component + ERC of P&M = Total ERC to which contract size adjustment should be applied. The appropriate % adjustment should be made in accordance with the scale for contract size adjustment specified under section 6 of the RCG 2021 Guidance notes. The currency ERC rates are set at £4m (Four Million Pounds) @ 1st April 2019 (AVD) for the RCG 2021 Publication. | Fencing and Gates - Gates, Galvanised chain link | - | 2 | TRUE
2839 | 33U2EF | 6614 | 33U2EF | Gates | Metal | Chain link on steel frame | Galvanised | Pair ; 2.44m wide x 1.8m high | Pair of gates and gate posts; gates to match galv chain link fencing , with angle framing, braces etc. complete with hinges, locking bar, lock and bolts, two 100x100mm angle section gate posts, each with one strut.including excavating and backfilling into firm ground,setting in concrete 1:3:6; | Location Adjustment Applicable (See Guidance Notes) - ERC = UK mean of 1.00 | (BEAMS Note 2) The ERC for this item should be added to all other rateable items on the hereditament (except land). Therefore the total of the ERC of the other Building Items and the P&M ERC (where applicable) to enable the correct contract size adjustment to be made. ERC of Building Component + ERC of P&M = Total ERC to which contract size adjustment should be applied. The appropriate % adjustment should be made in accordance with the scale for contract size adjustment specified under section 6 of the RCG 2023 Guidance notes. The currency ERC rates are set at £4m (Four Million Pounds) @ 1st April 2021 (AVD) for the RCG 2023 Publication. | Galvanised mild steel chain link mesh, with angle framing, braces, etc. complete with hinges, locking bar, lock and bolts | Measure height and length. | - | - | - | - | - | Fencing and Gates - Gates, Galvanised chain link | - | - |  | Pair | Each | 5 - UTILITIES, TRANSPORT & TELECOMS | Steve Webb | - | 576.6211 | Option 2 | 714.8972 | 23.98% | 810.4869 | 612.5371 | 6.229% | -14.32% | 612.5371 | 6.229% | Price Book Data | Harry Jassel | VOA_GPN_GOV_UK\7211014 | 2021-08-12 | Low | - | Low | - | - | Updated indices following QA. 23/03/21 - Minor tweaks to descriptions for readbility / grouping. | NA | SPONS A&B | 1.561 | (BEAMS Note 2) The ERC for this item should be added to all other rateable items on the hereditament (except land). Therefore the total of the ERC of the other Building Items and the P&M ERC (where applicable) to enable the correct contract size adjustment to be made. ERC of Building Component + ERC of P&M = Total ERC to which contract size adjustment should be applied. The appropriate % adjustment should be made in accordance with the scale for contract size adjustment specified under section 6 of the RCG 2021 Guidance notes. The currency ERC rates are set at £4m (Four Million Pounds) @ 1st April 2019 (AVD) for the RCG 2021 Publication. | Fencing and Gates - Gates, Galvanised chain link | - | 2 | TRUE
2840 | 33U2EK | 6615 | 33U2EK | Gates | Metal | Chain link on steel frame | Galvanised | Pair ; 4.0m wide x 0.9m high | Pair of gates and gate posts; gates to match galv chain link fencing , with angle framing, braces etc. complete with hinges, locking bar, lock and bolts, two 100x100mm angle section gate posts, each with one strut.including excavating and backfilling into firm ground setting in concrete 1:3:6; | Location Adjustment Applicable (See Guidance Notes) - ERC = UK mean of 1.00 | (BEAMS Note 2) The ERC for this item should be added to all other rateable items on the hereditament (except land). Therefore the total of the ERC of the other Building Items and the P&M ERC (where applicable) to enable the correct contract size adjustment to be made. ERC of Building Component + ERC of P&M = Total ERC to which contract size adjustment should be applied. The appropriate % adjustment should be made in accordance with the scale for contract size adjustment specified under section 6 of the RCG 2023 Guidance notes. The currency ERC rates are set at £4m (Four Million Pounds) @ 1st April 2021 (AVD) for the RCG 2023 Publication. | Galvanised mild steel chain link mesh, with angle framing, braces, etc. complete with hinges, locking bar, lock and bolts | Measure height and length. | - | - | - | - | - | Fencing and Gates - Gates, Galvanised chain link | - | - |  | Pair | Pair | 5 - UTILITIES, TRANSPORT & TELECOMS | Steve Webb | - | 845.711 | Option 2 | 1048.5159 | 23.98% | 1197.3262 | 904.8964 | 6.998% | -13.7% | 904.8964 | 6.998% | Price Book Data | Harry Jassel | VOA_GPN_GOV_UK\7211014 | 2021-06-08 | Low | - | High | - | SJ - incorrect vat adjustment amended. Not sent back | PA revised following valuer queries. 23/03/2021 - Minor tweaks to descriptions for readbility / grouping. Significant decrease on CG21 rate, pro-rata was wrong so I tweaked. Plus there doesn't appear to have been valuer input on this so code to be reviewed. | NA | SPONS A&B | 1.561 | (BEAMS Note 2) The ERC for this item should be added to all other rateable items on the hereditament (except land). Therefore the total of the ERC of the other Building Items and the P&M ERC (where applicable) to enable the correct contract size adjustment to be made. ERC of Building Component + ERC of P&M = Total ERC to which contract size adjustment should be applied. The appropriate % adjustment should be made in accordance with the scale for contract size adjustment specified under section 6 of the RCG 2021 Guidance notes. The currency ERC rates are set at £4m (Four Million Pounds) @ 1st April 2019 (AVD) for the RCG 2021 Publication. | Fencing and Gates - Gates, Galvanised chain link | - | 2 | TRUE
2841 | 33U2EQ | 6616 | 33U2EQ | Gates | Metal | Chain link on steel frame | Galvanised | Pair ; 4.0m wide x 1.2m high | Pair of gates and gate posts; gates to match galv chain link fencing , with angle framing, braces etc. complete with hinges, locking bar, lock and bolts, two 100x100mm angle section gate posts, each with one strut.including excavating and backfilling into firm ground setting in concrete 1:3:6; | Location Adjustment Applicable (See Guidance Notes) - ERC = UK mean of 1.00 | (BEAMS Note 2) The ERC for this item should be added to all other rateable items on the hereditament (except land). Therefore the total of the ERC of the other Building Items and the P&M ERC (where applicable) to enable the correct contract size adjustment to be made. ERC of Building Component + ERC of P&M = Total ERC to which contract size adjustment should be applied. The appropriate % adjustment should be made in accordance with the scale for contract size adjustment specified under section 6 of the RCG 2023 Guidance notes. The currency ERC rates are set at £4m (Four Million Pounds) @ 1st April 2021 (AVD) for the RCG 2023 Publication. | Galvanised mild steel chain link mesh, with angle framing, braces, etc. complete with hinges, locking bar, lock and bolts | Measure height and length. | - | - | - | - | - | Fencing and Gates - Gates, Galvanised chain link | - | - |  | Pair | Pair | 5 - UTILITIES, TRANSPORT & TELECOMS | Steve Webb | - | 945.6586 | Option 2 | 1172.4314 | 23.98% | 1235.6539 | 933.8631 | -1.247% | -20.35% | 933.8631 | -1.247% | Price Book Data | Harry Jassel | VOA_GPN_GOV_UK\7211014 | 2021-06-08 | Low | - | Medium | Awaiting costs from manufacturer- 13/08/2020 | SJ - incorrect vat adjustment amended. Not sent back | PA revised following valuer queries. 23/03/2021 - Minor tweaks to descriptions for readbility / grouping. Significant decrease on CG21 rate, plus there doesn't appear to have been valuer input on this so code to be reviewed. | NA | SPONS A&B | 1.561 | (BEAMS Note 2) The ERC for this item should be added to all other rateable items on the hereditament (except land). Therefore the total of the ERC of the other Building Items and the P&M ERC (where applicable) to enable the correct contract size adjustment to be made. ERC of Building Component + ERC of P&M = Total ERC to which contract size adjustment should be applied. The appropriate % adjustment should be made in accordance with the scale for contract size adjustment specified under section 6 of the RCG 2021 Guidance notes. The currency ERC rates are set at £4m (Four Million Pounds) @ 1st April 2019 (AVD) for the RCG 2021 Publication. | Fencing and Gates - Gates, Galvanised chain link | - | 2 | TRUE
2842 | 33U2EV | 6617 | 33U2EV | Gates | Metal | Chain link on steel frame | Galvanised | Pair ; 4.0m wide x 1.8m high | Pair of gates and gate posts; gates to match galv chain link fencing , with angle framing, braces etc. complete with hinges, locking bar, lock and bolts, two 100x100mm angle section gate posts, each with one strut.including excavating and backfilling into firm ground setting in concrete 1:3:6; | Location Adjustment Applicable (See Guidance Notes) - ERC = UK mean of 1.00 | (BEAMS Note 2) The ERC for this item should be added to all other rateable items on the hereditament (except land). Therefore the total of the ERC of the other Building Items and the P&M ERC (where applicable) to enable the correct contract size adjustment to be made. ERC of Building Component + ERC of P&M = Total ERC to which contract size adjustment should be applied. The appropriate % adjustment should be made in accordance with the scale for contract size adjustment specified under section 6 of the RCG 2023 Guidance notes. The currency ERC rates are set at £4m (Four Million Pounds) @ 1st April 2021 (AVD) for the RCG 2023 Publication. | Galvanised mild steel chain link mesh, with angle framing, braces, etc. complete with hinges, locking bar, lock and bolts | Measure height and length. | - | - | - | - | - | Fencing and Gates - Gates, Galvanised chain link | - | - |  | Pair | Pair | 5 - UTILITIES, TRANSPORT & TELECOMS | Steve Webb | - | 1076.3594 | Option 2 | 1334.4748 | 23.98% | 1332.9603 | 1007.4038 | -6.406% | -24.51% | 1007.4038 | -6.406% | Price Book Data | Harry Jassel | VOA_GPN_GOV_UK\7211014 | 2021-06-08 | Low | - | Medium | Awaiting costs from manufacturer- 13/08/2020 | SJ - incorrect vat adjustment amended. Not sent back | PA revised following valuer queries. 23/03/2021 - Minor tweaks to descriptions for readbility / grouping. Significant decrease on CG21 rate, plus there doesn't appear to have been valuer input on this so code to be reviewed. | NA | SPONS A&B | 1.561 | (BEAMS Note 2) The ERC for this item should be added to all other rateable items on the hereditament (except land). Therefore the total of the ERC of the other Building Items and the P&M ERC (where applicable) to enable the correct contract size adjustment to be made. ERC of Building Component + ERC of P&M = Total ERC to which contract size adjustment should be applied. The appropriate % adjustment should be made in accordance with the scale for contract size adjustment specified under section 6 of the RCG 2021 Guidance notes. The currency ERC rates are set at £4m (Four Million Pounds) @ 1st April 2019 (AVD) for the RCG 2021 Publication. | Fencing and Gates - Gates, Galvanised chain link | - | 2 | TRUE
2843 | 33U2F5 | 6618 | 33U2F5 | Gates | Metal | Chain link on steel frame | Galvanised | Pair ; 6.0m wide x 1.8m high | Pair of gates and gate posts; gates to match galv chain link fencing , with angle framing, braces etc. complete with hinges, locking bar, lock and bolts, two 100x100mm angle section gate posts, each with one strut.including excavating and backfilling into firm ground setting in concrete 1:3:6; | Location Adjustment Applicable (See Guidance Notes) - ERC = UK mean of 1.00 | (BEAMS Note 2) The ERC for this item should be added to all other rateable items on the hereditament (except land). Therefore the total of the ERC of the other Building Items and the P&M ERC (where applicable) to enable the correct contract size adjustment to be made. ERC of Building Component + ERC of P&M = Total ERC to which contract size adjustment should be applied. The appropriate % adjustment should be made in accordance with the scale for contract size adjustment specified under section 6 of the RCG 2023 Guidance notes. The currency ERC rates are set at £4m (Four Million Pounds) @ 1st April 2021 (AVD) for the RCG 2023 Publication. | Galvanised mild steel chain link mesh, with angle framing, braces, etc. complete with hinges, locking bar, lock and bolts | Measure height and length. | - | - | - | - | - | Fencing and Gates - Gates, Galvanised chain link | - | - |  | Pair | Pair | 5 - UTILITIES, TRANSPORT & TELECOMS | Steve Webb | - | 1614.5391 | Option 2 | 2001.7122 | 23.98% | 1191.8421 | 900.7517 | -44.21% | -55% | 1506.2388 | -6.708% | Price Book Data | Harry Jassel | VOA_GPN_GOV_UK\7211014 | 2022-06-15 | Low | - | Medium | Awaiting costs from manufacturer- 13/08/2020 | SJ - incorrect vat adjustment amended. Not sent back | Updated indices following QA. 23/03/21 - Minor tweaks to descriptions for readbility / grouping. Significant decrease on CG21 rate, plus there doesn't appear to have been valuer input on this so code to be reviewed. | NA | SPONS A&B | 1.561 | (BEAMS Note 2) The ERC for this item should be added to all other rateable items on the hereditament (except land). Therefore the total of the ERC of the other Building Items and the P&M ERC (where applicable) to enable the correct contract size adjustment to be made. ERC of Building Component + ERC of P&M = Total ERC to which contract size adjustment should be applied. The appropriate % adjustment should be made in accordance with the scale for contract size adjustment specified under section 6 of the RCG 2021 Guidance notes. The currency ERC rates are set at £4m (Four Million Pounds) @ 1st April 2019 (AVD) for the RCG 2021 Publication. | Fencing and Gates - Gates, Galvanised chain link | - | 2 | TRUE
2844 | 33U2FA | 6619 | 33U2FA | Gates | Metal | Chain link on steel frame | Galvanised | Pair ; 6.0m wide x 2.4m high | Pair of gates and gate posts; gates to match galv chain link fencing , with angle framing, braces etc. complete with hinges, locking bar, lock and bolts, two 100x100mm angle section gate posts, each with one strut.including excavating and backfilling into firm ground setting in concrete 1:3:6; | Location Adjustment Applicable (See Guidance Notes) - ERC = UK mean of 1.00 | (BEAMS Note 2) The ERC for this item should be added to all other rateable items on the hereditament (except land). Therefore the total of the ERC of the other Building Items and the P&M ERC (where applicable) to enable the correct contract size adjustment to be made. ERC of Building Component + ERC of P&M = Total ERC to which contract size adjustment should be applied. The appropriate % adjustment should be made in accordance with the scale for contract size adjustment specified under section 6 of the RCG 2023 Guidance notes. The currency ERC rates are set at £4m (Four Million Pounds) @ 1st April 2021 (AVD) for the RCG 2023 Publication. | Galvanised mild steel chain link mesh, with angle framing, braces, etc. complete with hinges, locking bar, lock and bolts | Measure height and length. | - | - | - | - | - | Fencing and Gates - Gates, Galvanised chain link | - | - |  | Pair | Pair | 5 - UTILITIES, TRANSPORT & TELECOMS | Steve Webb | - | 1768.3047 | Option 2 | 2192.3514 | 23.98% | 1589.1228 | 1201.0023 | -32.08% | -45.22% | 2008.3184 | 13.57% | Price Book Data | Harry Jassel | VOA_GPN_GOV_UK\7211014 | 2022-06-15 | Low | - | Medium | Awaiting costs from manufacturer- 13/08/2020 | SJ - incorrect vat adjustment amended. Not sent back | Updated indices following QA. 23/03/21 - Minor tweaks to descriptions for readbility / grouping. Significant decrease on CG21 rate, plus there doesn't appear to have been valuer input on this so code to be reviewed. | NA | SPONS A&B | 1.561 | (BEAMS Note 2) The ERC for this item should be added to all other rateable items on the hereditament (except land). Therefore the total of the ERC of the other Building Items and the P&M ERC (where applicable) to enable the correct contract size adjustment to be made. ERC of Building Component + ERC of P&M = Total ERC to which contract size adjustment should be applied. The appropriate % adjustment should be made in accordance with the scale for contract size adjustment specified under section 6 of the RCG 2021 Guidance notes. The currency ERC rates are set at £4m (Four Million Pounds) @ 1st April 2019 (AVD) for the RCG 2021 Publication. | Fencing and Gates - Gates, Galvanised chain link | - | 2 | TRUE
2845 | 33U2FO | 6620 | 33U2FO | Gates | Metal | Chain link on steel frame | Galvanised | Pair ; 4.0m wide x 2.4m ht | Pair of gates and gate posts; gates to match galv chain link fencing , with angle framing, braces etc. complete with hinges, locking bar, lock and bolts, two 100x100mm angle section gate posts, each with one strut.including excavating and backfilling into firm ground setting in concrete 1:3:6; | Location Adjustment Applicable (See Guidance Notes) - ERC = UK mean of 1.00 | (BEAMS Note 2) The ERC for this item should be added to all other rateable items on the hereditament (except land). Therefore the total of the ERC of the other Building Items and the P&M ERC (where applicable) to enable the correct contract size adjustment to be made. ERC of Building Component + ERC of P&M = Total ERC to which contract size adjustment should be applied. The appropriate % adjustment should be made in accordance with the scale for contract size adjustment specified under section 6 of the RCG 2023 Guidance notes. The currency ERC rates are set at £4m (Four Million Pounds) @ 1st April 2021 (AVD) for the RCG 2023 Publication. | Galvanised mild steel chain link mesh, with angle framing, braces, etc. complete with hinges, locking bar, lock and bolts | Measure height and length. | - | - | - | - | - | Fencing and Gates - Gates, Galvanised chain link | - | - |  | Pair | Pair | 5 - UTILITIES, TRANSPORT & TELECOMS | Steve Webb | - | 1291.6313 | Option 2 | 1601.3698 | 23.98% | 1058.9739 | 800.3347 | -38.04% | -50.02% | 1338.8789 | 3.658% | Price Book Data | Harry Jassel | VOA_GPN_GOV_UK\7211014 | 2022-06-15 | Low | - | Medium | Awaiting costs from manufacturer- 13/08/2020 | SJ - incorrect vat adjustment amended. Not sent back | Updated indices following QA. 23/03/21 - Minor tweaks to descriptions for readbility / grouping. Significant decrease on CG21 rate, plus there doesn't appear to have been valuer input on this so code to be reviewed. | NA | SPONS A&B | 1.561 | (BEAMS Note 2) The ERC for this item should be added to all other rateable items on the hereditament (except land). Therefore the total of the ERC of the other Building Items and the P&M ERC (where applicable) to enable the correct contract size adjustment to be made. ERC of Building Component + ERC of P&M = Total ERC to which contract size adjustment should be applied. The appropriate % adjustment should be made in accordance with the scale for contract size adjustment specified under section 6 of the RCG 2021 Guidance notes. The currency ERC rates are set at £4m (Four Million Pounds) @ 1st April 2019 (AVD) for the RCG 2021 Publication. | Fencing and Gates - Gates, Galvanised chain link | - | 2 | TRUE
2851 | 33U2J5 | 6623 | 33U2J5 | Gates | Metal | Chain link on steel frame | Plastic coated | Pair ; 2.44m wide x 0.9m high | Pair of gates and gate posts; gates to match galv chain link fencing , with angle framing, braces etc. complete with hinges, locking bar, lock and bolts, two 100x100mm angle section gate posts, each with one strut.including excavating and backfilling into firm ground setting in concrete 1:3:6; | Location Adjustment Applicable (See Guidance Notes) - ERC = UK mean of 1.00 | (BEAMS Note 2) The ERC for this item should be added to all other rateable items on the hereditament (except land). Therefore the total of the ERC of the other Building Items and the P&M ERC (where applicable) to enable the correct contract size adjustment to be made. ERC of Building Component + ERC of P&M = Total ERC to which contract size adjustment should be applied. The appropriate % adjustment should be made in accordance with the scale for contract size adjustment specified under section 6 of the RCG 2023 Guidance notes. The currency ERC rates are set at £4m (Four Million Pounds) @ 1st April 2021 (AVD) for the RCG 2023 Publication. | Galvanised mild steel chain link mesh, with angle framing, braces, etc. complete with hinges, locking bar, lock and bolts | Measure height and length. | - | - | - | - | - | Fencing and Gates - Gates, Galvanised chain link | - | - |  | Pair | Pair | 5 - UTILITIES, TRANSPORT & TELECOMS | Steve Webb | - | 638.1274 | Option 2 | 791.1529 | 23.98% | 638.6293 | 482.6533 | -24.36% | -38.99% | 482.6533 | -24.36% | Price Book Data | Harry Jassel | VOA_GPN_GOV_UK\7211014 | 2021-08-12 | Low | - | Low | - | SJ removed Age and added concrete base to posts | Updated indices following QA. 23/03/21 - Minor tweaks to descriptions for readbility / grouping. Wrong specific description, corrected. | NA | SPONS A&B | 1.561 | (BEAMS Note 2) The ERC for this item should be added to all other rateable items on the hereditament (except land). Therefore the total of the ERC of the other Building Items and the P&M ERC (where applicable) to enable the correct contract size adjustment to be made. ERC of Building Component + ERC of P&M = Total ERC to which contract size adjustment should be applied. The appropriate % adjustment should be made in accordance with the scale for contract size adjustment specified under section 6 of the RCG 2021 Guidance notes. The currency ERC rates are set at £4m (Four Million Pounds) @ 1st April 2019 (AVD) for the RCG 2021 Publication. | Fencing and Gates - Gates, Galvanised chain link | - | 2 | TRUE
2852 | 33U2JA | 8697 | 33U2JA | Gates | Metal | Chain link on steel frame | Plastic coated | Pair ; 2.44m wide x 1.2m high | Pair of gates and gate posts; gates to match galv chain link fencing , with angle framing, braces etc. complete with hinges, locking bar, lock and bolts, two 100x100mm angle section gate posts, each with one strut.including excavating and backfilling into firm ground setting in concrete 1:3:6; | Location Adjustment Applicable (See Guidance Notes) - ERC = UK mean of 1.00 | (BEAMS Note 2) The ERC for this item should be added to all other rateable items on the hereditament (except land). Therefore the total of the ERC of the other Building Items and the P&M ERC (where applicable) to enable the correct contract size adjustment to be made. ERC of Building Component + ERC of P&M = Total ERC to which contract size adjustment should be applied. The appropriate % adjustment should be made in accordance with the scale for contract size adjustment specified under section 6 of the RCG 2023 Guidance notes. The currency ERC rates are set at £4m (Four Million Pounds) @ 1st April 2021 (AVD) for the RCG 2023 Publication. | Galvanised mild steel chain link mesh, with angle framing, braces, etc. complete with hinges, locking bar, lock and bolts | Measure height and length. | - | - | - | - | - | Fencing and Gates - Gates, Galvanised chain link | - | - |  | Pair | Pair | 5 - UTILITIES, TRANSPORT & TELECOMS | Steve Webb | - | 699.6336 | Option 2 | 867.4086 | 23.98% | 655.28 | 495.2373 | -29.21% | -42.91% | 495.2373 | -29.21% | Price Book Data | Harry Jassel | VOA_GPN_GOV_UK\7211014 | 2021-08-12 | Low | - | Low | - | SJ removed Age and added concrete base to posts | Updated indices following QA. 23/03/21 - Minor tweaks to descriptions for readbility / grouping. Wrong specific description, corrected. | NA | SPONS A&B | 1.561 | (BEAMS Note 2) The ERC for this item should be added to all other rateable items on the hereditament (except land). Therefore the total of the ERC of the other Building Items and the P&M ERC (where applicable) to enable the correct contract size adjustment to be made. ERC of Building Component + ERC of P&M = Total ERC to which contract size adjustment should be applied. The appropriate % adjustment should be made in accordance with the scale for contract size adjustment specified under section 6 of the RCG 2021 Guidance notes. The currency ERC rates are set at £4m (Four Million Pounds) @ 1st April 2019 (AVD) for the RCG 2021 Publication. | Fencing and Gates - Gates, Galvanised chain link | - | 2 | TRUE
2853 | 33U2JF | 8698 | 33U2JF | Gates | Metal | Chain link on steel frame | Plastic coated | Pair ; 2.44m wide x 1.8m high | Pair of gates and gate posts; gates to match galv chain link fencing , with angle framing, braces etc. complete with hinges, locking bar, lock and bolts, two 100x100mm angle section gate posts, each with one strut.including excavating and backfilling into firm ground setting in concrete 1:3:6; | Location Adjustment Applicable (See Guidance Notes) - ERC = UK mean of 1.00 | (BEAMS Note 2) The ERC for this item should be added to all other rateable items on the hereditament (except land). Therefore the total of the ERC of the other Building Items and the P&M ERC (where applicable) to enable the correct contract size adjustment to be made. ERC of Building Component + ERC of P&M = Total ERC to which contract size adjustment should be applied. The appropriate % adjustment should be made in accordance with the scale for contract size adjustment specified under section 6 of the RCG 2023 Guidance notes. The currency ERC rates are set at £4m (Four Million Pounds) @ 1st April 2021 (AVD) for the RCG 2023 Publication. | Galvanised mild steel chain link mesh, with angle framing, braces, etc. complete with hinges, locking bar, lock and bolts | Measure height and length. | - | - | - | - | - | Fencing and Gates - Gates, Galvanised chain link | - | - |  | Pair | Pair | 5 - UTILITIES, TRANSPORT & TELECOMS | Steve Webb | - | 818.802 | Option 2 | 1015.154 | 23.98% | 703.4873 | 531.6706 | -35.07% | -47.63% | 531.6706 | -35.07% | Price Book Data | Harry Jassel | VOA_GPN_GOV_UK\7211014 | 2021-03-23 | Low | - | Low | - | SJ removed Age and added concrete base to posts | Minor tweaks to descriptions for readbility / grouping. Wrong specific description, corrected. | NA | SPONS A&B | 1.56 | (BEAMS Note 2) The ERC for this item should be added to all other rateable items on the hereditament (except land). Therefore the total of the ERC of the other Building Items and the P&M ERC (where applicable) to enable the correct contract size adjustment to be made. ERC of Building Component + ERC of P&M = Total ERC to which contract size adjustment should be applied. The appropriate % adjustment should be made in accordance with the scale for contract size adjustment specified under section 6 of the RCG 2021 Guidance notes. The currency ERC rates are set at £4m (Four Million Pounds) @ 1st April 2019 (AVD) for the RCG 2021 Publication. | Fencing and Gates - Gates, Galvanised chain link | - | 2 | TRUE
2848 | 33U315 | 6660 | 33U315 | Gates | Metal | Galvanised steel security | Sliding cantilevered | 7.0m wide x 3.0m ht | The rate provided by the contractor is verbal only, for the supply and installation Sliding cantilevered security gate- remote electronic operation. close vertical bars within steel frame Size 3m high x 7m wide,includes support posts, sliding track, locking mechanisms and including all electrics for automation.Includes support posts, sliding track, locking mechanisms and electronic motors and controls. | Location Adjustment Applicable (See Guidance Notes) - ERC = UK mean of 1.00 | (BEAMS Note 2) The ERC for this item should be added to all other rateable items on the hereditament (except land). Therefore the total of the ERC of the other Building Items and the P&M ERC (where applicable) to enable the correct contract size adjustment to be made. ERC of Building Component + ERC of P&M = Total ERC to which contract size adjustment should be applied. The appropriate % adjustment should be made in accordance with the scale for contract size adjustment specified under section 6 of the RCG 2023 Guidance notes. The currency ERC rates are set at £4m (Four Million Pounds) @ 1st April 2021 (AVD) for the RCG 2023 Publication. | Includes support posts, sliding track, locking mechanisms and electronic motors and controls | Measure between support posts | - | - | CCTV, alarms systems, fencing and external works | - | - | Pallisade Gates | - | - |  | Nr | Each | 5 - UTILITIES, TRANSPORT & TELECOMS | Steve Webb | - | 11532.4221 | Option 2 | 13576.0428 | 17.72% | 11781.6973 | 9266.0006 | -19.65% | -31.75% | 9266.0006 | -19.65% | Price Book Data | Harry Jassel | VOA_GPN_GOV_UK\7211014 | 2021-08-12 | Low | - | Medium | Still need to speak to valuer to get his input. | rate states includes for installation and controls but also has a separate price. As rate is for installation have prelims been included twice. Not sent back as risk is not high | Updated indices following QA. 23/03.21 - Minor tweaks to descriptions for readbility / grouping. Significant increase on CG21. | NA | Supplier/Manufacturer | 1.561 | (BEAMS Note 2) The ERC for this item should be added to all other rateable items on the hereditament (except land). Therefore the total of the ERC of the other Building Items and the P&M ERC (where applicable) to enable the correct contract size adjustment to be made. ERC of Building Component + ERC of P&M = Total ERC to which contract size adjustment should be applied. The appropriate % adjustment should be made in accordance with the scale for contract size adjustment specified under section 6 of the RCG 2021 Guidance notes. The currency ERC rates are set at £4m (Four Million Pounds) @ 1st April 2019 (AVD) for the RCG 2021 Publication. | Pallisade Gates | - | 2 | TRUE
2849 | 33U2ZA | 6654 | 33U2ZA | Gates | Metal | Palisade steel secure | Galvanised | Pair ; 4m wide x 2.4m high | Galvanised steel palisade gate- single swing 2.4m high, 4m wide on steel posts. | Location Adjustment Applicable (See Guidance Notes) - ERC = UK mean of 1.00 | (BEAMS Note 2) The ERC for this item should be added to all other rateable items on the hereditament (except land). Therefore the total of the ERC of the other Building Items and the P&M ERC (where applicable) to enable the correct contract size adjustment to be made. ERC of Building Component + ERC of P&M = Total ERC to which contract size adjustment should be applied. The appropriate % adjustment should be made in accordance with the scale for contract size adjustment specified under section 6 of the RCG 2023 Guidance notes. The currency ERC rates are set at £4m (Four Million Pounds) @ 1st April 2021 (AVD) for the RCG 2023 Publication. | Excludes highly specialised locking systems, remote controls and any electronic attachments for security systems- If set into higher fencing also excludes fence area above gate head | Measure between support posts | - | - | Security systems, CCTV. | - | - | Pallisade Gates | - | - |  | Pair | Pair | 5 - UTILITIES, TRANSPORT & TELECOMS | Steve Webb | - | 1614.5391 | Option 2 | 1900.646 | 17.72% | 740.4398 | 582.3368 | -63.93% | -69.36% | 582.3368 | -63.93% | Price Book Data | Harry Jassel | VOA_GPN_GOV_UK\7211014 | 2021-08-12 | Low | - | High | - | Big difference from previous ERC. | Updated indices following QA. 23/03.21 - Minor tweaks to descriptions for readbility / grouping. Significant decrease on CG21 rate. | NA | Supplier/Manufacturer | 1.561 | (BEAMS Note 2) The ERC for this item should be added to all other rateable items on the hereditament (except land). Therefore the total of the ERC of the other Building Items and the P&M ERC (where applicable) to enable the correct contract size adjustment to be made. ERC of Building Component + ERC of P&M = Total ERC to which contract size adjustment should be applied. The appropriate % adjustment should be made in accordance with the scale for contract size adjustment specified under section 6 of the RCG 2021 Guidance notes. The currency ERC rates are set at £4m (Four Million Pounds) @ 1st April 2019 (AVD) for the RCG 2021 Publication. | Pallisade Gates | - | 2 | TRUE
2850 | 33U2ZF | 6655 | 33U2ZF | Gates | Metal | Palisade steel secure | Galvanised | Pair ; 5m wide x 3.0m high | Gates - metal - Palisade steel secure pair - Galvanised - 5m wide x 3.0m ht - Includes gate posts | Location Adjustment Applicable (See Guidance Notes) - ERC = UK mean of 1.00 | (BEAMS Note 2) The ERC for this item should be added to all other rateable items on the hereditament (except land). Therefore the total of the ERC of the other Building Items and the P&M ERC (where applicable) to enable the correct contract size adjustment to be made. ERC of Building Component + ERC of P&M = Total ERC to which contract size adjustment should be applied. The appropriate % adjustment should be made in accordance with the scale for contract size adjustment specified under section 6 of the RCG 2023 Guidance notes. The currency ERC rates are set at £4m (Four Million Pounds) @ 1st April 2021 (AVD) for the RCG 2023 Publication. | Excludes highly specialised locking systems, remote controls and any electronic attachments for security systems- If set into higher fencing also excludes fence area above gate head | Measure between support posts | - | - | Security systems, CCTV. | - | - | Pallisade Gates | Notes Stacks with burner at top of vertical pipe | - |  | Pair | Pair | 5 - UTILITIES, TRANSPORT & TELECOMS | Steve Webb | - | 2690.8985 | Option 2 | 3167.7433 | 17.72% | 969.5306 | 762.5108 | -71.66% | -75.93% | 762.5108 | -71.66% | Price Book Data | Harry Jassel | VOA_GPN_GOV_UK\7211014 | 2021-08-12 | Low | - | High | - | Big difference from previous ERC. | Updated indices following QA. 23/03.21 - Minor tweaks to descriptions for readbility / grouping. Significant decrease on CG21 rate. | NA | Supplier/Manufacturer | 1.561 | (BEAMS Note 2) The ERC for this item should be added to all other rateable items on the hereditament (except land). Therefore the total of the ERC of the other Building Items and the P&M ERC (where applicable) to enable the correct contract size adjustment to be made. ERC of Building Component + ERC of P&M = Total ERC to which contract size adjustment should be applied. The appropriate % adjustment should be made in accordance with the scale for contract size adjustment specified under section 6 of the RCG 2021 Guidance notes. The currency ERC rates are set at £4m (Four Million Pounds) @ 1st April 2019 (AVD) for the RCG 2021 Publication. | Pallisade Gates | Notes Stacks with burner at top of vertical pipe | 2 | TRUE
2854 | 33U2R10 | 7604 | 33U2R10 | Gates | Metal | Razor mesh | 50mm x 50mm box section frame ; 2.4m high | Single inc posts | Gates - metal - Razor mesh -50mm x 50mm box section frame - Single inc posts - 2.4m ht Including gate post, bracket for razor wire and razor wire topping. | Location Adjustment Applicable (See Guidance Notes) - ERC = UK mean of 1.00 | (BEAMS Note 2) The ERC for this item should be added to all other rateable items on the hereditament (except land). Therefore the total of the ERC of the other Building Items and the P&M ERC (where applicable) to enable the correct contract size adjustment to be made. ERC of Building Component + ERC of P&M = Total ERC to which contract size adjustment should be applied. The appropriate % adjustment should be made in accordance with the scale for contract size adjustment specified under section 6 of the RCG 2023 Guidance notes. The currency ERC rates are set at £4m (Four Million Pounds) @ 1st April 2021 (AVD) for the RCG 2023 Publication. | - | Count individual items Check height and width | - | - | - | - | - | - | - | - |  | Each | Each | 5 - UTILITIES, TRANSPORT & TELECOMS | Steve Webb | - | 499.7383 | Option 2 | 588.2952 | 17.72% | 530.526 | 417.245 | -16.51% | -29.08% | 417.245 | -16.51% | Price Book Data | Harry Jassel | VOA_GPN_GOV_UK\7211014 | 2021-08-12 | Low | - | High | - | - | Updated indices following QA. 19/03.21 - Minor tweaks to descriptions for readability / grouping. Significant decrease on CG2021 rate. | NA | Supplier/Manufacturer | 1.561 | (BEAMS Note 2) The ERC for this item should be added to all other rateable items on the hereditament (except land). Therefore the total of the ERC of the other Building Items and the P&M ERC (where applicable) to enable the correct contract size adjustment to be made. ERC of Building Component + ERC of P&M = Total ERC to which contract size adjustment should be applied. The appropriate % adjustment should be made in accordance with the scale for contract size adjustment specified under section 6 of the RCG 2021 Guidance notes. The currency ERC rates are set at £4m (Four Million Pounds) @ 1st April 2019 (AVD) for the RCG 2021 Publication. | - | - | 2 | TRUE
2855 | 33U2R11 | 8600 | 33U2R11 | Gates | Metal | Razor mesh | 50mm x 50mm box section frame ; 2.4m high | Pair inc posts | Gates - metal - razor mesh - 50 x 50 box section frame- pair including posts - 5m wide x 2.4 high | Location Adjustment Applicable (See Guidance Notes) - ERC = UK mean of 1.00 | (BEAMS Note 2) The ERC for this item should be added to all other rateable items on the hereditament (except land). Therefore the total of the ERC of the other Building Items and the P&M ERC (where applicable) to enable the correct contract size adjustment to be made. ERC of Building Component + ERC of P&M = Total ERC to which contract size adjustment should be applied. The appropriate % adjustment should be made in accordance with the scale for contract size adjustment specified under section 6 of the RCG 2023 Guidance notes. The currency ERC rates are set at £4m (Four Million Pounds) @ 1st April 2021 (AVD) for the RCG 2023 Publication. | Pair of gates and gate posts; gates to match fencing , with angle framing, braces etc. complete with hinges, locking bar, lock and bolts, two 100x100mm angle section gate posts, each with one strut, includes brackets and razor wire topping . | Per pair - based on width and height. | - | - | - | - | - | - | - | - |  | Pair | Pair | 5 - UTILITIES, TRANSPORT & TELECOMS | Steve Webb | - | 1652.9805 | Option 2 | 1945.8995 | 17.72% | 1420.623 | 1117.2833 | -32.41% | -42.58% | 1117.2833 | -32.41% | Price Book Data | Harry Jassel | VOA_GPN_GOV_UK\7211014 | 2021-08-12 | Low | - | High | - | - | Updated indices following QA. 19/03/21 - Minor tweaks to descriptions for readability / grouping. Significant decrease on CG2021 rate. | NA | Supplier/Manufacturer | 1.561 | (BEAMS Note 2) The ERC for this item should be added to all other rateable items on the hereditament (except land). Therefore the total of the ERC of the other Building Items and the P&M ERC (where applicable) to enable the correct contract size adjustment to be made. ERC of Building Component + ERC of P&M = Total ERC to which contract size adjustment should be applied. The appropriate % adjustment should be made in accordance with the scale for contract size adjustment specified under section 6 of the RCG 2021 Guidance notes. The currency ERC rates are set at £4m (Four Million Pounds) @ 1st April 2019 (AVD) for the RCG 2021 Publication. | - | - | 2 | TRUE
2835 | 33UTS1 | 6389 | 33UTS1 | Gates | Metal | Security turnstile | With cage - 2.3m ht | Mechanical ; Stainless steel or galvanised | Gates -Security turnstile -Mechanical - With cage - 2.3m ht Stainless steel or galvanised – Painted, cost include supply and installation with push button panel. | Location Adjustment Applicable (See Guidance Notes) - ERC = UK mean of 1.00 | (BEAMS Note 2) The ERC for this item should be added to all other rateable items on the hereditament (except land). Therefore the total of the ERC of the other Building Items and the P&M ERC (where applicable) to enable the correct contract size adjustment to be made. ERC of Building Component + ERC of P&M = Total ERC to which contract size adjustment should be applied. The appropriate % adjustment should be made in accordance with the scale for contract size adjustment specified under section 6 of the RCG 2023 Guidance notes. The currency ERC rates are set at £4m (Four Million Pounds) @ 1st April 2021 (AVD) for the RCG 2023 Publication. | - | Note height, age and operation. Electronic controls or manual. | - | - | CCTV , security equipment | - | - | - | - | 10430 |  | Nr | Each | 5 - UTILITIES, TRANSPORT & TELECOMS | Steve Webb | - | 3504.3187 | Option 2 | 4125.3069 | 17.72% | 6078.278 | 4780.4086 | 36.41% | 15.88% | 4780.4086 | 36.41% | Price Book Data | Harry Jassel | VOA_GPN_GOV_UK\7211014 | 2021-08-12 | Low | - | Medium | - | - | Updated indices following QA. 23/03.21 - Minor tweaks to descriptions for readbility / grouping. Significant decrease on CG21. | NA | Supplier/Manufacturer | 1.561 | (BEAMS Note 2) The ERC for this item should be added to all other rateable items on the hereditament (except land). Therefore the total of the ERC of the other Building Items and the P&M ERC (where applicable) to enable the correct contract size adjustment to be made. ERC of Building Component + ERC of P&M = Total ERC to which contract size adjustment should be applied. The appropriate % adjustment should be made in accordance with the scale for contract size adjustment specified under section 6 of the RCG 2021 Guidance notes. The currency ERC rates are set at £4m (Four Million Pounds) @ 1st April 2019 (AVD) for the RCG 2021 Publication. | - | - | 2 | TRUE
2834 | 33UTS2 | 6390 | 33UTS2 | Gates | Metal | Security turnstile | With cage - 2.3m ht | Electrical ; Card access or remote push button | Gates -Security turnstile - Electrical - With cage - 2.3m ht - Card access or remote push button.cost include supply and installation with push button panel. | Location Adjustment Applicable (See Guidance Notes) - ERC = UK mean of 1.00 | (BEAMS Note 2) The ERC for this item should be added to all other rateable items on the hereditament (except land). Therefore the total of the ERC of the other Building Items and the P&M ERC (where applicable) to enable the correct contract size adjustment to be made. ERC of Building Component + ERC of P&M = Total ERC to which contract size adjustment should be applied. The appropriate % adjustment should be made in accordance with the scale for contract size adjustment specified under section 6 of the RCG 2023 Guidance notes. The currency ERC rates are set at £4m (Four Million Pounds) @ 1st April 2021 (AVD) for the RCG 2023 Publication. | - | Note height, age and operation. Electronic controls or manual. | - | - | CCTV , security equipment | - | - | - | - | 10430 |  | Nr | Each | 5 - UTILITIES, TRANSPORT & TELECOMS | Steve Webb | - | 4829.0095 | Option 2 | 5684.7417 | 17.72% | 9907.2295 | 7791.7801 | 61.35% | 37.06% | 7791.7801 | 61.35% | Price Book Data | Harry Jassel | VOA_GPN_GOV_UK\7211014 | 2021-08-12 | Low | - | Medium | - | - | Updated indices following QA. 23/03/21 - Minor tweaks to descriptions for readbility / grouping. Significant decrease on CG21. | NA | Supplier/Manufacturer | 1.561 | (BEAMS Note 2) The ERC for this item should be added to all other rateable items on the hereditament (except land). Therefore the total of the ERC of the other Building Items and the P&M ERC (where applicable) to enable the correct contract size adjustment to be made. ERC of Building Component + ERC of P&M = Total ERC to which contract size adjustment should be applied. The appropriate % adjustment should be made in accordance with the scale for contract size adjustment specified under section 6 of the RCG 2021 Guidance notes. The currency ERC rates are set at £4m (Four Million Pounds) @ 1st April 2019 (AVD) for the RCG 2021 Publication. | - | - | 2 | TRUE
2836 | 33U2X6 | 6639 | 33U2X6 | Gates | Metal | Steel field gate | Hollow tubular section - 5 bars ; on steel posts | 3.0m wide | Field gates; galvanised ; including ironmongery; diamond braced; 1.8m high; too tubular steel posts, setting in concrete | Location Adjustment Applicable (See Guidance Notes) - ERC = UK mean of 1.00 | (BEAMS Note 2) The ERC for this item should be added to all other rateable items on the hereditament (except land). Therefore the total of the ERC of the other Building Items and the P&M ERC (where applicable) to enable the correct contract size adjustment to be made. ERC of Building Component + ERC of P&M = Total ERC to which contract size adjustment should be applied. The appropriate % adjustment should be made in accordance with the scale for contract size adjustment specified under section 6 of the RCG 2023 Guidance notes. The currency ERC rates are set at £4m (Four Million Pounds) @ 1st April 2021 (AVD) for the RCG 2023 Publication. | Cost deemed to cover gates from 2.9m to 3.5m wide | Measure length of gate. | - | - | - | - | - | - | - | - |  | Nr | Each | 5 - UTILITIES, TRANSPORT & TELECOMS | Steve Webb | - | 246.2826 | Option 2 | 366.3623 | 48.76% | 527.1808 | 463.107 | 88.04% | 26.41% | 463.107 | 88.04% | Price Book Data | Harry Jassel | VOA_GPN_GOV_UK\7211014 | 2021-08-12 | Low | - | Low | - | - | Updated indices following QA. 23/03.21 - Minor tweaks to descriptions for readbility / grouping. | NA | SPONS Landscaping | 1.561 | (BEAMS Note 2) The ERC for this item should be added to all other rateable items on the hereditament (except land). Therefore the total of the ERC of the other Building Items and the P&M ERC (where applicable) to enable the correct contract size adjustment to be made. ERC of Building Component + ERC of P&M = Total ERC to which contract size adjustment should be applied. The appropriate % adjustment should be made in accordance with the scale for contract size adjustment specified under section 6 of the RCG 2021 Guidance notes. The currency ERC rates are set at £4m (Four Million Pounds) @ 1st April 2019 (AVD) for the RCG 2021 Publication. | - | - | 2 | TRUE
2856 | 33U2ZH | 6656 | 33U2ZH | Gates | Metal | Unclimbable | Flat section framing ; inc posts | Pair ; 1.2m x 2.1m high | Pair of gates and gate posts to match mild steel unclimbable fencing, with flat section framing, braces etc complete with locking bar, lock, handles, drop bolt,gate stop and holding back catches, two 102x102mm hollow section gate posts with cap and foot plates | Location Adjustment Applicable (See Guidance Notes) - ERC = UK mean of 1.00 | (BEAMS Note 2) The ERC for this item should be added to all other rateable items on the hereditament (except land). Therefore the total of the ERC of the other Building Items and the P&M ERC (where applicable) to enable the correct contract size adjustment to be made. ERC of Building Component + ERC of P&M = Total ERC to which contract size adjustment should be applied. The appropriate % adjustment should be made in accordance with the scale for contract size adjustment specified under section 6 of the RCG 2023 Guidance notes. The currency ERC rates are set at £4m (Four Million Pounds) @ 1st April 2021 (AVD) for the RCG 2023 Publication. | Excludes highly specialised locking systems, remote controls and any electronic attachments for security systems- If set into higher fencing also excludes fence area above gate head | Measure between support posts | - | - | Security systems, CCTV. | - | - | Pallisade Gates | - | 10130 |  | Pair | Pair | 5 - UTILITIES, TRANSPORT & TELECOMS | Steve Webb | - | 999.4766 | Option 2 | 1239.1552 | 23.98% | 1348.8682 | 1019.4264 | 1.996% | -17.73% | 1019.4264 | 1.996% | Price Book Data | Harry Jassel | VOA_GPN_GOV_UK\7211014 | 2021-08-12 | Low | - | Low | - | - | Updated indices following QA. 23/03/21 - Minor tweaks to descriptions for readbility / grouping. | NA | SPONS A&B | 1.561 | (BEAMS Note 2) The ERC for this item should be added to all other rateable items on the hereditament (except land). Therefore the total of the ERC of the other Building Items and the P&M ERC (where applicable) to enable the correct contract size adjustment to be made. ERC of Building Component + ERC of P&M = Total ERC to which contract size adjustment should be applied. The appropriate % adjustment should be made in accordance with the scale for contract size adjustment specified under section 6 of the RCG 2021 Guidance notes. The currency ERC rates are set at £4m (Four Million Pounds) @ 1st April 2019 (AVD) for the RCG 2021 Publication. | Pallisade Gates | - | 2 | TRUE
2857 | 33U2ZK | 6657 | 33U2ZK | Gates | Metal | Unclimbable | Flat section framing ; inc posts | Pair ; 2.4m x 2.1m high | Pair of gates and gate posts to match mild steel unclimbable fencing, with flat section framing, braces etc complete with locking bar, lock, handles, drop bolt,gate stop and holding back catches, two 102x102mm hollow section gate posts with cap and foot plates | Location Adjustment Applicable (See Guidance Notes) - ERC = UK mean of 1.00 | (BEAMS Note 2) The ERC for this item should be added to all other rateable items on the hereditament (except land). Therefore the total of the ERC of the other Building Items and the P&M ERC (where applicable) to enable the correct contract size adjustment to be made. ERC of Building Component + ERC of P&M = Total ERC to which contract size adjustment should be applied. The appropriate % adjustment should be made in accordance with the scale for contract size adjustment specified under section 6 of the RCG 2023 Guidance notes. The currency ERC rates are set at £4m (Four Million Pounds) @ 1st April 2021 (AVD) for the RCG 2023 Publication. | Excludes highly specialised locking systems, remote controls and any electronic attachments for security systems- If set into higher fencing also excludes fence area above gate head | Measure between support posts | - | - | Security systems, CCTV. | - | - | Pallisade Gates | - | - |  | Pair | Pair | 5 - UTILITIES, TRANSPORT & TELECOMS | Steve Webb | - | 1714.4867 | Option 2 | 2125.6277 | 23.98% | 2276.2208 | 1720.2865 | 0.3383% | -19.07% | 1720.2865 | 0.3383% | Price Book Data | Harry Jassel | VOA_GPN_GOV_UK\7211014 | 2021-08-12 | Low | - | Low | - | - | Updated indices following QA. 23/03/21 - Minor tweaks to descriptions for readbility / grouping. | NA | SPONS A&B | 1.561 | (BEAMS Note 2) The ERC for this item should be added to all other rateable items on the hereditament (except land). Therefore the total of the ERC of the other Building Items and the P&M ERC (where applicable) to enable the correct contract size adjustment to be made. ERC of Building Component + ERC of P&M = Total ERC to which contract size adjustment should be applied. The appropriate % adjustment should be made in accordance with the scale for contract size adjustment specified under section 6 of the RCG 2021 Guidance notes. The currency ERC rates are set at £4m (Four Million Pounds) @ 1st April 2019 (AVD) for the RCG 2021 Publication. | Pallisade Gates | - | 2 | TRUE
2858 | 33U2ZM | 6658 | 33U2ZM | Gates | Metal | Unclimbable | Flat section framing ; inc posts | Pair ; 1.2m x 2.4m high | Pair of gates and gate posts to match mild steel unclimbable fencing, with flat section framing, braces etc complete with locking bar, lock, handles, drop bolt,gate stop and holding back catches, two 102x102mm hollow section gate posts with cap and foot plates- Price includes excavating post holes and backfilling and levelling. | Location Adjustment Applicable (See Guidance Notes) - ERC = UK mean of 1.00 | (BEAMS Note 2) The ERC for this item should be added to all other rateable items on the hereditament (except land). Therefore the total of the ERC of the other Building Items and the P&M ERC (where applicable) to enable the correct contract size adjustment to be made. ERC of Building Component + ERC of P&M = Total ERC to which contract size adjustment should be applied. The appropriate % adjustment should be made in accordance with the scale for contract size adjustment specified under section 6 of the RCG 2023 Guidance notes. The currency ERC rates are set at £4m (Four Million Pounds) @ 1st April 2021 (AVD) for the RCG 2023 Publication. | Excludes highly specialised locking systems, remote controls and any electronic attachments for security systems- If set into higher fencing also excludes fence area above gate head. | Measure between support posts. | - | - | CCTV , security equipment | - | - | - | Photos on CG2021 do not reflect description (LJ) IMO do not use. | 10130 |  | Pair | Pair | 5 - UTILITIES, TRANSPORT & TELECOMS | Steve Webb | - | 1095.5801 | Option 2 | 1358.3047 | 23.98% | 1541.5667 | 1165.0611 | 6.342% | -14.23% | 1165.0611 | 6.342% | Price Book Data | Harry Jassel | VOA_GPN_GOV_UK\7211014 | 2021-08-12 | Low | - | Low | - | Published Spons data; Low Risk, slight increase over CG2021 | Updated indices following QA. 23/03/21 - Minor tweaks to descriptions for readbility / grouping. | NA | SPONS A&B | 1.561 | (BEAMS Note 2) The ERC for this item should be added to all other rateable items on the hereditament (except land). Therefore the total of the ERC of the other Building Items and the P&M ERC (where applicable) to enable the correct contract size adjustment to be made. ERC of Building Component + ERC of P&M = Total ERC to which contract size adjustment should be applied. The appropriate % adjustment should be made in accordance with the scale for contract size adjustment specified under section 6 of the RCG 2021 Guidance notes. The currency ERC rates are set at £4m (Four Million Pounds) @ 1st April 2019 (AVD) for the RCG 2021 Publication. | - | Photos on CG2021 do not reflect description (LJ) IMO do not use. | 2 | TRUE
2859 | 33U2ZN | 6659 | 33U2ZN | Gates | Metal | Unclimbable | Flat section framing ; inc posts | Pair ; 2.4m x 2.4m high | Pair of gates and gate posts to match mild steel unclimbable fencing, with flat section framing, braces etc complete with locking bar, lock, handles, drop bolt,gate stop and holding back catches, two 102x102mm hollow section gate posts with cap and foot plates | Location Adjustment Applicable (See Guidance Notes) - ERC = UK mean of 1.00 | (BEAMS Note 2) The ERC for this item should be added to all other rateable items on the hereditament (except land). Therefore the total of the ERC of the other Building Items and the P&M ERC (where applicable) to enable the correct contract size adjustment to be made. ERC of Building Component + ERC of P&M = Total ERC to which contract size adjustment should be applied. The appropriate % adjustment should be made in accordance with the scale for contract size adjustment specified under section 6 of the RCG 2023 Guidance notes. The currency ERC rates are set at £4m (Four Million Pounds) @ 1st April 2021 (AVD) for the RCG 2023 Publication. | Excludes highly specialised locking systems, remote controls and any electronic attachments for security systems- If set into higher fencing also excludes fence area above gate head | Measure between support posts | - | - | Security systems, CCTV. | - | - | Pallisade Gates | - | - |  | Pair | Pair | 5 - UTILITIES, TRANSPORT & TELECOMS | Steve Webb | - | 1845.1875 | Option 2 | 2287.6711 | 23.98% | 2601.4003 | 1966.0455 | 6.55% | -14.06% | 1966.0455 | 6.55% | Price Book Data | Harry Jassel | VOA_GPN_GOV_UK\7211014 | 2021-08-12 | Low | - | Low | - | - | Updated indices following QA. 23/03/21 - Minor tweaks to descriptions for readbility / grouping. | NA | SPONS A&B | 1.561 | (BEAMS Note 2) The ERC for this item should be added to all other rateable items on the hereditament (except land). Therefore the total of the ERC of the other Building Items and the P&M ERC (where applicable) to enable the correct contract size adjustment to be made. ERC of Building Component + ERC of P&M = Total ERC to which contract size adjustment should be applied. The appropriate % adjustment should be made in accordance with the scale for contract size adjustment specified under section 6 of the RCG 2021 Guidance notes. The currency ERC rates are set at £4m (Four Million Pounds) @ 1st April 2019 (AVD) for the RCG 2021 Publication. | Pallisade Gates | - | 2 | TRUE
2860 | 33U2X5 | 8700 | 33U2X5 | Gates | Timber | Field gate | Softwood treated 5 barred ; post included | 3m wide | Field gate; complete with wrought iron ironmongery; type 5 bar diamond braced; 1.80m high, hung on 200mm x 200mm posts all treated softwood. 3000mm wide | Location Adjustment Applicable (See Guidance Notes) - ERC = UK mean of 1.00 | (BEAMS Note 2) The ERC for this item should be added to all other rateable items on the hereditament (except land). Therefore the total of the ERC of the other Building Items and the P&M ERC (where applicable) to enable the correct contract size adjustment to be made. ERC of Building Component + ERC of P&M = Total ERC to which contract size adjustment should be applied. The appropriate % adjustment should be made in accordance with the scale for contract size adjustment specified under section 6 of the RCG 2023 Guidance notes. The currency ERC rates are set at £4m (Four Million Pounds) @ 1st April 2021 (AVD) for the RCG 2023 Publication. | - | Count number of gates | - | - | CCTV , security equipment | - | - | Gates - Timber - | Description & cost 1.8m high; photo is 1.2m high approx (LJ) | 10132 |  | Nr | Each | 5 - UTILITIES, TRANSPORT & TELECOMS | Steve Webb | - | 292.1547 | Option 2 | 434.6002 | 48.76% | 639.0796 | 561.4055 | 92.16% | 29.18% | 561.4055 | 92.16% | Price Book Data | Harry Jassel | VOA_GPN_GOV_UK\7211014 | 2021-08-12 | Low | - | Low | - | Published Spons Landscaping cost data;1.8m high description does not match with photograph | Updated indices following QA. 23/03/21 - Minor tweaks to descriptions for readbility / grouping. | NA | SPONS Landscaping | 1.561 | (BEAMS Note 2) The ERC for this item should be added to all other rateable items on the hereditament (except land). Therefore the total of the ERC of the other Building Items and the P&M ERC (where applicable) to enable the correct contract size adjustment to be made. ERC of Building Component + ERC of P&M = Total ERC to which contract size adjustment should be applied. The appropriate % adjustment should be made in accordance with the scale for contract size adjustment specified under section 6 of the RCG 2021 Guidance notes. The currency ERC rates are set at £4m (Four Million Pounds) @ 1st April 2019 (AVD) for the RCG 2021 Publication. | Gates - Timber - | Description & cost 1.8m high; photo is 1.2m high approx (LJ) | 2 | TRUE
2862 | 211C01 | 8250 | 211C01 | Hoists | Chain Block | Electric ; Single speed 3m lift height | 0.5 tonne | 500kg | Electric powered lifting device for loads that are too heavy for manual handling. Usually hooked under a suitable beam, jib or davit able to support the load, with single speed travel. | Considered Not Applicable at time of Publication | (BEAMS Note 1) The ERC for this item should be added to the total of the ERC of the other P&M items on the site and the Buildings ERC (where applicable) to enable the correct contract size adjustment to be made. ERC of P&M Items + ERC of Building Component’s = Total ERC (net figure rateable items only) to which contract size adjustment should be applied The 2023 Generic Contractors Test Spreadsheet has this facility built into the programme - it is recommended you undertake all contractors test valuations using this spreadsheet. (Details on the application of contract size adjustments can be found in the RCG 2023 Guidance notes). Where RV is calculated using the comparative method (rental method) the contract size adjustment should be made as follows: Select - SCAT code box ""P and M as an addition” within the 2023 Generic Contractors Test Spreadsheet facility. Or Where the spreadsheet is not used take the: Reciprocal of statutory de-capitalisation rate (i.e. 5% reciprocal = 20) multiply by rateable value of the buildings (before any overall end allowances are made and after making a notional deduction for the land value) and add to the ERC of P&M. Use resultant figure to calculate contract size adjustment. (Guidance Notes - Section 6) | - | Record maximum lifting weight (SWL) and lifting height. Note support structure, Hoist rateable under Class 2(b) and supports under Class 4 Table 3. | - | - | - | - | - | Photo 1 - Electric chain hoist (red) travells along yellow beam under power, with chain used to loft load. Photo 2 - example of beam used to suppore chain blick. | - | 20202 |  | Each | - | 3 - INDUSTRIAL | David Grace | Colin Brook | 2160.8989 | Option 3 | 2348.0744 | 8.662% | 2103 | 2123.8373 | -1.715% | -9.55% | 2123.8373 | -1.715% | P&M | Andrew Lloyd | VOA_GPN_GOV_UK\5576733 | 2021-03-23 | Low | - | Low | This is an indexation of previous costs, it is not clear exactly what the hoist comprises making costing dificult. Manufacturers are unwilling to provide any assistance. Comment from Colin Brook is that these codes have not caused problems. | Approach seems reasonable based on 3rd Party costs as above no quotes included as need to be scanned. No 2023 dropdown on P&M sheet - RH to amend | Minor tweaks to descriptions for readability / grouping. | NA | P&M | 1.56 | (BEAMS Note 1) The ERC for this item should be added to the total of the ERC of the other P&M items on the site and the Buildings ERC (where applicable) to enable the correct contract size adjustment to be made. ERC of P&M Items + ERC of Building Component’s = Total ERC (net figure rateable items only) to which contract size adjustment should be applied The 2021 Generic Contractors Test Spreadsheet has this facility built into the programme - it is recommended you undertake all contractors test valuations using this spreadsheet. (Details on the application of contract size adjustments can be found in the RCG 2021 Guidance notes). Where RV is calculated using the comparative method (rental method) the contract size adjustment should be made as follows: Select - SCAT code box "P and M as an addition” within the 2021 Generic Contractors Test Spreadsheet facility. Or Where the spreadsheet is not used take the: Reciprocal of statutory de-capitalisation rate (i.e. 5% reciprocal = 20) multiply by rateable value of the buildings (before any overall end allowances are made and after making a notional deduction for the land value) and add to the ERC of P&M. Use resultant figure to calculate contract size adjustment. (Guidance Notes - Section 6) | Photo 1 - Electric chain hoist (red) travells along yellow beam under power, with chain used to loft load. Photo 2 - example of beam used to suppore chain blick. | - | 1 | TRUE
2863 | 211C02 | 8013 | 211C02 | Hoists | Chain Block | Electric ; Single speed 3m lift height | 1 tonne | 1,000kg | Electric powered lifting device for loads that are too heavy for manual handling. Usually hooked under a suitable beam, jib or davit able to support the load, with single speed travel. | Considered Not Applicable at time of Publication | (BEAMS Note 1) The ERC for this item should be added to the total of the ERC of the other P&M items on the site and the Buildings ERC (where applicable) to enable the correct contract size adjustment to be made. ERC of P&M Items + ERC of Building Component’s = Total ERC (net figure rateable items only) to which contract size adjustment should be applied The 2023 Generic Contractors Test Spreadsheet has this facility built into the programme - it is recommended you undertake all contractors test valuations using this spreadsheet. (Details on the application of contract size adjustments can be found in the RCG 2023 Guidance notes). Where RV is calculated using the comparative method (rental method) the contract size adjustment should be made as follows: Select - SCAT code box ""P and M as an addition” within the 2023 Generic Contractors Test Spreadsheet facility. Or Where the spreadsheet is not used take the: Reciprocal of statutory de-capitalisation rate (i.e. 5% reciprocal = 20) multiply by rateable value of the buildings (before any overall end allowances are made and after making a notional deduction for the land value) and add to the ERC of P&M. Use resultant figure to calculate contract size adjustment. (Guidance Notes - Section 6) | - | Record maximum lifting weight (SWL) and lifting height. Note support structure, Hoist rateable under Class 2(b) and supports under Class 4 Table 3. | - | - | - | - | - | Photo 1 - Electric chain hoist (red) travells along yellow beam under power, with chain used to loft load. Photo 2 - example of beam used to suppore chain blick. | - | 20201 |  | Each | - | 3 - INDUSTRIAL | David Grace | Colin Brook | 2330.5713 | Option 3 | 2532.4436 | 8.662% | 2380 | 2403.5819 | 3.133% | -5.088% | 2403.5819 | 3.133% | P&M | Andrew Lloyd | VOA_GPN_GOV_UK\5576733 | 2021-03-23 | Low | - | Low | This is an indexation of previous costs, it is not clear exactly what the hoist comprises making costing dificult. Manufacturers are unwilling to provide any assistance. Comment from Colin Brook is that these codes have not caused problems. | Approach seems reasonable based on 3rd Party costs as above no quotes included as need to be scanned. No 2023 dropdown on P&M sheet - RH to amend | Minor tweaks to descriptions for readability / grouping. | NA | P&M | 1.56 | (BEAMS Note 1) The ERC for this item should be added to the total of the ERC of the other P&M items on the site and the Buildings ERC (where applicable) to enable the correct contract size adjustment to be made. ERC of P&M Items + ERC of Building Component’s = Total ERC (net figure rateable items only) to which contract size adjustment should be applied The 2021 Generic Contractors Test Spreadsheet has this facility built into the programme - it is recommended you undertake all contractors test valuations using this spreadsheet. (Details on the application of contract size adjustments can be found in the RCG 2021 Guidance notes). Where RV is calculated using the comparative method (rental method) the contract size adjustment should be made as follows: Select - SCAT code box "P and M as an addition” within the 2021 Generic Contractors Test Spreadsheet facility. Or Where the spreadsheet is not used take the: Reciprocal of statutory de-capitalisation rate (i.e. 5% reciprocal = 20) multiply by rateable value of the buildings (before any overall end allowances are made and after making a notional deduction for the land value) and add to the ERC of P&M. Use resultant figure to calculate contract size adjustment. (Guidance Notes - Section 6) | Photo 1 - Electric chain hoist (red) travells along yellow beam under power, with chain used to loft load. Photo 2 - example of beam used to suppore chain blick. | - | 1 | TRUE
2865 | 211C04 | 7994 | 211C04 | Hoists | Chain Block | Electric ; Single speed 3m lift height | 5 tonne | 5,000kg | Electric powered lifting device for loads that are too heavy for manual handling. Usually hooked under a suitable beam, jib or davit able to support the load, with single speed travel. | Considered Not Applicable at time of Publication | (BEAMS Note 1) The ERC for this item should be added to the total of the ERC of the other P&M items on the site and the Buildings ERC (where applicable) to enable the correct contract size adjustment to be made. ERC of P&M Items + ERC of Building Component’s = Total ERC (net figure rateable items only) to which contract size adjustment should be applied The 2023 Generic Contractors Test Spreadsheet has this facility built into the programme - it is recommended you undertake all contractors test valuations using this spreadsheet. (Details on the application of contract size adjustments can be found in the RCG 2023 Guidance notes). Where RV is calculated using the comparative method (rental method) the contract size adjustment should be made as follows: Select - SCAT code box ""P and M as an addition” within the 2023 Generic Contractors Test Spreadsheet facility. Or Where the spreadsheet is not used take the: Reciprocal of statutory de-capitalisation rate (i.e. 5% reciprocal = 20) multiply by rateable value of the buildings (before any overall end allowances are made and after making a notional deduction for the land value) and add to the ERC of P&M. Use resultant figure to calculate contract size adjustment. (Guidance Notes - Section 6) | - | Record maximum lifting weight (SWL) and lifting height. Note support structure, Hoist rateable under Class 2(b) and supports under Class 4 Table 3. | - | - | - | - | - | Photo 1 - Electric chain hoist (red) travells along yellow beam under power, with chain used to loft load. Photo 2 - example of beam used to suppore chain blick. | - | 20201 |  | Each | - | 3 - INDUSTRIAL | David Grace | Colin Brook | 4355.7324 | Option 3 | 4733.0226 | 8.662% | 4648 | 4694.0541 | 7.767% | -0.8233% | 4694.0541 | 7.767% | P&M | Andrew Lloyd | VOA_GPN_GOV_UK\5576733 | 2021-03-23 | Low | - | Low | - | Approach seems reasonable based on 3rd Party costs as above no quotes included as need to be scanned. No 2023 dropdown on P&M sheet - RH to amend | Minor tweaks to descriptions for readability / grouping. | NA | P&M | 1.56 | (BEAMS Note 1) The ERC for this item should be added to the total of the ERC of the other P&M items on the site and the Buildings ERC (where applicable) to enable the correct contract size adjustment to be made. ERC of P&M Items + ERC of Building Component’s = Total ERC (net figure rateable items only) to which contract size adjustment should be applied The 2021 Generic Contractors Test Spreadsheet has this facility built into the programme - it is recommended you undertake all contractors test valuations using this spreadsheet. (Details on the application of contract size adjustments can be found in the RCG 2021 Guidance notes). Where RV is calculated using the comparative method (rental method) the contract size adjustment should be made as follows: Select - SCAT code box "P and M as an addition” within the 2021 Generic Contractors Test Spreadsheet facility. Or Where the spreadsheet is not used take the: Reciprocal of statutory de-capitalisation rate (i.e. 5% reciprocal = 20) multiply by rateable value of the buildings (before any overall end allowances are made and after making a notional deduction for the land value) and add to the ERC of P&M. Use resultant figure to calculate contract size adjustment. (Guidance Notes - Section 6) | Photo 1 - Electric chain hoist (red) travells along yellow beam under power, with chain used to loft load. Photo 2 - example of beam used to suppore chain blick. | - | 1 | TRUE
2866 | 211C70 | 7991 | 211C70 | Hoists | Chain Block | Hand Operated | 0.5 tonne | 500kg | Hand operated lifting device for loads that are too heavy for manual handling. Usually hooked under a suitable beam, jib or davit able to support the load. | Considered Not Applicable at time of Publication | (BEAMS Note 1) The ERC for this item should be added to the total of the ERC of the other P&M items on the site and the Buildings ERC (where applicable) to enable the correct contract size adjustment to be made. ERC of P&M Items + ERC of Building Component’s = Total ERC (net figure rateable items only) to which contract size adjustment should be applied The 2023 Generic Contractors Test Spreadsheet has this facility built into the programme - it is recommended you undertake all contractors test valuations using this spreadsheet. (Details on the application of contract size adjustments can be found in the RCG 2023 Guidance notes). Where RV is calculated using the comparative method (rental method) the contract size adjustment should be made as follows: Select - SCAT code box ""P and M as an addition” within the 2023 Generic Contractors Test Spreadsheet facility. Or Where the spreadsheet is not used take the: Reciprocal of statutory de-capitalisation rate (i.e. 5% reciprocal = 20) multiply by rateable value of the buildings (before any overall end allowances are made and after making a notional deduction for the land value) and add to the ERC of P&M. Use resultant figure to calculate contract size adjustment. (Guidance Notes - Section 6) | Hard copy of evidence to be scanned in and attached when offices open. | Record maximum lifting weight (SWL) and lifting height. | - | - | - | - | - | Hand operated chain block | - | 20203 |  | Each | - | 3 - INDUSTRIAL | David Grace | Colin Brook | 334.497 | Option 3 | 363.4708 | 8.662% | 216 | 218.1402 | -34.79% | -39.98% | 218.1402 | -34.79% | P&M | Andrew Lloyd | VOA_GPN_GOV_UK\5576733 | 2020-12-04 | Low | - | Low | - | Less than CG2021, Evidence needs to be scanned in when back in office or screen shots taken. Based on 3rd party cost information | - | NA | P&M | 1.56 | (BEAMS Note 1) The ERC for this item should be added to the total of the ERC of the other P&M items on the site and the Buildings ERC (where applicable) to enable the correct contract size adjustment to be made. ERC of P&M Items + ERC of Building Component’s = Total ERC (net figure rateable items only) to which contract size adjustment should be applied The 2021 Generic Contractors Test Spreadsheet has this facility built into the programme - it is recommended you undertake all contractors test valuations using this spreadsheet. (Details on the application of contract size adjustments can be found in the RCG 2021 Guidance notes). Where RV is calculated using the comparative method (rental method) the contract size adjustment should be made as follows: Select - SCAT code box "P and M as an addition” within the 2021 Generic Contractors Test Spreadsheet facility. Or Where the spreadsheet is not used take the: Reciprocal of statutory de-capitalisation rate (i.e. 5% reciprocal = 20) multiply by rateable value of the buildings (before any overall end allowances are made and after making a notional deduction for the land value) and add to the ERC of P&M. Use resultant figure to calculate contract size adjustment. (Guidance Notes - Section 6) | Hand operated chain block | - | 1 | TRUE
2867 | 211C71 | 3884 | 211C71 | Hoists | Chain Block | Hand Operated | 1 tonne | 1,000kg | Hand operated lifting device for loads that are too heavy for manual handling. Usually hooked under a suitable beam, jib or davit able to support the load. | Considered Not Applicable at time of Publication | (BEAMS Note 1) The ERC for this item should be added to the total of the ERC of the other P&M items on the site and the Buildings ERC (where applicable) to enable the correct contract size adjustment to be made. ERC of P&M Items + ERC of Building Component’s = Total ERC (net figure rateable items only) to which contract size adjustment should be applied The 2023 Generic Contractors Test Spreadsheet has this facility built into the programme - it is recommended you undertake all contractors test valuations using this spreadsheet. (Details on the application of contract size adjustments can be found in the RCG 2023 Guidance notes). Where RV is calculated using the comparative method (rental method) the contract size adjustment should be made as follows: Select - SCAT code box ""P and M as an addition” within the 2023 Generic Contractors Test Spreadsheet facility. Or Where the spreadsheet is not used take the: Reciprocal of statutory de-capitalisation rate (i.e. 5% reciprocal = 20) multiply by rateable value of the buildings (before any overall end allowances are made and after making a notional deduction for the land value) and add to the ERC of P&M. Use resultant figure to calculate contract size adjustment. (Guidance Notes - Section 6) | Hard copy of evidence to be scanned in and attached when offices open. | Record maximum lifting weight (SWL) and lifting height. | - | - | - | - | - | Hand operated chain block | - | 20203 |  | Each | - | 3 - INDUSTRIAL | David Grace | Colin Brook | 359.9478 | Option 3 | 391.1262 | 8.662% | 232 | 234.2987 | -34.91% | -40.1% | 234.2987 | -34.91% | P&M | Andrew Lloyd | VOA_GPN_GOV_UK\5576733 | 2020-12-04 | Low | - | Low | - | Less than CG2021, Evidence needs to be scanned in when back in office or screen shots taken. Based on 3rd party cost information | - | NA | P&M | 1.56 | (BEAMS Note 1) The ERC for this item should be added to the total of the ERC of the other P&M items on the site and the Buildings ERC (where applicable) to enable the correct contract size adjustment to be made. ERC of P&M Items + ERC of Building Component’s = Total ERC (net figure rateable items only) to which contract size adjustment should be applied The 2021 Generic Contractors Test Spreadsheet has this facility built into the programme - it is recommended you undertake all contractors test valuations using this spreadsheet. (Details on the application of contract size adjustments can be found in the RCG 2021 Guidance notes). Where RV is calculated using the comparative method (rental method) the contract size adjustment should be made as follows: Select - SCAT code box "P and M as an addition” within the 2021 Generic Contractors Test Spreadsheet facility. Or Where the spreadsheet is not used take the: Reciprocal of statutory de-capitalisation rate (i.e. 5% reciprocal = 20) multiply by rateable value of the buildings (before any overall end allowances are made and after making a notional deduction for the land value) and add to the ERC of P&M. Use resultant figure to calculate contract size adjustment. (Guidance Notes - Section 6) | Hand operated chain block | - | 1 | TRUE
2868 | 211C72 | 3965 | 211C72 | Hoists | Chain Block | Hand Operated | 2 tonne | 2,000kg | Hand operated lifting device for loads that are too heavy for manual handling. Usually hooked under a suitable beam, jib or davit able to support the load. | Considered Not Applicable at time of Publication | (BEAMS Note 1) The ERC for this item should be added to the total of the ERC of the other P&M items on the site and the Buildings ERC (where applicable) to enable the correct contract size adjustment to be made. ERC of P&M Items + ERC of Building Component’s = Total ERC (net figure rateable items only) to which contract size adjustment should be applied The 2023 Generic Contractors Test Spreadsheet has this facility built into the programme - it is recommended you undertake all contractors test valuations using this spreadsheet. (Details on the application of contract size adjustments can be found in the RCG 2023 Guidance notes). Where RV is calculated using the comparative method (rental method) the contract size adjustment should be made as follows: Select - SCAT code box ""P and M as an addition” within the 2023 Generic Contractors Test Spreadsheet facility. Or Where the spreadsheet is not used take the: Reciprocal of statutory de-capitalisation rate (i.e. 5% reciprocal = 20) multiply by rateable value of the buildings (before any overall end allowances are made and after making a notional deduction for the land value) and add to the ERC of P&M. Use resultant figure to calculate contract size adjustment. (Guidance Notes - Section 6) | Hard copy of evidence to be scanned in and attached when offices open. | Record maximum lifting weight (SWL) and lifting height. | - | - | - | - | - | Hand operated chain block | - | 20203 |  | Each | - | 3 - INDUSTRIAL | David Grace | Colin Brook | 523.5605 | Option 3 | 568.9109 | 8.662% | 316 | 319.131 | -39.05% | -43.9% | 319.131 | -39.05% | P&M | Andrew Lloyd | VOA_GPN_GOV_UK\5576733 | 2020-12-07 | Low | - | Low | - | Less than CG2021, Evidence needs to be scanned in when back in office or screen shots taken. Based on 3rd party cost information | - | NA | P&M | 1.56 | (BEAMS Note 1) The ERC for this item should be added to the total of the ERC of the other P&M items on the site and the Buildings ERC (where applicable) to enable the correct contract size adjustment to be made. ERC of P&M Items + ERC of Building Component’s = Total ERC (net figure rateable items only) to which contract size adjustment should be applied The 2021 Generic Contractors Test Spreadsheet has this facility built into the programme - it is recommended you undertake all contractors test valuations using this spreadsheet. (Details on the application of contract size adjustments can be found in the RCG 2021 Guidance notes). Where RV is calculated using the comparative method (rental method) the contract size adjustment should be made as follows: Select - SCAT code box "P and M as an addition” within the 2021 Generic Contractors Test Spreadsheet facility. Or Where the spreadsheet is not used take the: Reciprocal of statutory de-capitalisation rate (i.e. 5% reciprocal = 20) multiply by rateable value of the buildings (before any overall end allowances are made and after making a notional deduction for the land value) and add to the ERC of P&M. Use resultant figure to calculate contract size adjustment. (Guidance Notes - Section 6) | Hand operated chain block | - | 1 | TRUE
2869 | 211C73 | 3966 | 211C73 | Hoists | Chain Block | Hand Operated | 3 tonne | 3,000kg | Hand operated lifting device for loads that are too heavy for manual handling. Usually hooked under a suitable beam, jib or davit able to support the load. | Considered Not Applicable at time of Publication | (BEAMS Note 1) The ERC for this item should be added to the total of the ERC of the other P&M items on the site and the Buildings ERC (where applicable) to enable the correct contract size adjustment to be made. ERC of P&M Items + ERC of Building Component’s = Total ERC (net figure rateable items only) to which contract size adjustment should be applied The 2023 Generic Contractors Test Spreadsheet has this facility built into the programme - it is recommended you undertake all contractors test valuations using this spreadsheet. (Details on the application of contract size adjustments can be found in the RCG 2023 Guidance notes). Where RV is calculated using the comparative method (rental method) the contract size adjustment should be made as follows: Select - SCAT code box ""P and M as an addition” within the 2023 Generic Contractors Test Spreadsheet facility. Or Where the spreadsheet is not used take the: Reciprocal of statutory de-capitalisation rate (i.e. 5% reciprocal = 20) multiply by rateable value of the buildings (before any overall end allowances are made and after making a notional deduction for the land value) and add to the ERC of P&M. Use resultant figure to calculate contract size adjustment. (Guidance Notes - Section 6) | Hard copy of evidence to be scanned in and attached when offices open. | Record maximum lifting weight (SWL) and lifting height. | - | - | - | - | - | Hand operated chain block | - | 20203 |  | Each | - | 3 - INDUSTRIAL | David Grace | Colin Brook | 700.5045 | Option 3 | 761.1817 | 8.662% | 426 | 430.221 | -38.58% | -43.48% | 430.221 | -38.58% | P&M | Andrew Lloyd | VOA_GPN_GOV_UK\5576733 | 2020-12-07 | Low | - | Low | - | Less than CG2021, Evidence needs to be scanned in when back in office or screen shots taken. Based on 3rd party cost information | - | NA | P&M | 1.56 | (BEAMS Note 1) The ERC for this item should be added to the total of the ERC of the other P&M items on the site and the Buildings ERC (where applicable) to enable the correct contract size adjustment to be made. ERC of P&M Items + ERC of Building Component’s = Total ERC (net figure rateable items only) to which contract size adjustment should be applied The 2021 Generic Contractors Test Spreadsheet has this facility built into the programme - it is recommended you undertake all contractors test valuations using this spreadsheet. (Details on the application of contract size adjustments can be found in the RCG 2021 Guidance notes). Where RV is calculated using the comparative method (rental method) the contract size adjustment should be made as follows: Select - SCAT code box "P and M as an addition” within the 2021 Generic Contractors Test Spreadsheet facility. Or Where the spreadsheet is not used take the: Reciprocal of statutory de-capitalisation rate (i.e. 5% reciprocal = 20) multiply by rateable value of the buildings (before any overall end allowances are made and after making a notional deduction for the land value) and add to the ERC of P&M. Use resultant figure to calculate contract size adjustment. (Guidance Notes - Section 6) | Hand operated chain block | - | 1 | TRUE
2870 | 211C74 | 3638 | 211C74 | Hoists | Chain Block | Hand Operated | 5 tonne | 5,000kg | Hand operated lifting device for loads that are too heavy for manual handling. Usually hooked under a suitable beam, jib or davit able to support the load. | Considered Not Applicable at time of Publication | (BEAMS Note 1) The ERC for this item should be added to the total of the ERC of the other P&M items on the site and the Buildings ERC (where applicable) to enable the correct contract size adjustment to be made. ERC of P&M Items + ERC of Building Component’s = Total ERC (net figure rateable items only) to which contract size adjustment should be applied The 2023 Generic Contractors Test Spreadsheet has this facility built into the programme - it is recommended you undertake all contractors test valuations using this spreadsheet. (Details on the application of contract size adjustments can be found in the RCG 2023 Guidance notes). Where RV is calculated using the comparative method (rental method) the contract size adjustment should be made as follows: Select - SCAT code box ""P and M as an addition” within the 2023 Generic Contractors Test Spreadsheet facility. Or Where the spreadsheet is not used take the: Reciprocal of statutory de-capitalisation rate (i.e. 5% reciprocal = 20) multiply by rateable value of the buildings (before any overall end allowances are made and after making a notional deduction for the land value) and add to the ERC of P&M. Use resultant figure to calculate contract size adjustment. (Guidance Notes - Section 6) | - | Record maximum lifting weight (SWL) and lifting height. | - | - | - | - | - | Hand operated chain block | - | 20203 |  | Each | - | 3 - INDUSTRIAL | David Grace | Colin Brook | 995.0073 | Option 3 | 1081.1941 | 8.662% | 551 | 556.4595 | -44.07% | -48.53% | 556.4595 | -44.07% | P&M | Andrew Lloyd | VOA_GPN_GOV_UK\5576733 | 2020-12-07 | Low | - | Low | - | Based on 3no. Costs by Suppliers, evidence needs to be attached to file when back in office. | - | NA | P&M | 1.56 | (BEAMS Note 1) The ERC for this item should be added to the total of the ERC of the other P&M items on the site and the Buildings ERC (where applicable) to enable the correct contract size adjustment to be made. ERC of P&M Items + ERC of Building Component’s = Total ERC (net figure rateable items only) to which contract size adjustment should be applied The 2021 Generic Contractors Test Spreadsheet has this facility built into the programme - it is recommended you undertake all contractors test valuations using this spreadsheet. (Details on the application of contract size adjustments can be found in the RCG 2021 Guidance notes). Where RV is calculated using the comparative method (rental method) the contract size adjustment should be made as follows: Select - SCAT code box "P and M as an addition” within the 2021 Generic Contractors Test Spreadsheet facility. Or Where the spreadsheet is not used take the: Reciprocal of statutory de-capitalisation rate (i.e. 5% reciprocal = 20) multiply by rateable value of the buildings (before any overall end allowances are made and after making a notional deduction for the land value) and add to the ERC of P&M. Use resultant figure to calculate contract size adjustment. (Guidance Notes - Section 6) | Hand operated chain block | - | 1 | TRUE
2864 | 211C03 | 8231 | 211C03 | Hoists | Chain Block (electric) | Single speed 3m lift height | 2 tonne | 2,000kg | Electric powered lifting device for loads that are too heavy for manual handling. Usually hooked under a suitable beam, jib or davit able to support the load, with single speed travel. | Considered Not Applicable at time of Publication | (BEAMS Note 1) The ERC for this item should be added to the total of the ERC of the other P&M items on the site and the Buildings ERC (where applicable) to enable the correct contract size adjustment to be made. ERC of P&M Items + ERC of Building Component’s = Total ERC (net figure rateable items only) to which contract size adjustment should be applied The 2023 Generic Contractors Test Spreadsheet has this facility built into the programme - it is recommended you undertake all contractors test valuations using this spreadsheet. (Details on the application of contract size adjustments can be found in the RCG 2023 Guidance notes). Where RV is calculated using the comparative method (rental method) the contract size adjustment should be made as follows: Select - SCAT code box ""P and M as an addition” within the 2023 Generic Contractors Test Spreadsheet facility. Or Where the spreadsheet is not used take the: Reciprocal of statutory de-capitalisation rate (i.e. 5% reciprocal = 20) multiply by rateable value of the buildings (before any overall end allowances are made and after making a notional deduction for the land value) and add to the ERC of P&M. Use resultant figure to calculate contract size adjustment. (Guidance Notes - Section 6) | - | Record maximum lifting weight (SWL) and lifting height. Note support structure, Hoist rateable under Class 2(b) and supports under Class 4 Table 3. | - | - | - | - | - | Photo 1 - Electric chain hoist (red) travells along yellow beam under power, with chain used to loft load. Photo 2 - example of beam used to suppore chain blick. | - | 20201 |  | Each | - | 3 - INDUSTRIAL | David Grace | Colin Brook | 3126.8196 | Option 3 | 3397.6623 | 8.662% | 3235 | 3267.0536 | 4.485% | -3.844% | 3267.0536 | 4.485% | P&M | Andrew Lloyd | VOA_GPN_GOV_UK\5576733 | 2021-03-23 | Low | - | Low | - | Approach seems reasonable based on 3rd Party costs as above no quotes included as need to be scanned. No 2023 dropdown on P&M sheet - RH to amend | Minor tweaks to descriptions for readability / grouping. | NA | P&M | 1.56 | (BEAMS Note 1) The ERC for this item should be added to the total of the ERC of the other P&M items on the site and the Buildings ERC (where applicable) to enable the correct contract size adjustment to be made. ERC of P&M Items + ERC of Building Component’s = Total ERC (net figure rateable items only) to which contract size adjustment should be applied The 2021 Generic Contractors Test Spreadsheet has this facility built into the programme - it is recommended you undertake all contractors test valuations using this spreadsheet. (Details on the application of contract size adjustments can be found in the RCG 2021 Guidance notes). Where RV is calculated using the comparative method (rental method) the contract size adjustment should be made as follows: Select - SCAT code box "P and M as an addition” within the 2021 Generic Contractors Test Spreadsheet facility. Or Where the spreadsheet is not used take the: Reciprocal of statutory de-capitalisation rate (i.e. 5% reciprocal = 20) multiply by rateable value of the buildings (before any overall end allowances are made and after making a notional deduction for the land value) and add to the ERC of P&M. Use resultant figure to calculate contract size adjustment. (Guidance Notes - Section 6) | Photo 1 - Electric chain hoist (red) travells along yellow beam under power, with chain used to loft load. Photo 2 - example of beam used to suppore chain blick. | - | 1 | TRUE
2871 | 211C50 | 8024 | 211C50 | Hoists | Davits Jib and Support | Lift height 2m | lifting weight 0.228 tonnes | - | Davits and jibs are usually bolted to a base pad, small units may be bolted to the floor slab. Height and swing of arms (length can vary 2m to 5m high and 2m to 5m swing). The arms may be fixed or on a swivel joint. | Considered Not Applicable at time of Publication | (BEAMS Note 1) The ERC for this item should be added to the total of the ERC of the other P&M items on the site and the Buildings ERC (where applicable) to enable the correct contract size adjustment to be made. ERC of P&M Items + ERC of Building Component’s = Total ERC (net figure rateable items only) to which contract size adjustment should be applied The 2023 Generic Contractors Test Spreadsheet has this facility built into the programme - it is recommended you undertake all contractors test valuations using this spreadsheet. (Details on the application of contract size adjustments can be found in the RCG 2023 Guidance notes). Where RV is calculated using the comparative method (rental method) the contract size adjustment should be made as follows: Select - SCAT code box ""P and M as an addition” within the 2023 Generic Contractors Test Spreadsheet facility. Or Where the spreadsheet is not used take the: Reciprocal of statutory de-capitalisation rate (i.e. 5% reciprocal = 20) multiply by rateable value of the buildings (before any overall end allowances are made and after making a notional deduction for the land value) and add to the ERC of P&M. Use resultant figure to calculate contract size adjustment. (Guidance Notes - Section 6) | - | Note maximum weight (SWL) , arm length and height. | - | - | It is assumed that the item forms part of an ;average; size industrial, commercial or office complex. Where it would be normal to find more than one item in such a hereditament, cost should be multiplied accordingly. NOTE: supports. | - | - | Photo 1 - Davit jib and support. Horizontal arm pivoted off a freestanding column support. Will have a hoists attached to lift and lower. | - | 20203 |  | Each | one | NA | NA | NA | 2095.4539 | Option 3 | 2276.9605 | 8.662% | 1848.8531 | 1867.1722 | -10.89% | -18% | 1867.1722 | -10.89% | Indexed | NA | VOA_GPN_GOV_UK\7246041 | 2019-08-30 | Low | - | Medium | Risk taken from previous CG | - | - | NA | P&M | NA | (BEAMS Note 1) The ERC for this item should be added to the total of the ERC of the other P&M items on the site and the Buildings ERC (where applicable) to enable the correct contract size adjustment to be made. ERC of P&M Items + ERC of Building Component’s = Total ERC (net figure rateable items only) to which contract size adjustment should be applied The 2021 Generic Contractors Test Spreadsheet has this facility built into the programme - it is recommended you undertake all contractors test valuations using this spreadsheet. (Details on the application of contract size adjustments can be found in the RCG 2021 Guidance notes). Where RV is calculated using the comparative method (rental method) the contract size adjustment should be made as follows: Select - SCAT code box "P and M as an addition” within the 2021 Generic Contractors Test Spreadsheet facility. Or Where the spreadsheet is not used take the: Reciprocal of statutory de-capitalisation rate (i.e. 5% reciprocal = 20) multiply by rateable value of the buildings (before any overall end allowances are made and after making a notional deduction for the land value) and add to the ERC of P&M. Use resultant figure to calculate contract size adjustment. (Guidance Notes - Section 6) | Photo 1 - Davit jib and support. Horizontal arm pivoted off a freestanding column support. Will have a hoists attached to lift and lower. | - | 1 | TRUE
2872 | 211C62 | 8027 | 211C62 | Hoists | Lifting Beam | Beam between two support points ht 3m | Length of beam 5m | Beam size 203mm x 133mm - wt 30kg | This can be either a simple beam cantilevered from a structure to support a hoist mechanism, a simple steel beam used within a building or between buildings to support a hoist for moving or lifting purposes, or a beam supported on A frames. | Considered Not Applicable at time of Publication | (BEAMS Note 1) The ERC for this item should be added to the total of the ERC of the other P&M items on the site and the Buildings ERC (where applicable) to enable the correct contract size adjustment to be made. ERC of P&M Items + ERC of Building Component’s = Total ERC (net figure rateable items only) to which contract size adjustment should be applied The 2023 Generic Contractors Test Spreadsheet has this facility built into the programme - it is recommended you undertake all contractors test valuations using this spreadsheet. (Details on the application of contract size adjustments can be found in the RCG 2023 Guidance notes). Where RV is calculated using the comparative method (rental method) the contract size adjustment should be made as follows: Select - SCAT code box ""P and M as an addition” within the 2023 Generic Contractors Test Spreadsheet facility. Or Where the spreadsheet is not used take the: Reciprocal of statutory de-capitalisation rate (i.e. 5% reciprocal = 20) multiply by rateable value of the buildings (before any overall end allowances are made and after making a notional deduction for the land value) and add to the ERC of P&M. Use resultant figure to calculate contract size adjustment. (Guidance Notes - Section 6) | Costs are exclusive of specialist foundations. In most locations where A-frame; supports are used these will be supported from the floor slab. Costs relate to typical installations. Maximum weight for beam not to exceed 3 tonnes. For hoisting equipment see other sections (i.e. 211C01). | Measure beam dimensions and length. | - | - | - | - | - | Steel beam on A frame support. | Delete existing photo 1 (orange beam) | 20204 |  | Nr | - | 3 - INDUSTRIAL | David Grace | Colin Brook | 775.6452 | Option 3 | 842.831 | 8.662% | 329.4257 | 332.6897 | -57.11% | -60.53% | 332.6897 | -57.11% | Price Book Data | Andrew Lloyd | VOA_GPN_GOV_UK\5576733 | 2021-08-12 | Low | - | High | - | Much lower cost than CG2021, S/Fix cost TPI 350 RH to adjust to 322, Andrew has used SFix Spons 2021 p325 | Updated indices following QA. 23/03/21 - Minor tweaks to descriptions for readability / grouping. Significant decrease on CG21 rate. Wrong descriptive text. | NA | P&M | 1.561 | (BEAMS Note 1) The ERC for this item should be added to the total of the ERC of the other P&M items on the site and the Buildings ERC (where applicable) to enable the correct contract size adjustment to be made. ERC of P&M Items + ERC of Building Component’s = Total ERC (net figure rateable items only) to which contract size adjustment should be applied The 2021 Generic Contractors Test Spreadsheet has this facility built into the programme - it is recommended you undertake all contractors test valuations using this spreadsheet. (Details on the application of contract size adjustments can be found in the RCG 2021 Guidance notes). Where RV is calculated using the comparative method (rental method) the contract size adjustment should be made as follows: Select - SCAT code box "P and M as an addition” within the 2021 Generic Contractors Test Spreadsheet facility. Or Where the spreadsheet is not used take the: Reciprocal of statutory de-capitalisation rate (i.e. 5% reciprocal = 20) multiply by rateable value of the buildings (before any overall end allowances are made and after making a notional deduction for the land value) and add to the ERC of P&M. Use resultant figure to calculate contract size adjustment. (Guidance Notes - Section 6) | Steel beam on A frame support. | Delete existing photo 1 (orange beam) | 1 | TRUE
2873 | 211C63 | 8028 | 211C63 | Hoists | Lifting Beam | Beam between two support points ht 3m | Length of beam 5m | Beam size 254mm x 146mm - wt 37kg | This can be either a simple beam cantilevered from a structure to support a hoist mechanism, a simple steel beam used within a building or between buildings to support a hoist for moving or lifting purposes, or a beam supported on A frames. | Considered Not Applicable at time of Publication | (BEAMS Note 1) The ERC for this item should be added to the total of the ERC of the other P&M items on the site and the Buildings ERC (where applicable) to enable the correct contract size adjustment to be made. ERC of P&M Items + ERC of Building Component’s = Total ERC (net figure rateable items only) to which contract size adjustment should be applied The 2023 Generic Contractors Test Spreadsheet has this facility built into the programme - it is recommended you undertake all contractors test valuations using this spreadsheet. (Details on the application of contract size adjustments can be found in the RCG 2023 Guidance notes). Where RV is calculated using the comparative method (rental method) the contract size adjustment should be made as follows: Select - SCAT code box ""P and M as an addition” within the 2023 Generic Contractors Test Spreadsheet facility. Or Where the spreadsheet is not used take the: Reciprocal of statutory de-capitalisation rate (i.e. 5% reciprocal = 20) multiply by rateable value of the buildings (before any overall end allowances are made and after making a notional deduction for the land value) and add to the ERC of P&M. Use resultant figure to calculate contract size adjustment. (Guidance Notes - Section 6) | Costs are exclusive of specialist foundations. In most locations where A-frame; supports are used these will be supported from the floor slab. Costs relate to typical installations. Maximum weight for beam not to exceed 3 tonnes. For hoisting equipment see other sections (i.e. 211C01). | Measure beam dimensions and length. | - | - | - | - | - | Steel beam on A frame support. | Delete existing photo 1 (orange beam) | 20204 |  | Nr | - | 3 - INDUSTRIAL | David Grace | Colin Brook | 933.1981 | Option 3 | 1014.031 | 8.662% | 406.2917 | 410.3173 | -56.03% | -59.54% | 410.3173 | -56.03% | Price Book Data | Andrew Lloyd | VOA_GPN_GOV_UK\5576733 | 2021-08-12 | Low | - | High | - | Much lower cost than CG2021, S/Fix cost TPI 350 RH to adjust to 322, Andrew has used SFix Spons 2021 p325 | Updated indices following QA. 23/03/21 - Minor tweaks to descriptions for readability / grouping. Significant decrease on CG21 rate. Wrong descriptive text. | NA | P&M | 1.561 | (BEAMS Note 1) The ERC for this item should be added to the total of the ERC of the other P&M items on the site and the Buildings ERC (where applicable) to enable the correct contract size adjustment to be made. ERC of P&M Items + ERC of Building Component’s = Total ERC (net figure rateable items only) to which contract size adjustment should be applied The 2021 Generic Contractors Test Spreadsheet has this facility built into the programme - it is recommended you undertake all contractors test valuations using this spreadsheet. (Details on the application of contract size adjustments can be found in the RCG 2021 Guidance notes). Where RV is calculated using the comparative method (rental method) the contract size adjustment should be made as follows: Select - SCAT code box "P and M as an addition” within the 2021 Generic Contractors Test Spreadsheet facility. Or Where the spreadsheet is not used take the: Reciprocal of statutory de-capitalisation rate (i.e. 5% reciprocal = 20) multiply by rateable value of the buildings (before any overall end allowances are made and after making a notional deduction for the land value) and add to the ERC of P&M. Use resultant figure to calculate contract size adjustment. (Guidance Notes - Section 6) | Steel beam on A frame support. | Delete existing photo 1 (orange beam) | 1 | TRUE
2874 | 211C64 | 8029 | 211C64 | Hoists | Lifting Beam | Beam on A frame supports 3m high | Length of beam 7.5m | Beam size 203mm x 133mm - wt 30kg | This can be either a simple beam cantilevered from a structure to support a hoist mechanism, a simple steel beam used within a building or between buildings to support a hoist for moving or lifting purposes, or a beam supported on A frames. | Considered Not Applicable at time of Publication | (BEAMS Note 1) The ERC for this item should be added to the total of the ERC of the other P&M items on the site and the Buildings ERC (where applicable) to enable the correct contract size adjustment to be made. ERC of P&M Items + ERC of Building Component’s = Total ERC (net figure rateable items only) to which contract size adjustment should be applied The 2023 Generic Contractors Test Spreadsheet has this facility built into the programme - it is recommended you undertake all contractors test valuations using this spreadsheet. (Details on the application of contract size adjustments can be found in the RCG 2023 Guidance notes). Where RV is calculated using the comparative method (rental method) the contract size adjustment should be made as follows: Select - SCAT code box ""P and M as an addition” within the 2023 Generic Contractors Test Spreadsheet facility. Or Where the spreadsheet is not used take the: Reciprocal of statutory de-capitalisation rate (i.e. 5% reciprocal = 20) multiply by rateable value of the buildings (before any overall end allowances are made and after making a notional deduction for the land value) and add to the ERC of P&M. Use resultant figure to calculate contract size adjustment. (Guidance Notes - Section 6) | Costs are exclusive of specialist foundations. In most locations where A-frame; supports are used these will be supported from the floor slab. Costs relate to typical installations. Maximum weight for beam not to exceed 3 tonnes. For hoisting equipment see other sections (i.e. 211C01). | Measure beam dimensions and length. | - | - | - | - | - | Steel beam on A frame support. | Delete existing photo 1 (orange beam) | 20204 |  | Nr | - | 3 - INDUSTRIAL | David Grace | Colin Brook | 1575.5292 | Option 3 | 1712.0004 | 8.662% | 494.1385 | 499.0346 | -68.33% | -70.85% | 499.0346 | -68.33% | Price Book Data | Andrew Lloyd | VOA_GPN_GOV_UK\5576733 | 2021-08-12 | Low | - | High | - | Much lower cost than CG2021, S/Fix cost TPI 350 RH to adjust to 322, Andrew has used SFix Spons 2021 p325 | Updated indices following QA. 23/03/21 - Minor tweaks to descriptions for readability / grouping. Significant decrease on CG21 rate. | NA | P&M | 1.561 | (BEAMS Note 1) The ERC for this item should be added to the total of the ERC of the other P&M items on the site and the Buildings ERC (where applicable) to enable the correct contract size adjustment to be made. ERC of P&M Items + ERC of Building Component’s = Total ERC (net figure rateable items only) to which contract size adjustment should be applied The 2021 Generic Contractors Test Spreadsheet has this facility built into the programme - it is recommended you undertake all contractors test valuations using this spreadsheet. (Details on the application of contract size adjustments can be found in the RCG 2021 Guidance notes). Where RV is calculated using the comparative method (rental method) the contract size adjustment should be made as follows: Select - SCAT code box "P and M as an addition” within the 2021 Generic Contractors Test Spreadsheet facility. Or Where the spreadsheet is not used take the: Reciprocal of statutory de-capitalisation rate (i.e. 5% reciprocal = 20) multiply by rateable value of the buildings (before any overall end allowances are made and after making a notional deduction for the land value) and add to the ERC of P&M. Use resultant figure to calculate contract size adjustment. (Guidance Notes - Section 6) | Steel beam on A frame support. | Delete existing photo 1 (orange beam) | 1 | TRUE
2875 | 211C65 | 8030 | 211C65 | Hoists | Lifting Beam | Beam on A frame supports 3m high | Length of beam 7.5m | Beam size 254mm x 146mm - wt 37kg | This can be either a simple beam cantilevered from a structure to support a hoist mechanism, a simple steel beam used within a building or between buildings to support a hoist for moving or lifting purposes, or a beam supported on A frames. | Considered Not Applicable at time of Publication | (BEAMS Note 1) The ERC for this item should be added to the total of the ERC of the other P&M items on the site and the Buildings ERC (where applicable) to enable the correct contract size adjustment to be made. ERC of P&M Items + ERC of Building Component’s = Total ERC (net figure rateable items only) to which contract size adjustment should be applied The 2023 Generic Contractors Test Spreadsheet has this facility built into the programme - it is recommended you undertake all contractors test valuations using this spreadsheet. (Details on the application of contract size adjustments can be found in the RCG 2023 Guidance notes). Where RV is calculated using the comparative method (rental method) the contract size adjustment should be made as follows: Select - SCAT code box ""P and M as an addition” within the 2023 Generic Contractors Test Spreadsheet facility. Or Where the spreadsheet is not used take the: Reciprocal of statutory de-capitalisation rate (i.e. 5% reciprocal = 20) multiply by rateable value of the buildings (before any overall end allowances are made and after making a notional deduction for the land value) and add to the ERC of P&M. Use resultant figure to calculate contract size adjustment. (Guidance Notes - Section 6) | Costs are exclusive of specialist foundations. In most locations where A-frame; supports are used these will be supported from the floor slab. Costs relate to typical installations. Maximum weight for beam not to exceed 3 tonnes. For hoisting equipment see other sections (i.e. 211C01). | Measure beam dimensions and length. | - | - | - | - | - | Steel beam on A frame support. | Delete existing photo 1 (orange beam) | 20204 |  | Nr | - | 3 - INDUSTRIAL | David Grace | Colin Brook | 1939.1129 | Option 3 | 2107.0774 | 8.662% | 1962.4985 | 1981.9437 | 2.209% | -5.939% | 1981.9437 | 2.209% | Price Book Data | Andrew Lloyd | VOA_GPN_GOV_UK\5576733 | 2021-08-12 | Low | - | Low | - | - | Updated indices following QA. 23/03/21 - Minor tweaks to descriptions for readability / grouping. Small increase on CG21 rate. | NA | P&M | 1.561 | (BEAMS Note 1) The ERC for this item should be added to the total of the ERC of the other P&M items on the site and the Buildings ERC (where applicable) to enable the correct contract size adjustment to be made. ERC of P&M Items + ERC of Building Component’s = Total ERC (net figure rateable items only) to which contract size adjustment should be applied The 2021 Generic Contractors Test Spreadsheet has this facility built into the programme - it is recommended you undertake all contractors test valuations using this spreadsheet. (Details on the application of contract size adjustments can be found in the RCG 2021 Guidance notes). Where RV is calculated using the comparative method (rental method) the contract size adjustment should be made as follows: Select - SCAT code box "P and M as an addition” within the 2021 Generic Contractors Test Spreadsheet facility. Or Where the spreadsheet is not used take the: Reciprocal of statutory de-capitalisation rate (i.e. 5% reciprocal = 20) multiply by rateable value of the buildings (before any overall end allowances are made and after making a notional deduction for the land value) and add to the ERC of P&M. Use resultant figure to calculate contract size adjustment. (Guidance Notes - Section 6) | Steel beam on A frame support. | Delete existing photo 1 (orange beam) | 1 | TRUE
2876 | 211C60 | 8025 | 211C60 | Hoists | Lifting Beam | Steel cantilever beam ht. 3m | Length of beam 2.5m | Beam size 203mm x 133mm - wt 30kg | This can be either a simple beam cantilevered from a structure to support a hoist mechanism, a simple steel beam used within a building or between buildings to support a hoist for moving or lifting purposes, or a beam supported on A frames. | Considered Not Applicable at time of Publication | (BEAMS Note 1) The ERC for this item should be added to the total of the ERC of the other P&M items on the site and the Buildings ERC (where applicable) to enable the correct contract size adjustment to be made. ERC of P&M Items + ERC of Building Component’s = Total ERC (net figure rateable items only) to which contract size adjustment should be applied The 2023 Generic Contractors Test Spreadsheet has this facility built into the programme - it is recommended you undertake all contractors test valuations using this spreadsheet. (Details on the application of contract size adjustments can be found in the RCG 2023 Guidance notes). Where RV is calculated using the comparative method (rental method) the contract size adjustment should be made as follows: Select - SCAT code box ""P and M as an addition” within the 2023 Generic Contractors Test Spreadsheet facility. Or Where the spreadsheet is not used take the: Reciprocal of statutory de-capitalisation rate (i.e. 5% reciprocal = 20) multiply by rateable value of the buildings (before any overall end allowances are made and after making a notional deduction for the land value) and add to the ERC of P&M. Use resultant figure to calculate contract size adjustment. (Guidance Notes - Section 6) | Costs are exclusive of specialist foundations. In most locations where A-frame; supports are used these will be supported from the floor slab. Costs relate to typical installations. Maximum weight for beam not to exceed 3 tonnes. For hoisting equipment see other sections (i.e. 211C01). | Measure beam dimensions and length. | - | - | - | - | - | Steel beam on A frame support. | Delete existing photo 1 (orange beam) | 20204 |  | Nr | - | 3 - INDUSTRIAL | David Grace | Colin Brook | 484.7782 | Option 3 | 526.7693 | 8.662% | 164.7128 | 166.3449 | -65.69% | -68.42% | 166.3449 | -65.69% | Price Book Data | Andrew Lloyd | VOA_GPN_GOV_UK\5576733 | 2021-08-12 | Low | - | High | - | Much lower cost than CG2021, S/Fix cost TPI 350 RH to adjust to 322, Andrew has used SFix Spons 2021 p325 | Updated indices following QA. 23/03/21 - Minor tweaks to descriptions for readability / grouping. Significant decrease on CG21 rate. | NA | P&M | 1.561 | (BEAMS Note 1) The ERC for this item should be added to the total of the ERC of the other P&M items on the site and the Buildings ERC (where applicable) to enable the correct contract size adjustment to be made. ERC of P&M Items + ERC of Building Component’s = Total ERC (net figure rateable items only) to which contract size adjustment should be applied The 2021 Generic Contractors Test Spreadsheet has this facility built into the programme - it is recommended you undertake all contractors test valuations using this spreadsheet. (Details on the application of contract size adjustments can be found in the RCG 2021 Guidance notes). Where RV is calculated using the comparative method (rental method) the contract size adjustment should be made as follows: Select - SCAT code box "P and M as an addition” within the 2021 Generic Contractors Test Spreadsheet facility. Or Where the spreadsheet is not used take the: Reciprocal of statutory de-capitalisation rate (i.e. 5% reciprocal = 20) multiply by rateable value of the buildings (before any overall end allowances are made and after making a notional deduction for the land value) and add to the ERC of P&M. Use resultant figure to calculate contract size adjustment. (Guidance Notes - Section 6) | Steel beam on A frame support. | Delete existing photo 1 (orange beam) | 1 | TRUE
2877 | 211C61 | 8026 | 211C61 | Hoists | Lifting Beam | Steel cantilever beam ht. 3m | Length of beam 2.5m | Beam size 254mm x 146mm - wt 37kg | This can be either a simple beam cantilevered from a structure to support a hoist mechanism, a simple steel beam used within a building or between buildings to support a hoist for moving or lifting purposes, or a beam supported on A frames. | Considered Not Applicable at time of Publication | (BEAMS Note 1) The ERC for this item should be added to the total of the ERC of the other P&M items on the site and the Buildings ERC (where applicable) to enable the correct contract size adjustment to be made. ERC of P&M Items + ERC of Building Component’s = Total ERC (net figure rateable items only) to which contract size adjustment should be applied The 2023 Generic Contractors Test Spreadsheet has this facility built into the programme - it is recommended you undertake all contractors test valuations using this spreadsheet. (Details on the application of contract size adjustments can be found in the RCG 2023 Guidance notes). Where RV is calculated using the comparative method (rental method) the contract size adjustment should be made as follows: Select - SCAT code box ""P and M as an addition” within the 2023 Generic Contractors Test Spreadsheet facility. Or Where the spreadsheet is not used take the: Reciprocal of statutory de-capitalisation rate (i.e. 5% reciprocal = 20) multiply by rateable value of the buildings (before any overall end allowances are made and after making a notional deduction for the land value) and add to the ERC of P&M. Use resultant figure to calculate contract size adjustment. (Guidance Notes - Section 6) | Costs are exclusive of specialist foundations. In most locations where A-frame; supports are used these will be supported from the floor slab. Costs relate to typical installations. Maximum weight for beam not to exceed 3 tonnes. For hoisting equipment see other sections (i.e. 211C01). | Measure beam dimensions and length. | - | - | - | - | - | Steel beam on A frame support. | Delete existing photo 1 (orange beam) | 20204 |  | Nr | - | 3 - INDUSTRIAL | David Grace | Colin Brook | 696.8687 | Option 3 | 757.2309 | 8.662% | 203.1458 | 205.1587 | -70.56% | -72.91% | 205.1587 | -70.56% | Price Book Data | Andrew Lloyd | VOA_GPN_GOV_UK\5576733 | 2021-08-12 | Low | - | High | - | Much lower cost than CG2021, S/Fix cost TPI 350 RH to adjust to 322, Andrew has used SFix Spons 2021 p325 | Updated indices following QA. 23/03/21 - Minor tweaks to descriptions for readability / grouping. Significant decrease on CG21 rate. | NA | P&M | 1.561 | (BEAMS Note 1) The ERC for this item should be added to the total of the ERC of the other P&M items on the site and the Buildings ERC (where applicable) to enable the correct contract size adjustment to be made. ERC of P&M Items + ERC of Building Component’s = Total ERC (net figure rateable items only) to which contract size adjustment should be applied The 2021 Generic Contractors Test Spreadsheet has this facility built into the programme - it is recommended you undertake all contractors test valuations using this spreadsheet. (Details on the application of contract size adjustments can be found in the RCG 2021 Guidance notes). Where RV is calculated using the comparative method (rental method) the contract size adjustment should be made as follows: Select - SCAT code box "P and M as an addition” within the 2021 Generic Contractors Test Spreadsheet facility. Or Where the spreadsheet is not used take the: Reciprocal of statutory de-capitalisation rate (i.e. 5% reciprocal = 20) multiply by rateable value of the buildings (before any overall end allowances are made and after making a notional deduction for the land value) and add to the ERC of P&M. Use resultant figure to calculate contract size adjustment. (Guidance Notes - Section 6) | Steel beam on A frame support. | Delete existing photo 1 (orange beam) | 1 | TRUE
2879 | 211C31 | 8020 | 211C31 | Hoists | Wire rope | Hoist speed 16m per minute | Lift height 22m | Max lifting weight 0.5 tonne | Hoists come in several formations and generally the are regarded as the mechanical part of lifting apparatus. An engine with a drum used for winding up a load, tackle for raising goods. For over-head hoists, where they operate within twin support beams, which move up and down a shop floor, the whole unit is more correctly described as a moving traveller and should be rated accordingly. Where however the engine and drum move along a simple beam, this can be correctly described as a hoist. Hoist lifting platforms within cages (shafts) i.e. Dumb waiters and goods part lifts are lightweight forms of lifts. Goods/Passenger hoists with wire cages are usually found in industrial premises. The Electric wire rope hoist has a heavy duty wire rope wound onto a drum and attached to a hook, powered by an electric motor to raise and lower objects. Lifting assembly | Considered Not Applicable at time of Publication | (BEAMS Note 1) The ERC for this item should be added to the total of the ERC of the other P&M items on the site and the Buildings ERC (where applicable) to enable the correct contract size adjustment to be made. ERC of P&M Items + ERC of Building Component’s = Total ERC (net figure rateable items only) to which contract size adjustment should be applied The 2023 Generic Contractors Test Spreadsheet has this facility built into the programme - it is recommended you undertake all contractors test valuations using this spreadsheet. (Details on the application of contract size adjustments can be found in the RCG 2023 Guidance notes). Where RV is calculated using the comparative method (rental method) the contract size adjustment should be made as follows: Select - SCAT code box ""P and M as an addition” within the 2023 Generic Contractors Test Spreadsheet facility. Or Where the spreadsheet is not used take the: Reciprocal of statutory de-capitalisation rate (i.e. 5% reciprocal = 20) multiply by rateable value of the buildings (before any overall end allowances are made and after making a notional deduction for the land value) and add to the ERC of P&M. Use resultant figure to calculate contract size adjustment. (Guidance Notes - Section 6) | - | This item (hoist) is rateable under Class 3(b). There are no limitations on size; whether the item is a structure or what can be included. It is assumed that the supporting beam is additional to the cost of the hoist and should be rated under Class 4 Table 3 supports. The motor and cable drum plus the manual controls have been included in the cost herewith. Speeds across the main beam and lifting speeds may be single or multiple. The lifting attachment may be chain or wire rope. NOTE: weight limit and height of lift. | - | - | - | - | - | No photograph available | - | 20202 |  | Each | - | 3 - INDUSTRIAL | David Grace | Colin Brook | 8705.405 | Option 3 | 9459.4606 | 8.662% | 7968 | 8046.9498 | -7.564% | -14.93% | 8046.9498 | -7.564% | P&M | Andrew Lloyd | VOA_GPN_GOV_UK\5576733 | 2021-03-23 | Low | - | High | This is an indexation of previous costs, it is not clear exactly what the hoist comprises making costing dificult. Manufacturers are unwilling to provide any assistance. Comment from Colin Brook is that these codes have not caused problems. | AL has indexed this from 2015 using BCIS P&M. Not ideal but he has been unable to source Supplier costs. I will let this pass QA on the basis that Colin Brook has had no issues and that the Indexation is based on published evidence. The adjusted figure is not subject to Prelims and O/H&P as these are deemed to be included in the Indexed figure | Minor tweaks to descriptions for readability / grouping. Significant decrease on CG21 rate. | NA | P&M | 1.56 | (BEAMS Note 1) The ERC for this item should be added to the total of the ERC of the other P&M items on the site and the Buildings ERC (where applicable) to enable the correct contract size adjustment to be made. ERC of P&M Items + ERC of Building Component’s = Total ERC (net figure rateable items only) to which contract size adjustment should be applied The 2021 Generic Contractors Test Spreadsheet has this facility built into the programme - it is recommended you undertake all contractors test valuations using this spreadsheet. (Details on the application of contract size adjustments can be found in the RCG 2021 Guidance notes). Where RV is calculated using the comparative method (rental method) the contract size adjustment should be made as follows: Select - SCAT code box "P and M as an addition” within the 2021 Generic Contractors Test Spreadsheet facility. Or Where the spreadsheet is not used take the: Reciprocal of statutory de-capitalisation rate (i.e. 5% reciprocal = 20) multiply by rateable value of the buildings (before any overall end allowances are made and after making a notional deduction for the land value) and add to the ERC of P&M. Use resultant figure to calculate contract size adjustment. (Guidance Notes - Section 6) | No photograph available | - | 1 | TRUE
2880 | 211C33 | 8022 | 211C33 | Hoists | Wire rope | Hoist speed 4m per minute | Lift height 5.0m | Max lifting weight 2.0 tonne | Hoists come in several formations and generally the are regarded as the mechanical part of lifting apparatus. An engine with a drum used for winding up a load, tackle for raising goods. For over-head hoists, where they operate within twin support beams, which move up and down a shop floor, the whole unit is more correctly described as a moving traveller and should be rated accordingly. Where however the engine and drum move along a simple beam, this can be correctly described as a hoist. Hoist lifting platforms within cages (shafts) i.e. Dumb waiters and goods part lifts are lightweight forms of lifts. Goods/Passenger hoists with wire cages are usually found in industrial premises. The Electric wire rope hoist has a heavy duty wire rope wound onto a drum and attached to a hook, powered by an electric motor to raise and lower objects. Lifting assembly | Considered Not Applicable at time of Publication | (BEAMS Note 1) The ERC for this item should be added to the total of the ERC of the other P&M items on the site and the Buildings ERC (where applicable) to enable the correct contract size adjustment to be made. ERC of P&M Items + ERC of Building Component’s = Total ERC (net figure rateable items only) to which contract size adjustment should be applied The 2023 Generic Contractors Test Spreadsheet has this facility built into the programme - it is recommended you undertake all contractors test valuations using this spreadsheet. (Details on the application of contract size adjustments can be found in the RCG 2023 Guidance notes). Where RV is calculated using the comparative method (rental method) the contract size adjustment should be made as follows: Select - SCAT code box ""P and M as an addition” within the 2023 Generic Contractors Test Spreadsheet facility. Or Where the spreadsheet is not used take the: Reciprocal of statutory de-capitalisation rate (i.e. 5% reciprocal = 20) multiply by rateable value of the buildings (before any overall end allowances are made and after making a notional deduction for the land value) and add to the ERC of P&M. Use resultant figure to calculate contract size adjustment. (Guidance Notes - Section 6) | - | This item (hoist) is rateable under Class 3(b). There are no limitations on size; whether the item is a structure or what can be included. It is assumed that the supporting beam is additional to the cost of the hoist and should be rated under Class 4 Table 3 supports. The motor and cable drum plus the manual controls have been included in the cost herewith. Speeds across the main beam and lifting speeds may be single or multiple. The lifting attachment may be chain or wire rope. NOTE: weight limit and height of lift. | - | - | - | - | - | No photograph available | - | 20202 |  | Each | - | 3 - INDUSTRIAL | David Grace | Colin Brook | 8885.9849 | Option 3 | 9655.6821 | 8.662% | 8133 | 8213.5847 | -7.567% | -14.94% | 8213.5847 | -7.567% | P&M | Andrew Lloyd | VOA_GPN_GOV_UK\5576733 | 2021-03-23 | Low | - | High | This is an indexation of previous costs, it is not clear exactly what the hoist comprises making costing dificult. Manufacturers are unwilling to provide any assistance. Comment from Colin Brook is that these codes have not caused problems. | AL has indexed this from 2015 using BCIS P&M. Not ideal but he has been unable to source Supplier costs. I will let this pass QA on the basis that Colin Brook has had no issues and that the Indexation is based on published evidence. The adjusted figure is not subject to Prelims and O/H&P as these are deemed to be included in the Indexed figure | Minor tweaks to descriptions for readability / grouping. Significant decrease on CG21 rate. | NA | P&M | 1.56 | (BEAMS Note 1) The ERC for this item should be added to the total of the ERC of the other P&M items on the site and the Buildings ERC (where applicable) to enable the correct contract size adjustment to be made. ERC of P&M Items + ERC of Building Component’s = Total ERC (net figure rateable items only) to which contract size adjustment should be applied The 2021 Generic Contractors Test Spreadsheet has this facility built into the programme - it is recommended you undertake all contractors test valuations using this spreadsheet. (Details on the application of contract size adjustments can be found in the RCG 2021 Guidance notes). Where RV is calculated using the comparative method (rental method) the contract size adjustment should be made as follows: Select - SCAT code box "P and M as an addition” within the 2021 Generic Contractors Test Spreadsheet facility. Or Where the spreadsheet is not used take the: Reciprocal of statutory de-capitalisation rate (i.e. 5% reciprocal = 20) multiply by rateable value of the buildings (before any overall end allowances are made and after making a notional deduction for the land value) and add to the ERC of P&M. Use resultant figure to calculate contract size adjustment. (Guidance Notes - Section 6) | No photograph available | - | 1 | TRUE
2882 | 211C35 | 8181 | 211C35 | Hoists | Wire rope | Hoist speed 5.5m per minute | Lift height 5.5m | Max lifting weight 7.5 tonne | Hoists come in several formations and generally the are regarded as the mechanical part of lifting apparatus. An engine with a drum used for winding up a load, tackle for raising goods. For over-head hoists, where they operate within twin support beams, which move up and down a shop floor, the whole unit is more correctly described as a moving traveller and should be rated accordingly. Where however the engine and drum move along a simple beam, this can be correctly described as a hoist. Hoist lifting platforms within cages (shafts) i.e. Dumb waiters and goods part lifts are lightweight forms of lifts. Goods/Passenger hoists with wire cages are usually found in industrial premises. The Electric wire rope hoist has a heavy duty wire rope wound onto a drum and attached to a hook, powered by an electric motor to raise and lower objects. Lifting assembly | Considered Not Applicable at time of Publication | (BEAMS Note 1) The ERC for this item should be added to the total of the ERC of the other P&M items on the site and the Buildings ERC (where applicable) to enable the correct contract size adjustment to be made. ERC of P&M Items + ERC of Building Component’s = Total ERC (net figure rateable items only) to which contract size adjustment should be applied The 2023 Generic Contractors Test Spreadsheet has this facility built into the programme - it is recommended you undertake all contractors test valuations using this spreadsheet. (Details on the application of contract size adjustments can be found in the RCG 2023 Guidance notes). Where RV is calculated using the comparative method (rental method) the contract size adjustment should be made as follows: Select - SCAT code box ""P and M as an addition” within the 2023 Generic Contractors Test Spreadsheet facility. Or Where the spreadsheet is not used take the: Reciprocal of statutory de-capitalisation rate (i.e. 5% reciprocal = 20) multiply by rateable value of the buildings (before any overall end allowances are made and after making a notional deduction for the land value) and add to the ERC of P&M. Use resultant figure to calculate contract size adjustment. (Guidance Notes - Section 6) | - | This item (hoist) is rateable under Class 3(b). There are no limitations on size; whether the item is a structure or what can be included. It is assumed that the supporting beam is additional to the cost of the hoist and should be rated under Class 4 Table 3 supports. The motor and cable drum plus the manual controls have been included in the cost herewith. Speeds across the main beam and lifting speeds may be single or multiple. The lifting attachment may be chain or wire rope. NOTE: weight limit and height of lift. | - | - | - | - | - | No photograph available | - | 20202 |  | Each | - | 3 - INDUSTRIAL | David Grace | Colin Brook | 15715.2981 | Option 3 | 17076.5453 | 8.662% | 14384 | 14526.5219 | -7.564% | -14.93% | 14526.5219 | -7.564% | P&M | Andrew Lloyd | VOA_GPN_GOV_UK\5576733 | 2021-03-23 | Low | - | High | This is an indexation of previous costs, it is not clear exactly what the hoist comprises making costing dificult. Manufacturers are unwilling to provide any assistance. Comment from Colin Brook is that these codes have not caused problems. | AL has indexed this from 2015 using BCIS P&M. Not ideal but he has been unable to source Supplier costs. I will let this pass QA on the basis that Colin Brook has had no issues and that the Indexation is based on published evidence. The adjusted figure is not subject to Prelims and O/H&P as these are deemed to be included in the Indexed figure | Minor tweaks to descriptions for readability / grouping. Significant decrease on CG21 rate. Hoist speed changed? | NA | P&M | 1.56 | (BEAMS Note 1) The ERC for this item should be added to the total of the ERC of the other P&M items on the site and the Buildings ERC (where applicable) to enable the correct contract size adjustment to be made. ERC of P&M Items + ERC of Building Component’s = Total ERC (net figure rateable items only) to which contract size adjustment should be applied The 2021 Generic Contractors Test Spreadsheet has this facility built into the programme - it is recommended you undertake all contractors test valuations using this spreadsheet. (Details on the application of contract size adjustments can be found in the RCG 2021 Guidance notes). Where RV is calculated using the comparative method (rental method) the contract size adjustment should be made as follows: Select - SCAT code box "P and M as an addition” within the 2021 Generic Contractors Test Spreadsheet facility. Or Where the spreadsheet is not used take the: Reciprocal of statutory de-capitalisation rate (i.e. 5% reciprocal = 20) multiply by rateable value of the buildings (before any overall end allowances are made and after making a notional deduction for the land value) and add to the ERC of P&M. Use resultant figure to calculate contract size adjustment. (Guidance Notes - Section 6) | No photograph available | - | 1 | TRUE
2881 | 211C36 | 8182 | 211C36 | Hoists | Wire rope | Hoist speed 5.5m per minute | Lift height 5.5m | Max lifting weight 10.0 tonne | Hoists come in several formations and generally the are regarded as the mechanical part of lifting apparatus. An engine with a drum used for winding up a load, tackle for raising goods. For over-head hoists, where they operate within twin support beams, which move up and down a shop floor, the whole unit is more correctly described as a moving traveller and should be rated accordingly. Where however the engine and drum move along a simple beam, this can be correctly described as a hoist. Hoist lifting platforms within cages (shafts) i.e. Dumb waiters and goods part lifts are lightweight forms of lifts. Goods/Passenger hoists with wire cages are usually found in industrial premises. The Electric wire rope hoist has a heavy duty wire rope wound onto a drum and attached to a hook, powered by an electric motor to raise and lower objects. Lifting assembly | Considered Not Applicable at time of Publication | (BEAMS Note 1) The ERC for this item should be added to the total of the ERC of the other P&M items on the site and the Buildings ERC (where applicable) to enable the correct contract size adjustment to be made. ERC of P&M Items + ERC of Building Component’s = Total ERC (net figure rateable items only) to which contract size adjustment should be applied The 2023 Generic Contractors Test Spreadsheet has this facility built into the programme - it is recommended you undertake all contractors test valuations using this spreadsheet. (Details on the application of contract size adjustments can be found in the RCG 2023 Guidance notes). Where RV is calculated using the comparative method (rental method) the contract size adjustment should be made as follows: Select - SCAT code box ""P and M as an addition” within the 2023 Generic Contractors Test Spreadsheet facility. Or Where the spreadsheet is not used take the: Reciprocal of statutory de-capitalisation rate (i.e. 5% reciprocal = 20) multiply by rateable value of the buildings (before any overall end allowances are made and after making a notional deduction for the land value) and add to the ERC of P&M. Use resultant figure to calculate contract size adjustment. (Guidance Notes - Section 6) | - | This item (hoist) is rateable under Class 3(b). There are no limitations on size; whether the item is a structure or what can be included. It is assumed that the supporting beam is additional to the cost of the hoist and should be rated under Class 4 Table 3 supports. The motor and cable drum plus the manual controls have been included in the cost herewith. Speeds across the main beam and lifting speeds may be single or multiple. The lifting attachment may be chain or wire rope. NOTE: weight limit and height of lift. | - | - | - | - | - | No photograph available | - | 20202 |  | Each | - | 3 - INDUSTRIAL | David Grace | Colin Brook | 22263.44 | Option 3 | 24191.8823 | 8.662% | 20377 | 20578.9027 | -7.566% | -14.93% | 20578.9027 | -7.566% | P&M | Andrew Lloyd | VOA_GPN_GOV_UK\5576733 | 2021-03-23 | Low | - | High | This is an indexation of previous costs, it is not clear exactly what the hoist comprises making costing dificult. Manufacturers are unwilling to provide any assistance. Comment from Colin Brook is that these codes have not caused problems. | AL has indexed this from 2015 using BCIS P&M. Not ideal but he has been unable to source Supplier costs. I will let this pass QA on the basis that Colin Brook has had no issues and that the Indexation is based on published evidence. The adjusted figure is not subject to Prelims and O/H&P as these are deemed to be included in the Indexed figure | Minor tweaks to descriptions for readability / grouping. Significant decrease on CG21 rate. Hoist speed changed? | NA | P&M | 1.56 | (BEAMS Note 1) The ERC for this item should be added to the total of the ERC of the other P&M items on the site and the Buildings ERC (where applicable) to enable the correct contract size adjustment to be made. ERC of P&M Items + ERC of Building Component’s = Total ERC (net figure rateable items only) to which contract size adjustment should be applied The 2021 Generic Contractors Test Spreadsheet has this facility built into the programme - it is recommended you undertake all contractors test valuations using this spreadsheet. (Details on the application of contract size adjustments can be found in the RCG 2021 Guidance notes). Where RV is calculated using the comparative method (rental method) the contract size adjustment should be made as follows: Select - SCAT code box "P and M as an addition” within the 2021 Generic Contractors Test Spreadsheet facility. Or Where the spreadsheet is not used take the: Reciprocal of statutory de-capitalisation rate (i.e. 5% reciprocal = 20) multiply by rateable value of the buildings (before any overall end allowances are made and after making a notional deduction for the land value) and add to the ERC of P&M. Use resultant figure to calculate contract size adjustment. (Guidance Notes - Section 6) | No photograph available | - | 1 | TRUE
2883 | 211C34 | 8023 | 211C34 | Hoists | Wire rope | Hoist speed 5m per minute | Lift height 5.9m | Max lifting weight 5.0 tonne | Hoists come in several formations and generally the are regarded as the mechanical part of lifting apparatus. An engine with a drum used for winding up a load, tackle for raising goods. For over-head hoists, where they operate within twin support beams, which move up and down a shop floor, the whole unit is more correctly described as a moving traveller and should be rated accordingly. Where however the engine and drum move along a simple beam, this can be correctly described as a hoist. Hoist lifting platforms within cages (shafts) i.e. Dumb waiters and goods part lifts are lightweight forms of lifts. Goods/Passenger hoists with wire cages are usually found in industrial premises. The Electric wire rope hoist has a heavy duty wire rope wound onto a drum and attached to a hook, powered by an electric motor to raise and lower objects. Lifting assembly | Considered Not Applicable at time of Publication | (BEAMS Note 1) The ERC for this item should be added to the total of the ERC of the other P&M items on the site and the Buildings ERC (where applicable) to enable the correct contract size adjustment to be made. ERC of P&M Items + ERC of Building Component’s = Total ERC (net figure rateable items only) to which contract size adjustment should be applied The 2023 Generic Contractors Test Spreadsheet has this facility built into the programme - it is recommended you undertake all contractors test valuations using this spreadsheet. (Details on the application of contract size adjustments can be found in the RCG 2023 Guidance notes). Where RV is calculated using the comparative method (rental method) the contract size adjustment should be made as follows: Select - SCAT code box ""P and M as an addition” within the 2023 Generic Contractors Test Spreadsheet facility. Or Where the spreadsheet is not used take the: Reciprocal of statutory de-capitalisation rate (i.e. 5% reciprocal = 20) multiply by rateable value of the buildings (before any overall end allowances are made and after making a notional deduction for the land value) and add to the ERC of P&M. Use resultant figure to calculate contract size adjustment. (Guidance Notes - Section 6) | - | This item (hoist) is rateable under Class 3(b). There are no limitations on size; whether the item is a structure or what can be included. It is assumed that the supporting beam is additional to the cost of the hoist and should be rated under Class 4 Table 3 supports. The motor and cable drum plus the manual controls have been included in the cost herewith. Speeds across the main beam and lifting speeds may be single or multiple. The lifting attachment may be chain or wire rope. NOTE: weight limit and height of lift. | - | - | - | - | - | No photograph available | - | 20202 |  | Each | - | 3 - INDUSTRIAL | David Grace | Colin Brook | 10011.8823 | Option 3 | 10879.1039 | 8.662% | 9163 | 9253.7903 | -7.572% | -14.94% | 9253.7903 | -7.572% | P&M | Andrew Lloyd | VOA_GPN_GOV_UK\5576733 | 2021-03-23 | Low | - | High | This is an indexation of previous costs, it is not clear exactly what the hoist comprises making costing dificult. Manufacturers are unwilling to provide any assistance. Comment from Colin Brook is that these codes have not caused problems. | AL has indexed this from 2015 using BCIS P&M. Not ideal but he has been unable to source Supplier costs. I will let this pass QA on the basis that Colin Brook has had no issues and that the Indexation is based on published evidence. The adjusted figure is not subject to Prelims and O/H&P as these are deemed to be included in the Indexed figure | Minor tweaks to descriptions for readability / grouping. Significant decrease on CG21 rate. | NA | P&M | 1.56 | (BEAMS Note 1) The ERC for this item should be added to the total of the ERC of the other P&M items on the site and the Buildings ERC (where applicable) to enable the correct contract size adjustment to be made. ERC of P&M Items + ERC of Building Component’s = Total ERC (net figure rateable items only) to which contract size adjustment should be applied The 2021 Generic Contractors Test Spreadsheet has this facility built into the programme - it is recommended you undertake all contractors test valuations using this spreadsheet. (Details on the application of contract size adjustments can be found in the RCG 2021 Guidance notes). Where RV is calculated using the comparative method (rental method) the contract size adjustment should be made as follows: Select - SCAT code box "P and M as an addition” within the 2021 Generic Contractors Test Spreadsheet facility. Or Where the spreadsheet is not used take the: Reciprocal of statutory de-capitalisation rate (i.e. 5% reciprocal = 20) multiply by rateable value of the buildings (before any overall end allowances are made and after making a notional deduction for the land value) and add to the ERC of P&M. Use resultant figure to calculate contract size adjustment. (Guidance Notes - Section 6) | No photograph available | - | 1 | TRUE
2878 | 211C32 | 8021 | 211C32 | Hoists | Wire rope | Hoist speed 8m per minute | Lift height 11.8m | Max lifting weight 1.0 tonne | Hoists come in several formations and generally the are regarded as the mechanical part of lifting apparatus. An engine with a drum used for winding up a load, tackle for raising goods. For over-head hoists, where they operate within twin support beams, which move up and down a shop floor, the whole unit is more correctly described as a moving traveller and should be rated accordingly. Where however the engine and drum move along a simple beam, this can be correctly described as a hoist. Hoist lifting platforms within cages (shafts) i.e. Dumb waiters and goods part lifts are lightweight forms of lifts. Goods/Passenger hoists with wire cages are usually found in industrial premises. The Electric wire rope hoist has a heavy duty wire rope wound onto a drum and attached to a hook, powered by an electric motor to raise and lower objects. Lifting assembly | Considered Not Applicable at time of Publication | (BEAMS Note 1) The ERC for this item should be added to the total of the ERC of the other P&M items on the site and the Buildings ERC (where applicable) to enable the correct contract size adjustment to be made. ERC of P&M Items + ERC of Building Component’s = Total ERC (net figure rateable items only) to which contract size adjustment should be applied The 2023 Generic Contractors Test Spreadsheet has this facility built into the programme - it is recommended you undertake all contractors test valuations using this spreadsheet. (Details on the application of contract size adjustments can be found in the RCG 2023 Guidance notes). Where RV is calculated using the comparative method (rental method) the contract size adjustment should be made as follows: Select - SCAT code box ""P and M as an addition” within the 2023 Generic Contractors Test Spreadsheet facility. Or Where the spreadsheet is not used take the: Reciprocal of statutory de-capitalisation rate (i.e. 5% reciprocal = 20) multiply by rateable value of the buildings (before any overall end allowances are made and after making a notional deduction for the land value) and add to the ERC of P&M. Use resultant figure to calculate contract size adjustment. (Guidance Notes - Section 6) | - | This item (hoist) is rateable under Class 3(b). There are no limitations on size; whether the item is a structure or what can be included. It is assumed that the supporting beam is additional to the cost of the hoist and should be rated under Class 4 Table 3 supports. The motor and cable drum plus the manual controls have been included in the cost herewith. Speeds across the main beam and lifting speeds may be single or multiple. The lifting attachment may be chain or wire rope. NOTE: weight limit and height of lift. | - | - | - | - | - | No photograph available | - | 20202 |  | Each | - | 3 - INDUSTRIAL | David Grace | Colin Brook | 8749.035 | Option 3 | 9506.8698 | 8.662% | 8008 | 8087.3462 | -7.563% | -14.93% | 8087.3462 | -7.563% | P&M | Andrew Lloyd | VOA_GPN_GOV_UK\5576733 | 2021-03-23 | Low | - | High | This is an indexation of previous costs, it is not clear exactly what the hoist comprises making costing dificult. Manufacturers are unwilling to provide any assistance. Comment from Colin Brook is that these codes have not caused problems. | AL has indexed this from 2015 using BCIS P&M. Not ideal but he has been unable to source Supplier costs. I will let this pass QA on the basis that Colin Brook has had no issues and that the Indexation is based on published evidence. The adjusted figure is not subject to Prelims and O/H&P as these are deemed to be included in the Indexed figure | Minor tweaks to descriptions for readability / grouping. Significant decrease on CG21 rate. | NA | P&M | 1.56 | (BEAMS Note 1) The ERC for this item should be added to the total of the ERC of the other P&M items on the site and the Buildings ERC (where applicable) to enable the correct contract size adjustment to be made. ERC of P&M Items + ERC of Building Component’s = Total ERC (net figure rateable items only) to which contract size adjustment should be applied The 2021 Generic Contractors Test Spreadsheet has this facility built into the programme - it is recommended you undertake all contractors test valuations using this spreadsheet. (Details on the application of contract size adjustments can be found in the RCG 2021 Guidance notes). Where RV is calculated using the comparative method (rental method) the contract size adjustment should be made as follows: Select - SCAT code box "P and M as an addition” within the 2021 Generic Contractors Test Spreadsheet facility. Or Where the spreadsheet is not used take the: Reciprocal of statutory de-capitalisation rate (i.e. 5% reciprocal = 20) multiply by rateable value of the buildings (before any overall end allowances are made and after making a notional deduction for the land value) and add to the ERC of P&M. Use resultant figure to calculate contract size adjustment. (Guidance Notes - Section 6) | No photograph available | - | 1 | TRUE
2885 | 62500D | 5717 | 62500D | Homes | Children's | Average quality | - | - | - | Location Adjustment Applicable (See Guidance Notes) - ERC = UK mean of 1.00 | (BEAMS Note 2) The ERC for this item should be added to all other rateable items on the hereditament (except land). Therefore the total of the ERC of the other Building Items and the P&M ERC (where applicable) to enable the correct contract size adjustment to be made. ERC of Building Component + ERC of P&M = Total ERC to which contract size adjustment should be applied. The appropriate % adjustment should be made in accordance with the scale for contract size adjustment specified under section 6 of the RCG 2023 Guidance notes. The currency ERC rates are set at £4m (Four Million Pounds) @ 1st April 2021 (AVD) for the RCG 2023 Publication. | - | - | - | - | - | - | - | - | - | - |  | m2 | - | 4 - HEALTHCARE, EDUCATION & Miscellaneous | Nathan Place | Steve Nettleton | 671.9558 | Option 1 | 791.0308 | 17.72% | 0 | 0 | -100% | -100% | 0 | -100% | Redirected | Ryan Hobbs | VOA_GPN_GOV_UK\7246041 | 2020-08-26 | Low | - | Low | Codes seldom used (email trail in evidence tab), no sense having 2 codes for the same thing when they can not use just 1. | - | - | NA | BCIS | 1.53 | (BEAMS Note 2) The ERC for this item should be added to all other rateable items on the hereditament (except land). Therefore the total of the ERC of the other Building Items and the P&M ERC (where applicable) to enable the correct contract size adjustment to be made. ERC of Building Component + ERC of P&M = Total ERC to which contract size adjustment should be applied. The appropriate % adjustment should be made in accordance with the scale for contract size adjustment specified under section 6 of the RCG 2021 Guidance notes. The currency ERC rates are set at £4m (Four Million Pounds) @ 1st April 2019 (AVD) for the RCG 2021 Publication. | - | - | 2 | TRUE
2886 | 62500E | 5584 | 62500E | Homes | Children's | Average quality | - | - | Typical Construction: RC foundations and slab. Timber frame. Tiled timber truss roof. Fibre cement clad timber and roughcast block walls. Timber windows, doors. Timber stud partitions. Flush doorsets. Plasterboard, vinyl wall finishes. Carpet, vinyl sheet floor finishes. Plasterboard ceilings. Shelving, storage, kitchen fittings. Sanitary, biomass boiler, gas LTHW backup, underfloor heating, ventilation, sprinkler, lightning protection, alarms, data cabling, CCTV and door entry, BMS services. | Location Adjustment Applicable (See Guidance Notes) - ERC = UK mean of 1.00 | (BEAMS Note 2) The ERC for this item should be added to all other rateable items on the hereditament (except land). Therefore the total of the ERC of the other Building Items and the P&M ERC (where applicable) to enable the correct contract size adjustment to be made. ERC of Building Component + ERC of P&M = Total ERC to which contract size adjustment should be applied. The appropriate % adjustment should be made in accordance with the scale for contract size adjustment specified under section 6 of the RCG 2023 Guidance notes. The currency ERC rates are set at £4m (Four Million Pounds) @ 1st April 2021 (AVD) for the RCG 2023 Publication. | - | - | - | As this is an average a standard deduction of 50% to FFE and 5% to Service has been made | - | - | - | Photo 1: Homes - Children's - Average Quality - Single Storey | - | 10164 | 62500D | m2 | - | 4 - HEALTHCARE, EDUCATION & Miscellaneous | Nathan Place | Steve Nettleton | 810.7293 | Option 1 | 954.3958 | 17.72% | 1845 | 1378.4926 | 70.03% | 44.44% | 1378.4926 | 70.03% | Elemental Analysis (multiple) | Ryan Hobbs | VOA_GPN_GOV_UK\7246041 | 2022-02-25 | Low | - | Medium | An average of 2, neither of which strictly match BCIS indicative average cost for Median, but close enough to what was previously termed "Medium quality" (now renamed average for consistency with other classes). In the absence of more info or a defition of what constitutes basic/average/good quality it's the best I can do. Would have been high risk but as these codes are seldom used downgraded. | - | Copied to latest DCS. | NA | BCIS | 1.56 | (BEAMS Note 2) The ERC for this item should be added to all other rateable items on the hereditament (except land). Therefore the total of the ERC of the other Building Items and the P&M ERC (where applicable) to enable the correct contract size adjustment to be made. ERC of Building Component + ERC of P&M = Total ERC to which contract size adjustment should be applied. The appropriate % adjustment should be made in accordance with the scale for contract size adjustment specified under section 6 of the RCG 2021 Guidance notes. The currency ERC rates are set at £4m (Four Million Pounds) @ 1st April 2019 (AVD) for the RCG 2021 Publication. | Photo 1: Homes - Children's - Average Quality - Single Storey | - | 2 | FALSE
2884 | 62500F | 5813 | 62500F | Homes | Children's | Good quality | - | - | Typical Construction: Trench foundations, PCC ground, upper floors. Tiled pitched timber roof. PCC stairs. Brick, block cavity walls. Aluminium windows, doors, curtain walling. Block walls, glazed timber screens. Plaster, plasterboard, tile wall finishes. Carpet, vinyl floor finishes. Suspended and plasterboard ceilings. Sanitary, gas LTHW heating, ventilation, power and lighting, sprinkler, data, fire alarm, CCTV, door entry, BMS. | Location Adjustment Applicable (See Guidance Notes) - ERC = UK mean of 1.00 | (BEAMS Note 2) The ERC for this item should be added to all other rateable items on the hereditament (except land). Therefore the total of the ERC of the other Building Items and the P&M ERC (where applicable) to enable the correct contract size adjustment to be made. ERC of Building Component + ERC of P&M = Total ERC to which contract size adjustment should be applied. The appropriate % adjustment should be made in accordance with the scale for contract size adjustment specified under section 6 of the RCG 2023 Guidance notes. The currency ERC rates are set at £4m (Four Million Pounds) @ 1st April 2021 (AVD) for the RCG 2023 Publication. | - | - | - | As this is an average a standard deduction of 50% to FFE and 5% to Service has been made | - | - | - | Photo 1 and 2 - Single storey Children's home | - | 10164 |  | m2 | - | 4 - HEALTHCARE, EDUCATION & Miscellaneous | Nathan Place | Steve Nettleton | 1253.3436 | Option 1 | 1475.4443 | 17.72% | 2442 | 1824.5414 | 45.57% | 23.66% | 1824.5414 | 45.57% | Elemental Analysis (multiple) | Ryan Hobbs | VOA_GPN_GOV_UK\7246041 | 2021-01-18 | Low | - | Medium | An average of 2, neither of which strictly match BCIS indicative average cost for Upper, but close enough to what was previously termed "Good quality" In the absence of more info or a defition of what constitutes basic/average/good quality it's the best I can do. Would have been high risk but as these codes are seldom used downgraded. | - | Copied to latest DCS. | NA | BCIS | 1.56 | (BEAMS Note 2) The ERC for this item should be added to all other rateable items on the hereditament (except land). Therefore the total of the ERC of the other Building Items and the P&M ERC (where applicable) to enable the correct contract size adjustment to be made. ERC of Building Component + ERC of P&M = Total ERC to which contract size adjustment should be applied. The appropriate % adjustment should be made in accordance with the scale for contract size adjustment specified under section 6 of the RCG 2021 Guidance notes. The currency ERC rates are set at £4m (Four Million Pounds) @ 1st April 2019 (AVD) for the RCG 2021 Publication. | Photo 1 and 2 - Single storey Children's home | - | 2 | TRUE
2887 | 60F00F | 6134 | 60F00F | Homes | Nursing | Average quality | Typically up to 3 Storeys | - | Typical Construction: 3 Storey residential care home and day care unit with communal dining, activity room, and shared kitchens. RC foundations and ground slab. PCC stairs. Steel frame, pitched roof with quarry slates and metal. Facing brick, rendered block, curtain walling. Double glazed aluminium windows. Block, Gypwall partitions. Flush doors. Plaster, plasterboard wall finishes. Vinyl and carpet floor finishes. Suspended and plasterboard ceilings. Fixtures and fittings. Sanitary ware. Mechanical and electrical installations. Lifts. BMS and alarms. | Location Adjustment Applicable (See Guidance Notes) - ERC = UK mean of 1.00 | (BEAMS Note 2) The ERC for this item should be added to all other rateable items on the hereditament (except land). Therefore the total of the ERC of the other Building Items and the P&M ERC (where applicable) to enable the correct contract size adjustment to be made. ERC of Building Component + ERC of P&M = Total ERC to which contract size adjustment should be applied. The appropriate % adjustment should be made in accordance with the scale for contract size adjustment specified under section 6 of the RCG 2023 Guidance notes. The currency ERC rates are set at £4m (Four Million Pounds) @ 1st April 2021 (AVD) for the RCG 2023 Publication. | - | - | - | As this is an average a standard deduction of 50% to FFE and 5% to Service has been made | - | - | - | photo missing | photo missing | - | 60K00G | m2 | - | 4 - HEALTHCARE, EDUCATION & Miscellaneous | Nathan Place | Steve Nettleton | 779.3226 | Option 1 | 917.4237 | 17.72% | 1613 | 1205.1537 | 54.64% | 31.36% | 1205.1537 | 54.64% | Elemental Analysis (multiple) | Ryan Hobbs | VOA_GPN_GOV_UK\7246041 | 2022-02-25 | Low | - | Low | Four pieces of evidence, one of which i've excluded due to age, returning a figure only slightly more than the CG2021 rate (and below BCIS averages). However speaking to SN this hereditament is typically valued as domestic properties so these codes are rarely used and so risk is mitigated. | - | Copied to latest DCS, reduced initial risk in line with QC assessment. | NA | BCIS | 1.56 | (BEAMS Note 2) The ERC for this item should be added to all other rateable items on the hereditament (except land). Therefore the total of the ERC of the other Building Items and the P&M ERC (where applicable) to enable the correct contract size adjustment to be made. ERC of Building Component + ERC of P&M = Total ERC to which contract size adjustment should be applied. The appropriate % adjustment should be made in accordance with the scale for contract size adjustment specified under section 6 of the RCG 2021 Guidance notes. The currency ERC rates are set at £4m (Four Million Pounds) @ 1st April 2019 (AVD) for the RCG 2021 Publication. | photo missing | photo missing | 2 | FALSE
2890 | 62F00F | 5604 | 62F00F | Homes | Nursing | Basic quality | - | - | Typical Construction: 3 storey nursing home. Strip foundations, RC suspended ground floor. Timber frame, upper floors, pitched and flat roof, external wall panelling and internal partitions. Concrete tiled, warm deck plastic membrane roofing. PCC stairs. Rendered block, cast stone walls. Redwood windows. Hardwood glazed screens. Veneered internal door sets. Plasterboard, vinyl sheet walls. Carpet, PVC sheet floor finishes. Plasterboard lined ceilings. Bedroom fitted furniture and day room kitchen fittings. Sanitary ware. Extension of plumbing and heating, electrical, sprinklers, data, fire alarm, nurse call, door entry and BMS installations. | Location Adjustment Applicable (See Guidance Notes) - ERC = UK mean of 1.00 | (BEAMS Note 2) The ERC for this item should be added to all other rateable items on the hereditament (except land). Therefore the total of the ERC of the other Building Items and the P&M ERC (where applicable) to enable the correct contract size adjustment to be made. ERC of Building Component + ERC of P&M = Total ERC to which contract size adjustment should be applied. The appropriate % adjustment should be made in accordance with the scale for contract size adjustment specified under section 6 of the RCG 2023 Guidance notes. The currency ERC rates are set at £4m (Four Million Pounds) @ 1st April 2021 (AVD) for the RCG 2023 Publication. | - | - | - | As this is an average a standard deduction of 50% to FFE and 5% to Service has been made | - | - | - | Homes - Nursing - Small Basic Quality | - | - | 62500J, 60K00H | m2 | - | 4 - HEALTHCARE, EDUCATION & Miscellaneous | Nathan Place | Steve Nettleton | 557.2851 | Option 1 | 656.0396 | 17.72% | 1305 | 975.0313 | 74.96% | 48.62% | 975.0313 | 74.96% | Elemental Analysis (multiple) | Ryan Hobbs | VOA_GPN_GOV_UK\7246041 | 2022-02-25 | Low | - | Low | Five pieces of evidence, only 1 of which i've been able to use, returning a figure 14.7% more than the CG2021 rate (but in line with BCIS averages). However speaking to SN this hereditament is typically valued as domestic properties so these codes are rarely used and so risk is mitigated. | - | Copied to latest DCS. Reduced initial risk assessment in line with QC. | NA | BCIS | 1.56 | (BEAMS Note 2) The ERC for this item should be added to all other rateable items on the hereditament (except land). Therefore the total of the ERC of the other Building Items and the P&M ERC (where applicable) to enable the correct contract size adjustment to be made. ERC of Building Component + ERC of P&M = Total ERC to which contract size adjustment should be applied. The appropriate % adjustment should be made in accordance with the scale for contract size adjustment specified under section 6 of the RCG 2021 Guidance notes. The currency ERC rates are set at £4m (Four Million Pounds) @ 1st April 2019 (AVD) for the RCG 2021 Publication. | Homes - Nursing - Small Basic Quality | - | 2 | FALSE
2888 | 60F00K | 7788 | 60F00K | Homes | Nursing | Good quality | - | - | Typical Construction: 2 storey care home with day rooms, kitchen and utilities. Plain concrete strip foundations and PCC ground floor, stairs and upper floor. Steel frame. Timber flat and trussed roof, felt covered flat and plain clay tiled pitched. Facing brick and rendered block external cavity walls. Double glazed aluminium windows. Block internal walls. Timber internal doors. Plasterboard, plastic, clay tile and wallpaper wall finishes. Carpet and vinyl sheet floor finishes. Plasterboard and suspended plasterboard ceilings. Fittings and furniture. Sanitary ware. Catering and laundry equipment. Gas LTHW heating, ground source heat and A/C. Electrical. CCTV, alarms, access control. Lifts. Sprinklers. BMS. Platform and bed lifts. Nurse call. Lightning protection. | Location Adjustment Applicable (See Guidance Notes) - ERC = UK mean of 1.00 | (BEAMS Note 2) The ERC for this item should be added to all other rateable items on the hereditament (except land). Therefore the total of the ERC of the other Building Items and the P&M ERC (where applicable) to enable the correct contract size adjustment to be made. ERC of Building Component + ERC of P&M = Total ERC to which contract size adjustment should be applied. The appropriate % adjustment should be made in accordance with the scale for contract size adjustment specified under section 6 of the RCG 2023 Guidance notes. The currency ERC rates are set at £4m (Four Million Pounds) @ 1st April 2021 (AVD) for the RCG 2023 Publication. | Costs are an average of five properties constructed across the UK within the last 6 years | - | - | As this is an average a standard deduction of 50% to FFE and 5% to Service has been made | - | - | - | Homes - Nursing - Good Quality | - | - |  | m2 | - | 4 - HEALTHCARE, EDUCATION & Miscellaneous | Nathan Place | Steve Nettleton | 1404.5337 | Option 1 | 1653.4263 | 17.72% | 2134 | 1594.4191 | 13.52% | -3.569% | 1594.4191 | 13.52% | Elemental Analysis (multiple) | Ryan Hobbs | VOA_GPN_GOV_UK\7246041 | 2021-01-15 | Low | - | Low | Five pieces of evidence, which return a figure less than the CG2021 rate (but now in line with BCIS averages). However speaking to SN this hereditament is typically valued as domestic properties so these codes are rarely used and so risk is mitigated. | - | Copied to latest DCS, reduced risk in line with QC assessment. | NA | BCIS | 1.56 | (BEAMS Note 2) The ERC for this item should be added to all other rateable items on the hereditament (except land). Therefore the total of the ERC of the other Building Items and the P&M ERC (where applicable) to enable the correct contract size adjustment to be made. ERC of Building Component + ERC of P&M = Total ERC to which contract size adjustment should be applied. The appropriate % adjustment should be made in accordance with the scale for contract size adjustment specified under section 6 of the RCG 2021 Guidance notes. The currency ERC rates are set at £4m (Four Million Pounds) @ 1st April 2019 (AVD) for the RCG 2021 Publication. | Homes - Nursing - Good Quality | - | 2 | TRUE
2889 | 62500J | 4120 | 62500J | Homes | Nursing | Large basic quality | - | - | - | Location Adjustment Applicable (See Guidance Notes) - ERC = UK mean of 1.00 | (BEAMS Note 2) The ERC for this item should be added to all other rateable items on the hereditament (except land). Therefore the total of the ERC of the other Building Items and the P&M ERC (where applicable) to enable the correct contract size adjustment to be made. ERC of Building Component + ERC of P&M = Total ERC to which contract size adjustment should be applied. The appropriate % adjustment should be made in accordance with the scale for contract size adjustment specified under section 6 of the RCG 2023 Guidance notes. The currency ERC rates are set at £4m (Four Million Pounds) @ 1st April 2021 (AVD) for the RCG 2023 Publication. | - | - | - | - | - | - | - | - | - | - |  | m2 | - | 4 - HEALTHCARE, EDUCATION & Miscellaneous | Nathan Place | Steve Nettleton | 566.7801 | Option 1 | 667.2173 | 17.72% | 0 | 0 | -100% | -100% | 0 | -100% | Redirected | Ryan Hobbs | VOA_GPN_GOV_UK\7246041 | 2020-10-21 | Low | - | Low | 625F00F and 62500J are essentially the same spec and CG2021 rates show only £20 difference between them. No real evidence behind either, and since I've had it confirmed these codes are seldom used (see evidence tab) merge into 1 and redirect surplus code. | - | - | NA | BCIS | 1.53 | (BEAMS Note 2) The ERC for this item should be added to all other rateable items on the hereditament (except land). Therefore the total of the ERC of the other Building Items and the P&M ERC (where applicable) to enable the correct contract size adjustment to be made. ERC of Building Component + ERC of P&M = Total ERC to which contract size adjustment should be applied. The appropriate % adjustment should be made in accordance with the scale for contract size adjustment specified under section 6 of the RCG 2021 Guidance notes. The currency ERC rates are set at £4m (Four Million Pounds) @ 1st April 2019 (AVD) for the RCG 2021 Publication. | - | - | 2 | TRUE
2891 | 60K00G | 6077 | 60K00G | Homes | OAP | Large medium quality | - | - | - | Location Adjustment Applicable (See Guidance Notes) - ERC = UK mean of 1.00 | (BEAMS Note 2) The ERC for this item should be added to all other rateable items on the hereditament (except land). Therefore the total of the ERC of the other Building Items and the P&M ERC (where applicable) to enable the correct contract size adjustment to be made. ERC of Building Component + ERC of P&M = Total ERC to which contract size adjustment should be applied. The appropriate % adjustment should be made in accordance with the scale for contract size adjustment specified under section 6 of the RCG 2023 Guidance notes. The currency ERC rates are set at £4m (Four Million Pounds) @ 1st April 2021 (AVD) for the RCG 2023 Publication. | - | - | - | - | - | - | - | - | - | - |  | m2 | - | 4 - HEALTHCARE, EDUCATION & Miscellaneous | Nathan Place | Steve Nettleton | 683.642 | Option 1 | 804.7878 | 17.72% | 0 | 0 | -100% | -100% | 0 | -100% | Redirected | Ryan Hobbs | VOA_GPN_GOV_UK\7246041 | 2020-10-27 | Low | - | Low | BCIS average costs show there's no substantial difference between Nursing Homes and OAP homes, and since these codes were so poorly defined it makes it impossible to tell them apart. These codes appear to be scarcely used (see email evidence) so merge this to the one that's substantiated. | - | - | NA | BCIS | 1.53 | (BEAMS Note 2) The ERC for this item should be added to all other rateable items on the hereditament (except land). Therefore the total of the ERC of the other Building Items and the P&M ERC (where applicable) to enable the correct contract size adjustment to be made. ERC of Building Component + ERC of P&M = Total ERC to which contract size adjustment should be applied. The appropriate % adjustment should be made in accordance with the scale for contract size adjustment specified under section 6 of the RCG 2021 Guidance notes. The currency ERC rates are set at £4m (Four Million Pounds) @ 1st April 2019 (AVD) for the RCG 2021 Publication. | - | - | 2 | TRUE
2892 | 60K00H | 6078 | 60K00H | Homes | OAP | Small basic quality | - | - | - | Location Adjustment Applicable (See Guidance Notes) - ERC = UK mean of 1.00 | (BEAMS Note 2) The ERC for this item should be added to all other rateable items on the hereditament (except land). Therefore the total of the ERC of the other Building Items and the P&M ERC (where applicable) to enable the correct contract size adjustment to be made. ERC of Building Component + ERC of P&M = Total ERC to which contract size adjustment should be applied. The appropriate % adjustment should be made in accordance with the scale for contract size adjustment specified under section 6 of the RCG 2023 Guidance notes. The currency ERC rates are set at £4m (Four Million Pounds) @ 1st April 2021 (AVD) for the RCG 2023 Publication. | - | - | - | - | - | - | - | - | - | - |  | m2 | - | 4 - HEALTHCARE, EDUCATION & Miscellaneous | Nathan Place | Steve Nettleton | 702.632 | Option 1 | 827.143 | 17.72% | 0 | 0 | -100% | -100% | 0 | -100% | Redirected | Ryan Hobbs | VOA_GPN_GOV_UK\7246041 | 2020-10-27 | Low | - | Low | BCIS average costs show there's no substantial difference between Nursing Homes and OAP homes, and since these codes were so poorly defined it makes it impossible to tell them apart. These codes appear to be scarcely used (see email evidence) so merge this to the one that's substantiated. | - | - | NA | BCIS | 1.53 | (BEAMS Note 2) The ERC for this item should be added to all other rateable items on the hereditament (except land). Therefore the total of the ERC of the other Building Items and the P&M ERC (where applicable) to enable the correct contract size adjustment to be made. ERC of Building Component + ERC of P&M = Total ERC to which contract size adjustment should be applied. The appropriate % adjustment should be made in accordance with the scale for contract size adjustment specified under section 6 of the RCG 2021 Guidance notes. The currency ERC rates are set at £4m (Four Million Pounds) @ 1st April 2019 (AVD) for the RCG 2021 Publication. | - | - | 2 | TRUE
2895 | 62A00K | 5718 | 62A00K | Homes | Residential care - learning difficulties | Average quality | - | - | Typical Construction: Single storey care home for adults with learning difficulties. Trench foundations. PCC ground floor. Steel framing. RC slab steel decked upper floor. Slated pitched timber roof. PCC stairs. Rendered block, stone walls, hardwood cladding. uPVC windows, and doors. Block partitions. Timber doors. Plaster, plasterboard, emulsion and tiled wall finishes. Carpet and vinyl floor finishes. Plasterboard and suspended ceilings. Kitchen fittings. Sanitary ware. Appliances. Gas LTHW and underfloor heating. Ventilation. TV, data, fire alarm, door entry, induction loop and nurse call. | Location Adjustment Applicable (See Guidance Notes) - ERC = UK mean of 1.00 | (BEAMS Note 2) The ERC for this item should be added to all other rateable items on the hereditament (except land). Therefore the total of the ERC of the other Building Items and the P&M ERC (where applicable) to enable the correct contract size adjustment to be made. ERC of Building Component + ERC of P&M = Total ERC to which contract size adjustment should be applied. The appropriate % adjustment should be made in accordance with the scale for contract size adjustment specified under section 6 of the RCG 2023 Guidance notes. The currency ERC rates are set at £4m (Four Million Pounds) @ 1st April 2021 (AVD) for the RCG 2023 Publication. | - | - | - | As this is an average a standard deduction of 50% to FFE and 5% to Service has been made | - | - | - | Photo 1 and 2: single storey unit for residents with learning difficulties. | - | 10167 |  | m2 | - | 4 - HEALTHCARE, EDUCATION & Miscellaneous | Nathan Place | Steve Nettleton | 786.6265 | Option 1 | 926.0219 | 17.72% | 1862 | 1391.1941 | 76.86% | 50.23% | 1391.1941 | 76.86% | Elemental Analysis (multiple) | Ryan Hobbs | VOA_GPN_GOV_UK\7246041 | 2020-01-18 | Low | - | Medium | Two pieces of evidence, one of which is for a refurbishment so excluded. At TPI 322 returns a figure only 6% more than the CG2021 rate (and in line with BCIS averages) so go with it. Would have categorgised as high risk but as this hereditament is typically valued as domestic properties and these codes rarely used the risk is mitigated. | - | Copied to latest DCS. | NA | BCIS | 1.56 | (BEAMS Note 2) The ERC for this item should be added to all other rateable items on the hereditament (except land). Therefore the total of the ERC of the other Building Items and the P&M ERC (where applicable) to enable the correct contract size adjustment to be made. ERC of Building Component + ERC of P&M = Total ERC to which contract size adjustment should be applied. The appropriate % adjustment should be made in accordance with the scale for contract size adjustment specified under section 6 of the RCG 2021 Guidance notes. The currency ERC rates are set at £4m (Four Million Pounds) @ 1st April 2019 (AVD) for the RCG 2021 Publication. | Photo 1 and 2: single storey unit for residents with learning difficulties. | - | 2 | TRUE
2893 | 62500G | 5794 | 62500G | Homes | Residential care - learning difficulties | Good quality | - | - | - | Location Adjustment Applicable (See Guidance Notes) - ERC = UK mean of 1.00 | (BEAMS Note 2) The ERC for this item should be added to all other rateable items on the hereditament (except land). Therefore the total of the ERC of the other Building Items and the P&M ERC (where applicable) to enable the correct contract size adjustment to be made. ERC of Building Component + ERC of P&M = Total ERC to which contract size adjustment should be applied. The appropriate % adjustment should be made in accordance with the scale for contract size adjustment specified under section 6 of the RCG 2023 Guidance notes. The currency ERC rates are set at £4m (Four Million Pounds) @ 1st April 2021 (AVD) for the RCG 2023 Publication. | - | - | - | - | - | - | - | Photo 1 and 2: Two storey care home | - | - |  | m2 | - | 4 - HEALTHCARE, EDUCATION & Miscellaneous | Nathan Place | Steve Nettleton | 866.2387 | Option 1 | 1019.7418 | 17.72% | 0 | 0 | -100% | -100% | 0 | -100% | Redirected | Ryan Hobbs | VOA_GPN_GOV_UK\7246041 | 2020-10-20 | Low | - | Low | 62500G and 62500H are essentially the same spec. The CG2021 rates show £521 difference between them but evidence behind both is weak. Since I've had it confirmed these codes are seldom used (see evidence tab) merge into 1 and redirect surplus code. | Redirect code on to other sheet | - | NA | BCIS | 1.53 | (BEAMS Note 2) The ERC for this item should be added to all other rateable items on the hereditament (except land). Therefore the total of the ERC of the other Building Items and the P&M ERC (where applicable) to enable the correct contract size adjustment to be made. ERC of Building Component + ERC of P&M = Total ERC to which contract size adjustment should be applied. The appropriate % adjustment should be made in accordance with the scale for contract size adjustment specified under section 6 of the RCG 2021 Guidance notes. The currency ERC rates are set at £4m (Four Million Pounds) @ 1st April 2019 (AVD) for the RCG 2021 Publication. | Photo 1 and 2: Two storey care home | - | 2 | TRUE
2894 | 62500H | 6229 | 62500H | Homes | Residential care - learning difficulties | Good quality | - | - | Typical Construction: 2 storey residential building for people with learning disabilities. Pad, trench foundations. RC ground slab. Steel frame. PCC upper floors. Slated pitched timber truss, plastic membrane flat timber joisted roofing. PCC stairs. Brick, block, stone, timber boarded, rendered walls. Composite windows and doors. Block, timber stud partitions, glazed timber screens. Flush internal doors. Plasterboard and skim wall finishes. Vinyl sheet, carpet floor finishes. Plasterboard and skim lined ceiling finishes. Wardrobes, shelving, vanity units, kitchen fittings. Sanitary ware. Heat pump, underfloor heating, extract ventilation, electrical power and lighting, lift, lightning protection, alarms, data cabling, BMS. | Location Adjustment Applicable (See Guidance Notes) - ERC = UK mean of 1.00 | (BEAMS Note 2) The ERC for this item should be added to all other rateable items on the hereditament (except land). Therefore the total of the ERC of the other Building Items and the P&M ERC (where applicable) to enable the correct contract size adjustment to be made. ERC of Building Component + ERC of P&M = Total ERC to which contract size adjustment should be applied. The appropriate % adjustment should be made in accordance with the scale for contract size adjustment specified under section 6 of the RCG 2023 Guidance notes. The currency ERC rates are set at £4m (Four Million Pounds) @ 1st April 2021 (AVD) for the RCG 2023 Publication. | - | - | - | As this is an average a standard deduction of 50% to FFE and 5% to Service has been made | - | - | - | Photo 1 and 2: Two storey care home | - | 10167 | 62500G | m2 | - | 4 - HEALTHCARE, EDUCATION & Miscellaneous | Nathan Place | Steve Nettleton | 1105.0751 | Option 1 | 1300.9017 | 17.72% | 2120 | 1583.959 | 43.33% | 21.76% | 1583.959 | 43.33% | Elemental Analysis (multiple) | Ryan Hobbs | VOA_GPN_GOV_UK\7246041 | 2022-02-25 | Low | - | Low | Two pieces of evidence. At TPI 322 returns a figure falls half way between the two CG2021 rates for good quality (and in line with BCIS averages) so go with it, and merge the two beacon type costs into a single guide price. As this hereditament is typically valued as domestic properties and these codes rarely used the risk is mitigated. | - | Copied to DCS, reduced initial risk assessment in line with QC. | NA | BCIS | 1.56 | (BEAMS Note 2) The ERC for this item should be added to all other rateable items on the hereditament (except land). Therefore the total of the ERC of the other Building Items and the P&M ERC (where applicable) to enable the correct contract size adjustment to be made. ERC of Building Component + ERC of P&M = Total ERC to which contract size adjustment should be applied. The appropriate % adjustment should be made in accordance with the scale for contract size adjustment specified under section 6 of the RCG 2021 Guidance notes. The currency ERC rates are set at £4m (Four Million Pounds) @ 1st April 2019 (AVD) for the RCG 2021 Publication. | Photo 1 and 2: Two storey care home | - | 2 | FALSE
2896 | 98H001 | 9857 | 98H001 | Hospitals | NHS | Acute Hospitals | - | - | There is no official definition within the NHS of an Acute Hospital. Typically a hospital coming within this description provides a wide range of specialist care and treatment for patients that may include routine, complex and life saving surgery and specialist diagnostic procedures and treatment. Although some consultations and treatments may be undertaken on an outpatient basis, an Acute Hospital will usually have a significant inpatient resource for observation, treatment and recovery. Acute Hospitals may also be teaching or university hospitals reflecting the opportunities they afford to provide medical training in general and specialist areas. The distinguishing features of these hospitals usually include: •major operating theatres, full A&E, ICU & HDU facilities. •of significant importance within the Trust. •substantial general wards. | Location Adjustment Applicable (See Guidance Notes) - ERC = UK mean of 1.00 | (BEAMS Note 2) The ERC for this item should be added to all other rateable items on the hereditament (except land). Therefore the total of the ERC of the other Building Items and the P&M ERC (where applicable) to enable the correct contract size adjustment to be made. ERC of Building Component + ERC of P&M = Total ERC to which contract size adjustment should be applied. The appropriate % adjustment should be made in accordance with the scale for contract size adjustment specified under section 6 of the RCG 2023 Guidance notes. The currency ERC rates are set at £4m (Four Million Pounds) @ 1st April 2021 (AVD) for the RCG 2023 Publication. | ERC is an average of five acute hospitals from across the country, built within the last 6 years. | - | - | As this is an average a standard deduction of 80% to FFE and 18% to Service has been made | - | - | - | photo missing | photo missing | - | 98H010 | m2 | - | 4 HEALTHCARE, EDUCATION & Miscellaneous | Nathan Place | Steve Nettleton | #N/A | Option 1 | ERROR | 0% | 3478.75 | 2599.1496 | 0% | 0% | 2599.1496 | 0% | VP4 ERC | Ryan Hobbs | VOA_GPN_GOV_UK\7246041 | 2021-08-12 | Low | - | Low | Majority of evidence quite old. Included only recent example from BCIS (that wasn't an extension or refurb). Update as more information becomes available. No photos in previous cost guides, and Steve Nettleton didn't have any we could use without violating copyright. Suggest photographs are taken when covid situation allows site visits to resume (BEAMS must have someone near at least one). Update 17/08/20 - discussed with Steve Nettleton. Some analyses omitted due to age. As a result ERC is now within simple index of 2021 rates. | Valuer kept in loop. | VP4 s/s ERC with their own proposal | NA | FOR | 1.503 | (BEAMS Note 2) The ERC for this item should be added to all other rateable items on the hereditament (except land). Therefore the total of the ERC of the other Building Items and the P&M ERC (where applicable) to enable the correct contract size adjustment to be made. ERC of Building Component + ERC of P&M = Total ERC to which contract size adjustment should be applied. The appropriate % adjustment should be made in accordance with the scale for contract size adjustment specified under section 6 of the RCG 2021 Guidance notes. The currency ERC rates are set at £4m (Four Million Pounds) @ 1st April 2019 (AVD) for the RCG 2021 Publication. | photo missing | photo missing | 2 | TRUE
2897 | 98H012 | 9867 | 98H012 | Hospitals | NHS | Basement car parks | - | - | Generally reinforced concrete framed structures below ground, reinforced concrete structure including floors, retaining walls to perimeter, vehicle ramps and pedestrian stairs between levels, lift, basic lighting and power. | Location Adjustment Applicable (See Guidance Notes) - ERC = UK mean of 1.00 | (BEAMS Note 2) The ERC for this item should be added to all other rateable items on the hereditament (except land). Therefore the total of the ERC of the other Building Items and the P&M ERC (where applicable) to enable the correct contract size adjustment to be made. ERC of Building Component + ERC of P&M = Total ERC to which contract size adjustment should be applied. The appropriate % adjustment should be made in accordance with the scale for contract size adjustment specified under section 6 of the RCG 2023 Guidance notes. The currency ERC rates are set at £4m (Four Million Pounds) @ 1st April 2021 (AVD) for the RCG 2023 Publication. | Excludes ticket machines, specialist lighting, offices, ventilation installations. | - | - | - | - | - | - | Photo Missing | Photo Missing | - |  | m2 | - | 4 - HEALTHCARE, EDUCATION & Miscellaneous | Nathan Place | Steve Nettleton | #N/A | Option 2 | ERROR | 0% | 975 | 766.8123 | 0% | 0% | 766.8123 | 0% | VP4 ERC | Ryan Hobbs | VOA_GPN_GOV_UK\7246041 | 2021-08-12 | Low | - | Low | Data based on only 2 samples from BCIS and I had to go back to 2007 to get that many. Resultant rate falls somewhere around Upper Quartile based BCIS averages (which incidentally shows BCIS only hold a total of 4 samples), and even then is 9% lower than 2021 rates suggesting previous figure was much too high. SN hasn't reviewed, see email in evidence tab. | - | VP4 s/s ERC with their own proposal | NA | FOR | 1.55 | (BEAMS Note 2) The ERC for this item should be added to all other rateable items on the hereditament (except land). Therefore the total of the ERC of the other Building Items and the P&M ERC (where applicable) to enable the correct contract size adjustment to be made. ERC of Building Component + ERC of P&M = Total ERC to which contract size adjustment should be applied. The appropriate % adjustment should be made in accordance with the scale for contract size adjustment specified under section 6 of the RCG 2021 Guidance notes. The currency ERC rates are set at £4m (Four Million Pounds) @ 1st April 2019 (AVD) for the RCG 2021 Publication. | Photo Missing | Photo Missing | 2 | TRUE
2898 | 98H002 | 9858 | 98H002 | Hospitals | NHS | Community Hospitals excluding operating theatres | - | - | Community Hospitals are small local hospitals that provide a range of services to their local community. Community hospitals vary considerably, having been originally established as converted cottages offering inpatient beds, they have developed into hubs offering services including community beds, maternity, clinics, minor injuries units, X-ray departments, health promotion, diagnostics, treatments, rehabilitation and end of life care. | Location Adjustment Applicable (See Guidance Notes) - ERC = UK mean of 1.00 | (BEAMS Note 2) The ERC for this item should be added to all other rateable items on the hereditament (except land). Therefore the total of the ERC of the other Building Items and the P&M ERC (where applicable) to enable the correct contract size adjustment to be made. ERC of Building Component + ERC of P&M = Total ERC to which contract size adjustment should be applied. The appropriate % adjustment should be made in accordance with the scale for contract size adjustment specified under section 6 of the RCG 2023 Guidance notes. The currency ERC rates are set at £4m (Four Million Pounds) @ 1st April 2021 (AVD) for the RCG 2023 Publication. | ERC is an average of six buildings from across the country, built within the last 5 years. | - | - | As this is an average a standard deduction of 80% to FFE and 18% to Service has been made | - | - | - | photo missing | photo missing | - | 98H005, 98H006, 98H010 | m2 | - | 4 - HEALTHCARE, EDUCATION & Miscellaneous | Nathan Place | Steve Nettleton | #N/A | Option 1 | ERROR | 0% | 2783 | 2079.3197 | 0% | 0% | 2079.3197 | 0% | VP4 ERC | Ryan Hobbs | VOA_GPN_GOV_UK\7246041 | 2021-08-12 | Low | - | Low | Limited evidence, and a lot of it is quite old. However, evidence backed figure is 17.1% higher than valuer advised figures from CG2021 and a straight TPI increase is 8.7% so slightly higher than expected but close to evidence based increase on Acute hospitals. Similar issues with photographs, to be captured when covid restrictions allow. 17/08/20 Update - discussed with Steve Nettleton. Several analyses excluded due to age but this only left 1 valid example. Learned that modern equivalent of 98H005 (Med secure mental health units) are essentially specification as community hospitals, so used evidence already obtained for that code here, and ss/redirect here. Also applies to Yorkon buildings, but no evidenc (as they're no longer build) so redirect only. | - | VP4 s/s ERC with their own proposal. 13/01/2021 - Copied to latest DCS | NA | FOR | 1.56 | (BEAMS Note 2) The ERC for this item should be added to all other rateable items on the hereditament (except land). Therefore the total of the ERC of the other Building Items and the P&M ERC (where applicable) to enable the correct contract size adjustment to be made. ERC of Building Component + ERC of P&M = Total ERC to which contract size adjustment should be applied. The appropriate % adjustment should be made in accordance with the scale for contract size adjustment specified under section 6 of the RCG 2021 Guidance notes. The currency ERC rates are set at £4m (Four Million Pounds) @ 1st April 2019 (AVD) for the RCG 2021 Publication. | photo missing | photo missing | 2 | TRUE
2899 | 98H004 | 9860 | 98H004 | Hospitals | NHS | Education & Nurse training | - | - | Costs represent historic nurse teaching buildings, and are more basic in nature than general hospital buildings. Comparable to Colleges and Further Education establishments. | Location Adjustment Applicable (See Guidance Notes) - ERC = UK mean of 1.00 | (BEAMS Note 2) The ERC for this item should be added to all other rateable items on the hereditament (except land). Therefore the total of the ERC of the other Building Items and the P&M ERC (where applicable) to enable the correct contract size adjustment to be made. ERC of Building Component + ERC of P&M = Total ERC to which contract size adjustment should be applied. The appropriate % adjustment should be made in accordance with the scale for contract size adjustment specified under section 6 of the RCG 2023 Guidance notes. The currency ERC rates are set at £4m (Four Million Pounds) @ 1st April 2021 (AVD) for the RCG 2023 Publication. | - | - | - | As this is an average a standard deduction of 80% to FFE and 18% to Service has been made | - | - | - | photo missing | photo missing | - |  | m2 | - | 4 - HEALTHCARE, EDUCATION & Miscellaneous | Nathan Place | Steve Nettleton | #N/A | Option 1 | ERROR | 0% | 2200 | 1643.731 | 0% | 0% | 1643.731 | 0% | VP4 ERC | Ryan Hobbs | VOA_GPN_GOV_UK\7246041 | 2020-08-18 | Low | - | Medium | Costs based on a single (old style) FOR which is poorly broken down and resultant cost is a massive increase on CG2021 rates; higher even than acute hospitals which doesn't seem right. Previous CG evidence is poor and all examples in BCIS are either refurbishment or extensions so not suitable for inclusion. Cost here is much too high, and Steve Nettleton's advice is to leave this until his GPCR agreement is resolved and align with College costs at that point. Update 17/08/20 - this code has become redundant following GPCR agreement, redirect to 42AC01 | NOT COMPLETED NO COST. NOT SURE HOW TO DEAL WITH THIS? REDIRECTED to 42AC01 | - | NA | FOR | NA | (BEAMS Note 2) The ERC for this item should be added to all other rateable items on the hereditament (except land). Therefore the total of the ERC of the other Building Items and the P&M ERC (where applicable) to enable the correct contract size adjustment to be made. ERC of Building Component + ERC of P&M = Total ERC to which contract size adjustment should be applied. The appropriate % adjustment should be made in accordance with the scale for contract size adjustment specified under section 6 of the RCG 2021 Guidance notes. The currency ERC rates are set at £4m (Four Million Pounds) @ 1st April 2019 (AVD) for the RCG 2021 Publication. | photo missing | photo missing | 2 | TRUE
2900 | 98H008 | 9864 | 98H008 | Hospitals | NHS | EMS (Second World War emergency medical services) Buildings | - | - | - | Location Adjustment Applicable (See Guidance Notes) - ERC = UK mean of 1.00 | (BEAMS Note 2) The ERC for this item should be added to all other rateable items on the hereditament (except land). Therefore the total of the ERC of the other Building Items and the P&M ERC (where applicable) to enable the correct contract size adjustment to be made. ERC of Building Component + ERC of P&M = Total ERC to which contract size adjustment should be applied. The appropriate % adjustment should be made in accordance with the scale for contract size adjustment specified under section 6 of the RCG 2023 Guidance notes. The currency ERC rates are set at £4m (Four Million Pounds) @ 1st April 2021 (AVD) for the RCG 2023 Publication. | - | - | - | - | - | - | - | - | - | - |  | m2 | - | 4 - HEALTHCARE, EDUCATION & Miscellaneous | Nathan Place | Steve Nettleton | #N/A | Option 1 | ERROR | 0% | 625 | 466.969 | 0% | 0% | 466.969 | 0% | VP4 ERC | Ryan Hobbs | VOA_GPN_GOV_UK\7246041 | 2020-08-26 | Low | - | Low | Not required by Valuers, email trail included in evidence tab. | - | - | NA | FOR | NA | (BEAMS Note 2) The ERC for this item should be added to all other rateable items on the hereditament (except land). Therefore the total of the ERC of the other Building Items and the P&M ERC (where applicable) to enable the correct contract size adjustment to be made. ERC of Building Component + ERC of P&M = Total ERC to which contract size adjustment should be applied. The appropriate % adjustment should be made in accordance with the scale for contract size adjustment specified under section 6 of the RCG 2021 Guidance notes. The currency ERC rates are set at £4m (Four Million Pounds) @ 1st April 2019 (AVD) for the RCG 2021 Publication. | - | - | 2 | TRUE
2901 | 98H005 | 9861 | 98H005 | Hospitals | NHS | Medium Secure Mental Health units | - | - | Institution where patients with psychiatric disorders live while receiving treatment. These range from purpose built hospital to small converted dwellings dealing with specialist care centres providing behavioural and mental health services to various sectors of the population. | Location Adjustment Applicable (See Guidance Notes) - ERC = UK mean of 1.00 | (BEAMS Note 2) The ERC for this item should be added to all other rateable items on the hereditament (except land). Therefore the total of the ERC of the other Building Items and the P&M ERC (where applicable) to enable the correct contract size adjustment to be made. ERC of Building Component + ERC of P&M = Total ERC to which contract size adjustment should be applied. The appropriate % adjustment should be made in accordance with the scale for contract size adjustment specified under section 6 of the RCG 2023 Guidance notes. The currency ERC rates are set at £4m (Four Million Pounds) @ 1st April 2021 (AVD) for the RCG 2023 Publication. | - | - | - | As this ERC is an average and not specific beacon, a standard deduction of 80% FFE and 18% of services has been made. | - | - | - | Photo 1 - 3 storey building with a combination of brick and pressed metal sheet façade. Photo 2 - rear elevation of building, including car park. | - | - |  | m2 | - | 4 - HEALTHCARE, EDUCATION & Miscellaneous | Nathan Place | Steve Nettleton | #N/A | Option 1 | ERROR | 0% | 2783 | 2079.3197 | 0% | 0% | 2079.3197 | 0% | VP4 ERC | Ryan Hobbs | VOA_GPN_GOV_UK\7246041 | 2020-08-26 | Low | - | Low | Photos kept separate as they're easier to upload this way. Don't delete these originals. Good quality and quantity of evidence, but costs considerably higher than CG2021 so likely to invite challenge. Evidence is there to defend the costs. 17/08/20 Update - following discussion with Steve Nettleton, this code appears to be surplus to requirements. Relevant evidence moved to 98H002 and re-direct. | - | - | NA | FOR | NA | (BEAMS Note 2) The ERC for this item should be added to all other rateable items on the hereditament (except land). Therefore the total of the ERC of the other Building Items and the P&M ERC (where applicable) to enable the correct contract size adjustment to be made. ERC of Building Component + ERC of P&M = Total ERC to which contract size adjustment should be applied. The appropriate % adjustment should be made in accordance with the scale for contract size adjustment specified under section 6 of the RCG 2021 Guidance notes. The currency ERC rates are set at £4m (Four Million Pounds) @ 1st April 2019 (AVD) for the RCG 2021 Publication. | Photo 1 - 3 storey building with a combination of brick and pressed metal sheet façade. Photo 2 - rear elevation of building, including car park. | - | 2 | TRUE
2902 | 98H011 | 9866 | 98H011 | Hospitals | NHS | Multi-storey car parks | - | - | Generally reinforced concrete framed structures above ground, reinforced concrete structure including floors, upstand walls faced in brick or cladding to perimeter, vehicle ramps and pedestrian stairs between levels, lift, basic lighting and power. | Location Adjustment Applicable (See Guidance Notes) - ERC = UK mean of 1.00 | (BEAMS Note 2) The ERC for this item should be added to all other rateable items on the hereditament (except land). Therefore the total of the ERC of the other Building Items and the P&M ERC (where applicable) to enable the correct contract size adjustment to be made. ERC of Building Component + ERC of P&M = Total ERC to which contract size adjustment should be applied. The appropriate % adjustment should be made in accordance with the scale for contract size adjustment specified under section 6 of the RCG 2023 Guidance notes. The currency ERC rates are set at £4m (Four Million Pounds) @ 1st April 2021 (AVD) for the RCG 2023 Publication. | Excludes ticket machines, specialist lighting, offices. | - | - | - | - | - | - | photo missing | photo missing | - |  | m2 | - | 4 - HEALTHCARE, EDUCATION & Miscellaneous | Nathan Place | Steve Nettleton | #N/A | Option 2 | ERROR | 0% | 561 | 441.212 | 0% | 0% | 441.212 | 0% | Elemental Analysis (multiple) | Ryan Hobbs | VOA_GPN_GOV_UK\7246041 | 2020-10-21 | Low | - | Medium | Data based on 9 samples from BCIS but only 1 & 2 are a within the timeframe I would normally consider and sample 2 doesn’t seem reasonable after adjustments. However, resultant rate falls somewhere around Mean/Median BCIS averages, and the average cost as SPONS 2019 suggesting it hasn’t skewed the average. However this rate is more than 30% lower than 2021 rates suggesting previous figure was much too high. SN hasn't reviewed, see email in evidence tab. | Risk is lower due to cost reduction, may be an issue with 2021 ? | - | NA | BCIS | 1.56 | (BEAMS Note 2) The ERC for this item should be added to all other rateable items on the hereditament (except land). Therefore the total of the ERC of the other Building Items and the P&M ERC (where applicable) to enable the correct contract size adjustment to be made. ERC of Building Component + ERC of P&M = Total ERC to which contract size adjustment should be applied. The appropriate % adjustment should be made in accordance with the scale for contract size adjustment specified under section 6 of the RCG 2021 Guidance notes. The currency ERC rates are set at £4m (Four Million Pounds) @ 1st April 2019 (AVD) for the RCG 2021 Publication. | photo missing | photo missing | 2 | TRUE
2903 | 98H003 | 9859 | 98H003 | Hospitals | NHS | Operating Theatres within Community Hospitals | - | - | This is an additional sum to be added to the basic £/m2 applicable to the community hospital. It should be applied to the entire theatre suite including the recuperation ward not only the theatres themselves | Location Adjustment Applicable (See Guidance Notes) - ERC = UK mean of 1.00 | (BEAMS Note 2) The ERC for this item should be added to all other rateable items on the hereditament (except land). Therefore the total of the ERC of the other Building Items and the P&M ERC (where applicable) to enable the correct contract size adjustment to be made. ERC of Building Component + ERC of P&M = Total ERC to which contract size adjustment should be applied. The appropriate % adjustment should be made in accordance with the scale for contract size adjustment specified under section 6 of the RCG 2023 Guidance notes. The currency ERC rates are set at £4m (Four Million Pounds) @ 1st April 2021 (AVD) for the RCG 2023 Publication. | ERC is an average of nine operate theatre from across the country, built within the last 7 years. | - | - | As this is an average a standard deduction of 80% to FFE and 18% to Service has been made | - | - | - | photo missing | photo missing | - |  | m2 | - | 4 - HEALTHCARE, EDUCATION & Miscellaneous | Nathan Place | Steve Nettleton | #N/A | Option 1 | ERROR | 0% | 3481 | 2600.8307 | 0% | 0% | 2600.8307 | 0% | Elemental Analysis (multiple) | Ryan Hobbs | VOA_GPN_GOV_UK\7246041 | 2020-08-18 | Low | - | Low | Cost evidence provided by Steve Nettleton in relation to 2017 agreements, costs at AVD for 2021 comprable with those published in CG2021 so unlikely to be controversial. No photos in previous cost guides, and Steve Nettleton didn't have any we could use without violating copyright. Suggest photographs are taken when covid situation allows site visits to resume (BEAMS must have someone near at least one). Update 17/08/20 - discussed with Steve Nettleton and a few analyses excluded due to age. ERC increased but he's still happy with this code. | Ryan had liaised with Valuer closely. | - | NA | BCIS | 1.56 | (BEAMS Note 2) The ERC for this item should be added to all other rateable items on the hereditament (except land). Therefore the total of the ERC of the other Building Items and the P&M ERC (where applicable) to enable the correct contract size adjustment to be made. ERC of Building Component + ERC of P&M = Total ERC to which contract size adjustment should be applied. The appropriate % adjustment should be made in accordance with the scale for contract size adjustment specified under section 6 of the RCG 2021 Guidance notes. The currency ERC rates are set at £4m (Four Million Pounds) @ 1st April 2019 (AVD) for the RCG 2021 Publication. | photo missing | photo missing | 2 | TRUE
2904 | 98H007 | 9863 | 98H007 | Hospitals | NHS | Stores and other inferior buildings | - | - | - | Location Adjustment Applicable (See Guidance Notes) - ERC = UK mean of 1.00 | (BEAMS Note 2) The ERC for this item should be added to all other rateable items on the hereditament (except land). Therefore the total of the ERC of the other Building Items and the P&M ERC (where applicable) to enable the correct contract size adjustment to be made. ERC of Building Component + ERC of P&M = Total ERC to which contract size adjustment should be applied. The appropriate % adjustment should be made in accordance with the scale for contract size adjustment specified under section 6 of the RCG 2023 Guidance notes. The currency ERC rates are set at £4m (Four Million Pounds) @ 1st April 2021 (AVD) for the RCG 2023 Publication. | - | - | - | - | - | - | - | - | - | - |  | m2 | - | 4 - HEALTHCARE, EDUCATION & Miscellaneous | Nathan Place | Steve Nettleton | #N/A | Option 1 | ERROR | 0% | 897 | 670.194 | 0% | 0% | 670.194 | 0% | VP4 ERC | Ryan Hobbs | VOA_GPN_GOV_UK\7246041 | 2020-08-26 | Low | - | Low | Redirected to Portable Building category, DCS sheet only created to record email confirmation. | - | - | NA | BCIS | NA | (BEAMS Note 2) The ERC for this item should be added to all other rateable items on the hereditament (except land). Therefore the total of the ERC of the other Building Items and the P&M ERC (where applicable) to enable the correct contract size adjustment to be made. ERC of Building Component + ERC of P&M = Total ERC to which contract size adjustment should be applied. The appropriate % adjustment should be made in accordance with the scale for contract size adjustment specified under section 6 of the RCG 2021 Guidance notes. The currency ERC rates are set at £4m (Four Million Pounds) @ 1st April 2019 (AVD) for the RCG 2021 Publication. | - | - | 2 | TRUE
2905 | 98H006 | 9862 | 98H006 | Hospitals | NHS | Temporary Buildings | - | - | - | Location Adjustment Applicable (See Guidance Notes) - ERC = UK mean of 1.00 | (BEAMS Note 2) The ERC for this item should be added to all other rateable items on the hereditament (except land). Therefore the total of the ERC of the other Building Items and the P&M ERC (where applicable) to enable the correct contract size adjustment to be made. ERC of Building Component + ERC of P&M = Total ERC to which contract size adjustment should be applied. The appropriate % adjustment should be made in accordance with the scale for contract size adjustment specified under section 6 of the RCG 2023 Guidance notes. The currency ERC rates are set at £4m (Four Million Pounds) @ 1st April 2021 (AVD) for the RCG 2023 Publication. | - | - | - | - | - | - | - | - | - | - |  | m2 | Redirected to 42U55A, 42U55B, 42U55C, 42U55D, 42U55S | 4 - HEALTHCARE, EDUCATION & Miscellaneous | Nathan Place | Steve Nettleton | #N/A | Option 1 | ERROR | 0% | 833 | 622.3763 | 0% | 0% | 622.3763 | 0% | VP4 ERC | Ryan Hobbs | VOA_GPN_GOV_UK\7246041 | 2020-08-26 | Low | - | Low | Redirected to Portable Building category, DCS sheet only created to record email confirmation. | - | - | NA | FOR | NA | (BEAMS Note 2) The ERC for this item should be added to all other rateable items on the hereditament (except land). Therefore the total of the ERC of the other Building Items and the P&M ERC (where applicable) to enable the correct contract size adjustment to be made. ERC of Building Component + ERC of P&M = Total ERC to which contract size adjustment should be applied. The appropriate % adjustment should be made in accordance with the scale for contract size adjustment specified under section 6 of the RCG 2021 Guidance notes. The currency ERC rates are set at £4m (Four Million Pounds) @ 1st April 2019 (AVD) for the RCG 2021 Publication. | - | - | 2 | TRUE
2913 | 98H010 | 9865 | 98H010 | Hospitals | NHS | Yorkon System Buildings | - | - | - | Location Adjustment Applicable (See Guidance Notes) - ERC = UK mean of 1.00 | (BEAMS Note 2) The ERC for this item should be added to all other rateable items on the hereditament (except land). Therefore the total of the ERC of the other Building Items and the P&M ERC (where applicable) to enable the correct contract size adjustment to be made. ERC of Building Component + ERC of P&M = Total ERC to which contract size adjustment should be applied. The appropriate % adjustment should be made in accordance with the scale for contract size adjustment specified under section 6 of the RCG 2023 Guidance notes. The currency ERC rates are set at £4m (Four Million Pounds) @ 1st April 2021 (AVD) for the RCG 2023 Publication. | - | - | - | - | - | - | - | - | - | - |  | m2 | - | 4 - HEALTHCARE, EDUCATION & Miscellaneous | Nathan Place | Steve Nettleton | #N/A | Option 1 | ERROR | 0% | 0 | 0 | 0% | 0% | 0 | 0% | Redirected | Ryan Hobbs | VOA_GPN_GOV_UK\7246041 | 2020-08-26 | Low | - | Low | Following discussions with SN this code is defunct, and can be redirected to both Acute / non-acute hospitals as they are the modern equivalents. Redirecting to 2 codes might be a problem, but cross that bridge when I come to it. Awaiting written confirmation of this, then file for QC/QA. | - | - | NA | Supplier/Manufacturer | NA | (BEAMS Note 2) The ERC for this item should be added to all other rateable items on the hereditament (except land). Therefore the total of the ERC of the other Building Items and the P&M ERC (where applicable) to enable the correct contract size adjustment to be made. ERC of Building Component + ERC of P&M = Total ERC to which contract size adjustment should be applied. The appropriate % adjustment should be made in accordance with the scale for contract size adjustment specified under section 6 of the RCG 2021 Guidance notes. The currency ERC rates are set at £4m (Four Million Pounds) @ 1st April 2019 (AVD) for the RCG 2021 Publication. | - | - | 2 | TRUE
2906 | 98H101 | 9868 | 98H101 | Hospitals | Private | Acute Hospitals | - | - | Typically a hospital coming within this description provides a wide range of specialist care and treatment for patients that may include routine, complex and life saving surgery and specialist diagnostic procedures and treatment. Although some consultations and treatments may be undertaken on an outpatient basis, an Acute Hospital will usually have a significant inpatient resource for observation, treatment and recovery. The distinguishing features of these hospitals usually include: •Major operating theatres, ICU & HDU facilities. •Substantial general wards. | Location Adjustment Applicable (See Guidance Notes) - ERC = UK mean of 1.00 | (BEAMS Note 2) The ERC for this item should be added to all other rateable items on the hereditament (except land). Therefore the total of the ERC of the other Building Items and the P&M ERC (where applicable) to enable the correct contract size adjustment to be made. ERC of Building Component + ERC of P&M = Total ERC to which contract size adjustment should be applied. The appropriate % adjustment should be made in accordance with the scale for contract size adjustment specified under section 6 of the RCG 2023 Guidance notes. The currency ERC rates are set at £4m (Four Million Pounds) @ 1st April 2021 (AVD) for the RCG 2023 Publication. | - | - | - | - | - | - | - | photo missing | photo missing | - | 98H106 | m2 | - | 4 HEALTHCARE, EDUCATION & Miscellaneous | Nathan Place | Steve Nettleton | #N/A | Option 1 | ERROR | 0% | 3289 | 2457.3778 | 0% | 0% | 2457.3778 | 0% | VP4 ERC | Ryan Hobbs | VOA_GPN_GOV_UK\7246041 | 2021-08-12 | Low | - | Low | All available information is for NHS hospitals. Back-up from previous CG costs were for a small extension, with an allowance for an Operating Theatre added (i.e. not reflective of an Acute Hospital). While 2021 rates match NHS and Private Acute hospitals, the 2017 rates show a decrease of approx. 8% for Private. While the categorisation is less clear, SPONS 2019 agrees in principal, showing Private hospitals average less than other types. Steve Nettleton is presently finalising GPCR regarding Private hospitals. When this is available I will revisit, however in the interim have adopted NHS rate reduced by 8% as 2017 published rates. Update 20/10/2020 - spoke to SN who confirmed a figure of £2600 has been agreed with agents for 2017. Indexing this to TPI 322 gives a figure of £3,220 which is higher than the pro-rata based on historic trends and current evidence for NHS properties. Therefore adopted this agreed figure and reduced risk to low. | - | VP4 s/s ERC with their own proposal. Updated all 2024 refs to 2023. | NA | FOR | 1.501 | (BEAMS Note 2) The ERC for this item should be added to all other rateable items on the hereditament (except land). Therefore the total of the ERC of the other Building Items and the P&M ERC (where applicable) to enable the correct contract size adjustment to be made. ERC of Building Component + ERC of P&M = Total ERC to which contract size adjustment should be applied. The appropriate % adjustment should be made in accordance with the scale for contract size adjustment specified under section 6 of the RCG 2021 Guidance notes. The currency ERC rates are set at £4m (Four Million Pounds) @ 1st April 2019 (AVD) for the RCG 2021 Publication. | photo missing | photo missing | 2 | TRUE
2907 | 98H108 | 9875 | 98H108 | Hospitals | Private | Basement car parks | - | - | Generally reinforced concrete framed structures below ground, reinforced concrete structure including floors, retaining walls to perimeter, vehicle ramps and pedestrian stairs between levels, lift, basic lighting and power. | Location Adjustment Applicable (See Guidance Notes) - ERC = UK mean of 1.00 | (BEAMS Note 2) The ERC for this item should be added to all other rateable items on the hereditament (except land). Therefore the total of the ERC of the other Building Items and the P&M ERC (where applicable) to enable the correct contract size adjustment to be made. ERC of Building Component + ERC of P&M = Total ERC to which contract size adjustment should be applied. The appropriate % adjustment should be made in accordance with the scale for contract size adjustment specified under section 6 of the RCG 2023 Guidance notes. The currency ERC rates are set at £4m (Four Million Pounds) @ 1st April 2021 (AVD) for the RCG 2023 Publication. | Excludes ticket machines, specialist lighting, offices, ventilation installations. | - | - | - | - | - | - | Photo Missing | Photo Missing | - |  | m2 | - | 4 - HEALTHCARE, EDUCATION & Miscellaneous | Nathan Place | Steve Nettleton | #N/A | Option 2 | ERROR | 0% | 975 | 766.8123 | 0% | 0% | 766.8123 | 0% | VP4 ERC | Ryan Hobbs | VOA_GPN_GOV_UK\7246041 | 2021-08-12 | Low | - | Low | (Used same evidence as NHS version. Costs were identical previously, and I see no reason why the type of hospital would change the car park costs (SN agreed in previous discussions)). Data based on only 2 samples from BCIS and I had to go back to 2007 to get that many. Resultant rate falls somewhere around Upper Quartile based BCIS averages (which incidentally shows BCIS only hold a total of 4 samples), and even then is 9% lower than 2021 rates suggesting previous figure was much too high. SN hasn't reviewed, see email in evidence tab. | - | VP4 s/s ERC with their own proposal | NA | FOR | 1.55 | (BEAMS Note 2) The ERC for this item should be added to all other rateable items on the hereditament (except land). Therefore the total of the ERC of the other Building Items and the P&M ERC (where applicable) to enable the correct contract size adjustment to be made. ERC of Building Component + ERC of P&M = Total ERC to which contract size adjustment should be applied. The appropriate % adjustment should be made in accordance with the scale for contract size adjustment specified under section 6 of the RCG 2021 Guidance notes. The currency ERC rates are set at £4m (Four Million Pounds) @ 1st April 2019 (AVD) for the RCG 2021 Publication. | Photo Missing | Photo Missing | 2 | TRUE
2908 | 98H107 | 9874 | 98H107 | Hospitals | Private | Multi-storey car parks | - | - | Generally reinforced concrete framed structures above ground, reinforced concrete structure including floors, upstand walls faced in brick or cladding to perimeter, vehicle ramps and pedestrian stairs between levels, lift, basic lighting and power. | Location Adjustment Applicable (See Guidance Notes) - ERC = UK mean of 1.00 | (BEAMS Note 2) The ERC for this item should be added to all other rateable items on the hereditament (except land). Therefore the total of the ERC of the other Building Items and the P&M ERC (where applicable) to enable the correct contract size adjustment to be made. ERC of Building Component + ERC of P&M = Total ERC to which contract size adjustment should be applied. The appropriate % adjustment should be made in accordance with the scale for contract size adjustment specified under section 6 of the RCG 2023 Guidance notes. The currency ERC rates are set at £4m (Four Million Pounds) @ 1st April 2021 (AVD) for the RCG 2023 Publication. | Excludes ticket machines, specialist lighting, offices. | - | - | - | - | - | - | photo missing | photo missing | - |  | m2 | - | 4 - HEALTHCARE, EDUCATION & Miscellaneous | Nathan Place | Steve Nettleton | #N/A | Option 2 | ERROR | 0% | 561 | 441.212 | 0% | 0% | 441.212 | 0% | Elemental Analysis (multiple) | Ryan Hobbs | VOA_GPN_GOV_UK\7246041 | 2020-10-16 | Low | - | High | (Used same evidence as NHS version. Costs were identical previously, and I see no reason why the type of hospital would change the car park costs (SN agreed in previous discussions)). Data based on 9 samples from BCIS but only 1 & 2 are a within the timeframe I would normally consider and sample 2 doesn’t seem reasonable after adjustments. However, resultant rate falls somewhere around Mean/Median BCIS averages, and the average cost as SPONS 2019 suggesting it hasn’t skewed the average. However this rate is more than 30% lower than 2021 rates suggesting previous figure was much too high. SN hasn't reviewed, see email in evidence tab. | - | - | NA | FOR | 1.56 | (BEAMS Note 2) The ERC for this item should be added to all other rateable items on the hereditament (except land). Therefore the total of the ERC of the other Building Items and the P&M ERC (where applicable) to enable the correct contract size adjustment to be made. ERC of Building Component + ERC of P&M = Total ERC to which contract size adjustment should be applied. The appropriate % adjustment should be made in accordance with the scale for contract size adjustment specified under section 6 of the RCG 2021 Guidance notes. The currency ERC rates are set at £4m (Four Million Pounds) @ 1st April 2019 (AVD) for the RCG 2021 Publication. | photo missing | photo missing | 2 | TRUE
2909 | 98H103 | 9870 | 98H103 | Hospitals | Private | Other Hospitals excluding operating theatres | - | - | A private hospital is a hospital owned and operated by an organisation other than the state, whether for-profit or a non-profit, and privately funded through payment for medical services by patients themselves, by insurers, governments through national health insurance programs, or by foreign embassies. The term is mainly used in the United Kingdom where private hospitals are distinguished from NHS institutions. | Location Adjustment Applicable (See Guidance Notes) - ERC = UK mean of 1.00 | (BEAMS Note 2) The ERC for this item should be added to all other rateable items on the hereditament (except land). Therefore the total of the ERC of the other Building Items and the P&M ERC (where applicable) to enable the correct contract size adjustment to be made. ERC of Building Component + ERC of P&M = Total ERC to which contract size adjustment should be applied. The appropriate % adjustment should be made in accordance with the scale for contract size adjustment specified under section 6 of the RCG 2023 Guidance notes. The currency ERC rates are set at £4m (Four Million Pounds) @ 1st April 2021 (AVD) for the RCG 2023 Publication. | ERC is based on a single property constructed within the last five years. | - | - | As this ERC is an average and not specific beacon, a standard deduction of 80% FFE and 18% of services has been made. | - | - | - | photo missing | photo missing | - |  | m2 | - | 4 - HEALTHCARE, EDUCATION & Miscellaneous | Nathan Place | Steve Nettleton | #N/A | Option 1 | ERROR | 0% | 2783 | 2079.3197 | 0% | 0% | 2079.3197 | 0% | VP4 ERC | Ryan Hobbs | VOA_GPN_GOV_UK\7246041 | 2021-08-12 | Low | - | Low | Evidence is the only explicitely stated private hospital I've been able to find, and it's much too high. Even found a news article on BCIS where they say it's higher than average costs due to "state-of-the-art design, high spec finishes, etc. Previous evidence was poor) a non-descript breakdown from building magazine, described as an acute hospital and has been bastardised to fit all categories. Recommend we revisit upon completion of Steve Nettleton's 2017 negotiations with the agents when we might have more information. | - | VP4 s/s ERC with their own proposal. 14/01/21 - Copied to latest DCS. | NA | FOR | 1.56 | (BEAMS Note 2) The ERC for this item should be added to all other rateable items on the hereditament (except land). Therefore the total of the ERC of the other Building Items and the P&M ERC (where applicable) to enable the correct contract size adjustment to be made. ERC of Building Component + ERC of P&M = Total ERC to which contract size adjustment should be applied. The appropriate % adjustment should be made in accordance with the scale for contract size adjustment specified under section 6 of the RCG 2021 Guidance notes. The currency ERC rates are set at £4m (Four Million Pounds) @ 1st April 2019 (AVD) for the RCG 2021 Publication. | photo missing | photo missing | 2 | TRUE
2910 | 98H102 | 9869 | 98H102 | Hospitals | Private | Psychiatric Care Hospitals | - | - | Institution where patients with psychiatric disorders live while receiving treatment. These range from purpose built hospitals to small converted dwellings dealing with specialist care centres providing behavioural and mental health services to various sectors of the population. | Location Adjustment Applicable (See Guidance Notes) - ERC = UK mean of 1.00 | (BEAMS Note 2) The ERC for this item should be added to all other rateable items on the hereditament (except land). Therefore the total of the ERC of the other Building Items and the P&M ERC (where applicable) to enable the correct contract size adjustment to be made. ERC of Building Component + ERC of P&M = Total ERC to which contract size adjustment should be applied. The appropriate % adjustment should be made in accordance with the scale for contract size adjustment specified under section 6 of the RCG 2023 Guidance notes. The currency ERC rates are set at £4m (Four Million Pounds) @ 1st April 2021 (AVD) for the RCG 2023 Publication. | ERC is an average of three properties constructed within the last five years. | - | - | As this ERC is an average and not specific beacon, a standard deduction of 80% FFE and 18% of services has been made. | - | - | - | photo missing | photo missing | - | 98H106 | m2 | - | 4 - HEALTHCARE, EDUCATION & Miscellaneous | Nathan Place | Steve Nettleton | #N/A | Option 1 | ERROR | 0% | 2783 | 2079.3197 | 0% | 0% | 2079.3197 | 0% | VP4 ERC | Ryan Hobbs | VOA_GPN_GOV_UK\7246041 | 2021-08-12 | Low | - | Low | Average of 3 FOR, indicative 2024 costs slightly less than 2021 costs so possibly controversial (possibly incorrect % deductions made - tbc). No photograph online, photographs in brochures in evidence tab but likely to fall foul of copyright issues. Suggest photographs obtained when Covid situation allows. | - | VP4 s/s ERC with their own proposal. 14/01/2021 - Copied to latest DCS. Reduced initial risk assessment in line with QC assessment. | NA | FOR | 1.56 | (BEAMS Note 2) The ERC for this item should be added to all other rateable items on the hereditament (except land). Therefore the total of the ERC of the other Building Items and the P&M ERC (where applicable) to enable the correct contract size adjustment to be made. ERC of Building Component + ERC of P&M = Total ERC to which contract size adjustment should be applied. The appropriate % adjustment should be made in accordance with the scale for contract size adjustment specified under section 6 of the RCG 2021 Guidance notes. The currency ERC rates are set at £4m (Four Million Pounds) @ 1st April 2019 (AVD) for the RCG 2021 Publication. | photo missing | photo missing | 2 | TRUE
2911 | 98H105 | 9872 | 98H105 | Hospitals | Private | Stores and other inferior buildings | - | - | - | Location Adjustment Applicable (See Guidance Notes) - ERC = UK mean of 1.00 | (BEAMS Note 2) The ERC for this item should be added to all other rateable items on the hereditament (except land). Therefore the total of the ERC of the other Building Items and the P&M ERC (where applicable) to enable the correct contract size adjustment to be made. ERC of Building Component + ERC of P&M = Total ERC to which contract size adjustment should be applied. The appropriate % adjustment should be made in accordance with the scale for contract size adjustment specified under section 6 of the RCG 2023 Guidance notes. The currency ERC rates are set at £4m (Four Million Pounds) @ 1st April 2021 (AVD) for the RCG 2023 Publication. | - | - | - | - | - | - | - | - | - | - |  | m2 | - | 4 - HEALTHCARE, EDUCATION & Miscellaneous | Nathan Place | Steve Nettleton | #N/A | Option 1 | ERROR | 0% | 897 | 670.194 | 0% | 0% | 670.194 | 0% | VP4 ERC | Ryan Hobbs | VOA_GPN_GOV_UK\7246041 | 2020-08-26 | Low | - | Low | Redirected to Portable Building category, DCS sheet only created to record email confirmation. | - | - | NA | FOR | NA | (BEAMS Note 2) The ERC for this item should be added to all other rateable items on the hereditament (except land). Therefore the total of the ERC of the other Building Items and the P&M ERC (where applicable) to enable the correct contract size adjustment to be made. ERC of Building Component + ERC of P&M = Total ERC to which contract size adjustment should be applied. The appropriate % adjustment should be made in accordance with the scale for contract size adjustment specified under section 6 of the RCG 2021 Guidance notes. The currency ERC rates are set at £4m (Four Million Pounds) @ 1st April 2019 (AVD) for the RCG 2021 Publication. | - | - | 2 | TRUE
2912 | 98H104 | 9871 | 98H104 | Hospitals | Private | Temporary Buildings | - | - | - | Location Adjustment Applicable (See Guidance Notes) - ERC = UK mean of 1.00 | (BEAMS Note 2) The ERC for this item should be added to all other rateable items on the hereditament (except land). Therefore the total of the ERC of the other Building Items and the P&M ERC (where applicable) to enable the correct contract size adjustment to be made. ERC of Building Component + ERC of P&M = Total ERC to which contract size adjustment should be applied. The appropriate % adjustment should be made in accordance with the scale for contract size adjustment specified under section 6 of the RCG 2023 Guidance notes. The currency ERC rates are set at £4m (Four Million Pounds) @ 1st April 2021 (AVD) for the RCG 2023 Publication. | - | - | - | - | - | - | - | - | - | - |  | m2 | - | 4 - HEALTHCARE, EDUCATION & Miscellaneous | Nathan Place | Steve Nettleton | #N/A | Option 1 | ERROR | 0% | 833 | 622.3763 | 0% | 0% | 622.3763 | 0% | VP4 ERC | Ryan Hobbs | VOA_GPN_GOV_UK\7246041 | 2020-08-26 | Low | - | Low | Redirected to Portable Building category, DCS sheet only created to record email confirmation. | - | - | NA | FOR | NA | (BEAMS Note 2) The ERC for this item should be added to all other rateable items on the hereditament (except land). Therefore the total of the ERC of the other Building Items and the P&M ERC (where applicable) to enable the correct contract size adjustment to be made. ERC of Building Component + ERC of P&M = Total ERC to which contract size adjustment should be applied. The appropriate % adjustment should be made in accordance with the scale for contract size adjustment specified under section 6 of the RCG 2021 Guidance notes. The currency ERC rates are set at £4m (Four Million Pounds) @ 1st April 2019 (AVD) for the RCG 2021 Publication. | - | - | 2 | TRUE
2914 | 98H106 | 9873 | 98H106 | Hospitals | Private | Yorkon System Buildings | - | - | - | Location Adjustment Applicable (See Guidance Notes) - ERC = UK mean of 1.00 | (BEAMS Note 2) The ERC for this item should be added to all other rateable items on the hereditament (except land). Therefore the total of the ERC of the other Building Items and the P&M ERC (where applicable) to enable the correct contract size adjustment to be made. ERC of Building Component + ERC of P&M = Total ERC to which contract size adjustment should be applied. The appropriate % adjustment should be made in accordance with the scale for contract size adjustment specified under section 6 of the RCG 2023 Guidance notes. The currency ERC rates are set at £4m (Four Million Pounds) @ 1st April 2021 (AVD) for the RCG 2023 Publication. | - | - | - | - | - | - | - | photo missing | photo missing | - |  | m2 | - | 4 - HEALTHCARE, EDUCATION & Miscellaneous | Nathan Place | Steve Nettleton | #N/A | Option 1 | ERROR | 0% | 0 | 0 | 0% | 0% | 0 | 0% | Redirected | Ryan Hobbs | VOA_GPN_GOV_UK\7246041 | 2020-10-21 | Low | - | Low | Two pieces of evidence, one of which is for a refurbishment so excluded. At TPI 322 returns a figure only 6% more than the CG2021 rate (and in line with BCIS averages) so go with it. Would have categorgised as high risk but as this hereditament is typically valued as domestic properties and these codes rarely used the risk is mitigated. | - | Copied to latest DCS. | NA | Supplier/Manufacturer | 1.56 | (BEAMS Note 2) The ERC for this item should be added to all other rateable items on the hereditament (except land). Therefore the total of the ERC of the other Building Items and the P&M ERC (where applicable) to enable the correct contract size adjustment to be made. ERC of Building Component + ERC of P&M = Total ERC to which contract size adjustment should be applied. The appropriate % adjustment should be made in accordance with the scale for contract size adjustment specified under section 6 of the RCG 2021 Guidance notes. The currency ERC rates are set at £4m (Four Million Pounds) @ 1st April 2019 (AVD) for the RCG 2021 Publication. | photo missing | photo missing | 2 | TRUE
2915 | STS017 | 3680 | STS017 | Hospitals | NHS and Private | Subject to scheme | - | - | - | Location Adjustment Applicable (See Guidance Notes) - ERC = UK mean of 1.00 | (BEAMS Note 2) The ERC for this item should be added to all other rateable items on the hereditament (except land). Therefore the total of the ERC of the other Building Items and the P&M ERC (where applicable) to enable the correct contract size adjustment to be made. ERC of Building Component + ERC of P&M = Total ERC to which contract size adjustment should be applied. The appropriate % adjustment should be made in accordance with the scale for contract size adjustment specified under section 6 of the RCG 2023 Guidance notes. The currency ERC rates are set at £4m (Four Million Pounds) @ 1st April 2021 (AVD) for the RCG 2023 Publication. | - | - | - | - | - | - | - | - | - | 77777 |  | STS | - | NA | NA | NA | #DIV/0! | Option 1 | ERROR | 0% | 0 | 0 | 0% | 0% | 0 | 0% | Redirected | NA | VOA_GPN_GOV_UK\7246041 | 2019-08-30 | Low | - | - | Redirected, low risk | NA | 30/11/2018-QD No info in folder- Requires new valuation sheet. CT – 16/01/19 – BEAMS ranking has been adjusted to green as code is subject to scheme. | NA | Supplier/Manufacturer | NA | (BEAMS Note 2) The ERC for this item should be added to all other rateable items on the hereditament (except land). Therefore the total of the ERC of the other Building Items and the P&M ERC (where applicable) to enable the correct contract size adjustment to be made. ERC of Building Component + ERC of P&M = Total ERC to which contract size adjustment should be applied. The appropriate % adjustment should be made in accordance with the scale for contract size adjustment specified under section 6 of the RCG 2021 Guidance notes. The currency ERC rates are set at £4m (Four Million Pounds) @ 1st April 2019 (AVD) for the RCG 2021 Publication. | - | - | 2 | TRUE
2916 | STI018 | 8906 | STI018 | Hotel fit outs | Back of house | 2 star | - | - | - | Location Adjustment Applicable (See Guidance Notes) - ERC = UK mean of 1.00 | (BEAMS Note 2) The ERC for this item should be added to all other rateable items on the hereditament (except land). Therefore the total of the ERC of the other Building Items and the P&M ERC (where applicable) to enable the correct contract size adjustment to be made. ERC of Building Component + ERC of P&M = Total ERC to which contract size adjustment should be applied. The appropriate % adjustment should be made in accordance with the scale for contract size adjustment specified under section 6 of the RCG 2023 Guidance notes. The currency ERC rates are set at £4m (Four Million Pounds) @ 1st April 2021 (AVD) for the RCG 2023 Publication. | - | - | - | - | - | - | - | - | - | - |  | m2 | - | 2 - LEISURE | Wayne Cox | Anthony Robinson | #N/A | Option 2 | ERROR | 0% | 0 | 0 | 0% | 0% | 0 | 0% | Redirected | Saara Saloranta | VOA_GPN_GOV_UK\7212847 | 2020-10-19 | Low | - | Medium | This appears to be an unused code and the lead valuer, Anthony Robinson, confirmed on 15.09.2020 that no costs are required for hotel fit outs (please see evidence tab for email). | RCG 2021 rate - £18 | - | NA | BCIS | 1.55 | (BEAMS Note 2) The ERC for this item should be added to all other rateable items on the hereditament (except land). Therefore the total of the ERC of the other Building Items and the P&M ERC (where applicable) to enable the correct contract size adjustment to be made. ERC of Building Component + ERC of P&M = Total ERC to which contract size adjustment should be applied. The appropriate % adjustment should be made in accordance with the scale for contract size adjustment specified under section 6 of the RCG 2021 Guidance notes. The currency ERC rates are set at £4m (Four Million Pounds) @ 1st April 2019 (AVD) for the RCG 2021 Publication. | - | - | 2 | TRUE
2917 | STJ018 | 8907 | STJ018 | Hotel fit outs | Back of house | 3 star | - | - | - | Location Adjustment Applicable (See Guidance Notes) - ERC = UK mean of 1.00 | (BEAMS Note 2) The ERC for this item should be added to all other rateable items on the hereditament (except land). Therefore the total of the ERC of the other Building Items and the P&M ERC (where applicable) to enable the correct contract size adjustment to be made. ERC of Building Component + ERC of P&M = Total ERC to which contract size adjustment should be applied. The appropriate % adjustment should be made in accordance with the scale for contract size adjustment specified under section 6 of the RCG 2023 Guidance notes. The currency ERC rates are set at £4m (Four Million Pounds) @ 1st April 2021 (AVD) for the RCG 2023 Publication. | - | - | - | - | - | - | - | - | - | - |  | m2 | - | 2 - LEISURE | Wayne Cox | Anthony Robinson | #N/A | Option 2 | ERROR | 0% | 0 | 0 | 0% | 0% | 0 | 0% | Redirected | Saara Saloranta | VOA_GPN_GOV_UK\7212847 | 2020-10-19 | Low | - | Medium | This appears to be an unused code and the lead valuer, Anthony Robinson, confirmed on 15.09.2020 that no costs are required for hotel fit outs (please see evidence tab for email). | RCG 2021 rate £32 | - | NA | BCIS | 1.55 | (BEAMS Note 2) The ERC for this item should be added to all other rateable items on the hereditament (except land). Therefore the total of the ERC of the other Building Items and the P&M ERC (where applicable) to enable the correct contract size adjustment to be made. ERC of Building Component + ERC of P&M = Total ERC to which contract size adjustment should be applied. The appropriate % adjustment should be made in accordance with the scale for contract size adjustment specified under section 6 of the RCG 2021 Guidance notes. The currency ERC rates are set at £4m (Four Million Pounds) @ 1st April 2019 (AVD) for the RCG 2021 Publication. | - | - | 2 | TRUE
2918 | STK018 | 8908 | STK018 | Hotel fit outs | Back of house | 4 star | - | - | - | Location Adjustment Applicable (See Guidance Notes) - ERC = UK mean of 1.00 | (BEAMS Note 2) The ERC for this item should be added to all other rateable items on the hereditament (except land). Therefore the total of the ERC of the other Building Items and the P&M ERC (where applicable) to enable the correct contract size adjustment to be made. ERC of Building Component + ERC of P&M = Total ERC to which contract size adjustment should be applied. The appropriate % adjustment should be made in accordance with the scale for contract size adjustment specified under section 6 of the RCG 2023 Guidance notes. The currency ERC rates are set at £4m (Four Million Pounds) @ 1st April 2021 (AVD) for the RCG 2023 Publication. | - | - | - | - | - | - | - | - | - | - |  | m2 | - | 2 - LEISURE | Wayne Cox | Anthony Robinson | #N/A | Option 2 | ERROR | 0% | 0 | 0 | 0% | 0% | 0 | 0% | Redirected | Saara Saloranta | VOA_GPN_GOV_UK\7212847 | 2020-10-19 | Low | - | Medium | This appears to be an unused code and the lead valuer, Anthony Robinson, confirmed on 15.09.2020 that no costs are required for hotel fit outs (please see evidence tab for email). | RCG 2021 rate £39 | - | NA | BCIS | 1.55 | (BEAMS Note 2) The ERC for this item should be added to all other rateable items on the hereditament (except land). Therefore the total of the ERC of the other Building Items and the P&M ERC (where applicable) to enable the correct contract size adjustment to be made. ERC of Building Component + ERC of P&M = Total ERC to which contract size adjustment should be applied. The appropriate % adjustment should be made in accordance with the scale for contract size adjustment specified under section 6 of the RCG 2021 Guidance notes. The currency ERC rates are set at £4m (Four Million Pounds) @ 1st April 2019 (AVD) for the RCG 2021 Publication. | - | - | 2 | TRUE
2919 | STL018 | 8909 | STL018 | Hotel fit outs | Back of house | 5 star | - | - | - | Location Adjustment Applicable (See Guidance Notes) - ERC = UK mean of 1.00 | (BEAMS Note 2) The ERC for this item should be added to all other rateable items on the hereditament (except land). Therefore the total of the ERC of the other Building Items and the P&M ERC (where applicable) to enable the correct contract size adjustment to be made. ERC of Building Component + ERC of P&M = Total ERC to which contract size adjustment should be applied. The appropriate % adjustment should be made in accordance with the scale for contract size adjustment specified under section 6 of the RCG 2023 Guidance notes. The currency ERC rates are set at £4m (Four Million Pounds) @ 1st April 2021 (AVD) for the RCG 2023 Publication. | - | - | - | - | - | - | - | - | - | - |  | m2 | - | 2 - LEISURE | Wayne Cox | Anthony Robinson | #N/A | Option 2 | ERROR | 0% | 0 | 0 | 0% | 0% | 0 | 0% | Redirected | Saara Saloranta | VOA_GPN_GOV_UK\7212847 | 2020-10-19 | Low | - | Medium | This appears to be an unused code and the lead valuer, Anthony Robinson, confirmed on 15.09.2020 that no costs are required for hotel fit outs (please see evidence tab for email). | RCG rate 2021 - £42 | - | NA | BCIS | 1.55 | (BEAMS Note 2) The ERC for this item should be added to all other rateable items on the hereditament (except land). Therefore the total of the ERC of the other Building Items and the P&M ERC (where applicable) to enable the correct contract size adjustment to be made. ERC of Building Component + ERC of P&M = Total ERC to which contract size adjustment should be applied. The appropriate % adjustment should be made in accordance with the scale for contract size adjustment specified under section 6 of the RCG 2021 Guidance notes. The currency ERC rates are set at £4m (Four Million Pounds) @ 1st April 2019 (AVD) for the RCG 2021 Publication. | - | - | 2 | TRUE
2920 | STE018 | 8902 | STE018 | Hotel fit outs | Bedrooms | 2 star | - | - | - | Location Adjustment Applicable (See Guidance Notes) - ERC = UK mean of 1.00 | (BEAMS Note 2) The ERC for this item should be added to all other rateable items on the hereditament (except land). Therefore the total of the ERC of the other Building Items and the P&M ERC (where applicable) to enable the correct contract size adjustment to be made. ERC of Building Component + ERC of P&M = Total ERC to which contract size adjustment should be applied. The appropriate % adjustment should be made in accordance with the scale for contract size adjustment specified under section 6 of the RCG 2023 Guidance notes. The currency ERC rates are set at £4m (Four Million Pounds) @ 1st April 2021 (AVD) for the RCG 2023 Publication. | - | - | - | - | - | - | - | - | - | - |  | m2 | - | 2 - LEISURE | Wayne Cox | Anthony Robinson | #N/A | Option 2 | ERROR | 0% | 0 | 0 | 0% | 0% | 0 | 0% | Redirected | Saara Saloranta | VOA_GPN_GOV_UK\7212847 | 2020-10-19 | Low | - | Medium | This appears to be an unused code and the lead valuer, Anthony Robinson, confirmed on 15.09.2020 that no costs are required for hotel fit outs (please see evidence tab for email). | RCG 2021 rate £4,529 | - | NA | BCIS | 1.55 | (BEAMS Note 2) The ERC for this item should be added to all other rateable items on the hereditament (except land). Therefore the total of the ERC of the other Building Items and the P&M ERC (where applicable) to enable the correct contract size adjustment to be made. ERC of Building Component + ERC of P&M = Total ERC to which contract size adjustment should be applied. The appropriate % adjustment should be made in accordance with the scale for contract size adjustment specified under section 6 of the RCG 2021 Guidance notes. The currency ERC rates are set at £4m (Four Million Pounds) @ 1st April 2019 (AVD) for the RCG 2021 Publication. | - | - | 2 | TRUE
2921 | STF018 | 8903 | STF018 | Hotel fit outs | Bedrooms | 3 star | - | - | - | Location Adjustment Applicable (See Guidance Notes) - ERC = UK mean of 1.00 | (BEAMS Note 2) The ERC for this item should be added to all other rateable items on the hereditament (except land). Therefore the total of the ERC of the other Building Items and the P&M ERC (where applicable) to enable the correct contract size adjustment to be made. ERC of Building Component + ERC of P&M = Total ERC to which contract size adjustment should be applied. The appropriate % adjustment should be made in accordance with the scale for contract size adjustment specified under section 6 of the RCG 2023 Guidance notes. The currency ERC rates are set at £4m (Four Million Pounds) @ 1st April 2021 (AVD) for the RCG 2023 Publication. | - | - | - | - | - | - | - | - | - | - |  | m2 | - | 2 - LEISURE | Wayne Cox | Anthony Robinson | #N/A | Option 2 | ERROR | 0% | 0 | 0 | 0% | 0% | 0 | 0% | Redirected | Saara Saloranta | VOA_GPN_GOV_UK\7212847 | 2020-10-19 | Low | - | Medium | This appears to be an unused code and the lead valuer, Anthony Robinson, confirmed on 15.09.2020 that no costs are required for hotel fit outs (please see evidence tab for email). | RCG rate 2021 - £8,087 | - | NA | BCIS | 1.55 | (BEAMS Note 2) The ERC for this item should be added to all other rateable items on the hereditament (except land). Therefore the total of the ERC of the other Building Items and the P&M ERC (where applicable) to enable the correct contract size adjustment to be made. ERC of Building Component + ERC of P&M = Total ERC to which contract size adjustment should be applied. The appropriate % adjustment should be made in accordance with the scale for contract size adjustment specified under section 6 of the RCG 2021 Guidance notes. The currency ERC rates are set at £4m (Four Million Pounds) @ 1st April 2019 (AVD) for the RCG 2021 Publication. | - | - | 2 | TRUE
2922 | STG018 | 8904 | STG018 | Hotel fit outs | Bedrooms | 4 star | - | - | - | Location Adjustment Applicable (See Guidance Notes) - ERC = UK mean of 1.00 | (BEAMS Note 2) The ERC for this item should be added to all other rateable items on the hereditament (except land). Therefore the total of the ERC of the other Building Items and the P&M ERC (where applicable) to enable the correct contract size adjustment to be made. ERC of Building Component + ERC of P&M = Total ERC to which contract size adjustment should be applied. The appropriate % adjustment should be made in accordance with the scale for contract size adjustment specified under section 6 of the RCG 2023 Guidance notes. The currency ERC rates are set at £4m (Four Million Pounds) @ 1st April 2021 (AVD) for the RCG 2023 Publication. | - | - | - | - | - | - | - | - | - | - |  | m2 | - | 2 - LEISURE | Wayne Cox | Anthony Robinson | #N/A | Option 2 | ERROR | 0% | 0 | 0 | 0% | 0% | 0 | 0% | Redirected | Saara Saloranta | VOA_GPN_GOV_UK\7212847 | 2020-10-19 | Low | - | Medium | This appears to be an unused code and the lead valuer, Anthony Robinson, confirmed on 15.09.2020 that no costs are required for hotel fit outs (please see evidence tab for email). | RCG 2021 - £12,131 | - | NA | BCIS | 1.55 | (BEAMS Note 2) The ERC for this item should be added to all other rateable items on the hereditament (except land). Therefore the total of the ERC of the other Building Items and the P&M ERC (where applicable) to enable the correct contract size adjustment to be made. ERC of Building Component + ERC of P&M = Total ERC to which contract size adjustment should be applied. The appropriate % adjustment should be made in accordance with the scale for contract size adjustment specified under section 6 of the RCG 2021 Guidance notes. The currency ERC rates are set at £4m (Four Million Pounds) @ 1st April 2019 (AVD) for the RCG 2021 Publication. | - | - | 2 | TRUE
2923 | STH018 | 8905 | STH018 | Hotel fit outs | Bedrooms | 5 star | - | - | - | Location Adjustment Applicable (See Guidance Notes) - ERC = UK mean of 1.00 | (BEAMS Note 2) The ERC for this item should be added to all other rateable items on the hereditament (except land). Therefore the total of the ERC of the other Building Items and the P&M ERC (where applicable) to enable the correct contract size adjustment to be made. ERC of Building Component + ERC of P&M = Total ERC to which contract size adjustment should be applied. The appropriate % adjustment should be made in accordance with the scale for contract size adjustment specified under section 6 of the RCG 2023 Guidance notes. The currency ERC rates are set at £4m (Four Million Pounds) @ 1st April 2021 (AVD) for the RCG 2023 Publication. | - | - | - | - | - | - | - | - | - | - |  | m2 | - | 2 - LEISURE | Wayne Cox | Anthony Robinson | #N/A | Option 2 | ERROR | 0% | 0 | 0 | 0% | 0% | 0 | 0% | Redirected | Saara Saloranta | VOA_GPN_GOV_UK\7212847 | 2020-10-19 | Low | - | Medium | This appears to be an unused code and the lead valuer, Anthony Robinson, confirmed on 15.09.2020 that no costs are required for hotel fit outs (please see evidence tab for email). | RCG 2021 - rate £16,173 | - | NA | BCIS | 1.55 | (BEAMS Note 2) The ERC for this item should be added to all other rateable items on the hereditament (except land). Therefore the total of the ERC of the other Building Items and the P&M ERC (where applicable) to enable the correct contract size adjustment to be made. ERC of Building Component + ERC of P&M = Total ERC to which contract size adjustment should be applied. The appropriate % adjustment should be made in accordance with the scale for contract size adjustment specified under section 6 of the RCG 2021 Guidance notes. The currency ERC rates are set at £4m (Four Million Pounds) @ 1st April 2019 (AVD) for the RCG 2021 Publication. | - | - | 2 | TRUE
2929 | STN018 | 8911 | STN018 | Hotel fit outs | Fitted furniture | Back of house | 5 star | - | - | Location Adjustment Applicable (See Guidance Notes) - ERC = UK mean of 1.00 | (BEAMS Note 2) The ERC for this item should be added to all other rateable items on the hereditament (except land). Therefore the total of the ERC of the other Building Items and the P&M ERC (where applicable) to enable the correct contract size adjustment to be made. ERC of Building Component + ERC of P&M = Total ERC to which contract size adjustment should be applied. The appropriate % adjustment should be made in accordance with the scale for contract size adjustment specified under section 6 of the RCG 2023 Guidance notes. The currency ERC rates are set at £4m (Four Million Pounds) @ 1st April 2021 (AVD) for the RCG 2023 Publication. | - | - | - | - | - | - | - | - | - | - |  | m2 | - | 2 - LEISURE | Wayne Cox | Anthony Robinson | #N/A | Option 2 | ERROR | 0% | 0 | 0 | 0% | 0% | 0 | 0% | Redirected | Saara Saloranta | VOA_GPN_GOV_UK\7212847 | 2020-10-19 | Low | - | Medium | This appears to be an unused code and the lead valuer, Anthony Robinson, confirmed on 15.09.2020 that no costs are required for hotel fit outs (please see evidence tab for email). | RCG rate 2021 - £231 | - | NA | BCIS | 1.55 | (BEAMS Note 2) The ERC for this item should be added to all other rateable items on the hereditament (except land). Therefore the total of the ERC of the other Building Items and the P&M ERC (where applicable) to enable the correct contract size adjustment to be made. ERC of Building Component + ERC of P&M = Total ERC to which contract size adjustment should be applied. The appropriate % adjustment should be made in accordance with the scale for contract size adjustment specified under section 6 of the RCG 2021 Guidance notes. The currency ERC rates are set at £4m (Four Million Pounds) @ 1st April 2019 (AVD) for the RCG 2021 Publication. | - | - | 2 | TRUE
2928 | STM018 | 8910 | STM018 | Hotel fit outs | Fitted furniture | Front of house | 5 star | - | - | Location Adjustment Applicable (See Guidance Notes) - ERC = UK mean of 1.00 | (BEAMS Note 2) The ERC for this item should be added to all other rateable items on the hereditament (except land). Therefore the total of the ERC of the other Building Items and the P&M ERC (where applicable) to enable the correct contract size adjustment to be made. ERC of Building Component + ERC of P&M = Total ERC to which contract size adjustment should be applied. The appropriate % adjustment should be made in accordance with the scale for contract size adjustment specified under section 6 of the RCG 2023 Guidance notes. The currency ERC rates are set at £4m (Four Million Pounds) @ 1st April 2021 (AVD) for the RCG 2023 Publication. | - | - | - | - | - | - | - | - | - | - |  | m2 | - | 2 - LEISURE | Wayne Cox | Anthony Robinson | #N/A | Option 2 | ERROR | 0% | 0 | 0 | 0% | 0% | 0 | 0% | Redirected | Saara Saloranta | VOA_GPN_GOV_UK\7212847 | 2020-10-19 | Low | - | Medium | This appears to be an unused code and the lead valuer, Anthony Robinson, confirmed on 15.09.2020 that no costs are required for hotel fit outs (please see evidence tab for email). | RCG rate 2021 - £166 | - | NA | BCIS | 1.55 | (BEAMS Note 2) The ERC for this item should be added to all other rateable items on the hereditament (except land). Therefore the total of the ERC of the other Building Items and the P&M ERC (where applicable) to enable the correct contract size adjustment to be made. ERC of Building Component + ERC of P&M = Total ERC to which contract size adjustment should be applied. The appropriate % adjustment should be made in accordance with the scale for contract size adjustment specified under section 6 of the RCG 2021 Guidance notes. The currency ERC rates are set at £4m (Four Million Pounds) @ 1st April 2019 (AVD) for the RCG 2021 Publication. | - | - | 2 | TRUE
2924 | STA018 | 8898 | STA018 | Hotel fit outs | Front of house | 2 star | - | - | - | Location Adjustment Applicable (See Guidance Notes) - ERC = UK mean of 1.00 | (BEAMS Note 2) The ERC for this item should be added to all other rateable items on the hereditament (except land). Therefore the total of the ERC of the other Building Items and the P&M ERC (where applicable) to enable the correct contract size adjustment to be made. ERC of Building Component + ERC of P&M = Total ERC to which contract size adjustment should be applied. The appropriate % adjustment should be made in accordance with the scale for contract size adjustment specified under section 6 of the RCG 2023 Guidance notes. The currency ERC rates are set at £4m (Four Million Pounds) @ 1st April 2021 (AVD) for the RCG 2023 Publication. | - | - | - | - | - | - | - | - | - | - |  | m2 | - | 2 - LEISURE | Wayne Cox | Anthony Robinson | #N/A | Option 2 | ERROR | 0% | 0 | 0 | 0% | 0% | 0 | 0% | Redirected | Saara Saloranta | VOA_GPN_GOV_UK\7212847 | 2020-10-19 | Low | - | Medium | This appears to be an unused code and the lead valuer, Anthony Robinson, confirmed on 15.09.2020 that no costs are required for hotel fit outs (please see evidence tab for email). | RCG2021 rate was £24 | - | NA | BCIS | 1.55 | (BEAMS Note 2) The ERC for this item should be added to all other rateable items on the hereditament (except land). Therefore the total of the ERC of the other Building Items and the P&M ERC (where applicable) to enable the correct contract size adjustment to be made. ERC of Building Component + ERC of P&M = Total ERC to which contract size adjustment should be applied. The appropriate % adjustment should be made in accordance with the scale for contract size adjustment specified under section 6 of the RCG 2021 Guidance notes. The currency ERC rates are set at £4m (Four Million Pounds) @ 1st April 2019 (AVD) for the RCG 2021 Publication. | - | - | 2 | TRUE
2925 | STB018 | 8899 | STB018 | Hotel fit outs | Front of house | 3 star | - | - | - | Location Adjustment Applicable (See Guidance Notes) - ERC = UK mean of 1.00 | (BEAMS Note 2) The ERC for this item should be added to all other rateable items on the hereditament (except land). Therefore the total of the ERC of the other Building Items and the P&M ERC (where applicable) to enable the correct contract size adjustment to be made. ERC of Building Component + ERC of P&M = Total ERC to which contract size adjustment should be applied. The appropriate % adjustment should be made in accordance with the scale for contract size adjustment specified under section 6 of the RCG 2023 Guidance notes. The currency ERC rates are set at £4m (Four Million Pounds) @ 1st April 2021 (AVD) for the RCG 2023 Publication. | - | - | - | - | - | - | - | - | - | - |  | m2 | - | 2 - LEISURE | Wayne Cox | Anthony Robinson | #N/A | Option 2 | ERROR | 0% | 0 | 0 | 0% | 0% | 0 | 0% | Redirected | Saara Saloranta | VOA_GPN_GOV_UK\7212847 | 2020-10-19 | Low | - | Medium | This appears to be an unused code and the lead valuer, Anthony Robinson, confirmed on 15.09.2020 that no costs are required for hotel fit outs (please see evidence tab for email). | RCG 2021 rate £72 | - | NA | BCIS | 1.55 | (BEAMS Note 2) The ERC for this item should be added to all other rateable items on the hereditament (except land). Therefore the total of the ERC of the other Building Items and the P&M ERC (where applicable) to enable the correct contract size adjustment to be made. ERC of Building Component + ERC of P&M = Total ERC to which contract size adjustment should be applied. The appropriate % adjustment should be made in accordance with the scale for contract size adjustment specified under section 6 of the RCG 2021 Guidance notes. The currency ERC rates are set at £4m (Four Million Pounds) @ 1st April 2019 (AVD) for the RCG 2021 Publication. | - | - | 2 | TRUE
2926 | STC018 | 8900 | STC018 | Hotel fit outs | Front of house | 4 star | - | - | - | Location Adjustment Applicable (See Guidance Notes) - ERC = UK mean of 1.00 | (BEAMS Note 2) The ERC for this item should be added to all other rateable items on the hereditament (except land). Therefore the total of the ERC of the other Building Items and the P&M ERC (where applicable) to enable the correct contract size adjustment to be made. ERC of Building Component + ERC of P&M = Total ERC to which contract size adjustment should be applied. The appropriate % adjustment should be made in accordance with the scale for contract size adjustment specified under section 6 of the RCG 2023 Guidance notes. The currency ERC rates are set at £4m (Four Million Pounds) @ 1st April 2021 (AVD) for the RCG 2023 Publication. | - | - | - | - | - | - | - | - | - | - |  | m2 | - | 2 - LEISURE | Wayne Cox | Anthony Robinson | #N/A | Option 2 | ERROR | 0% | 0 | 0 | 0% | 0% | 0 | 0% | Redirected | Saara Saloranta | VOA_GPN_GOV_UK\7212847 | 2020-10-19 | Low | - | Medium | This appears to be an unused code and the lead valuer, Anthony Robinson, confirmed on 15.09.2020 that no costs are required for hotel fit outs (please see evidence tab for email). | RCG 2021 rate £114 | - | NA | BCIS | 1.55 | (BEAMS Note 2) The ERC for this item should be added to all other rateable items on the hereditament (except land). Therefore the total of the ERC of the other Building Items and the P&M ERC (where applicable) to enable the correct contract size adjustment to be made. ERC of Building Component + ERC of P&M = Total ERC to which contract size adjustment should be applied. The appropriate % adjustment should be made in accordance with the scale for contract size adjustment specified under section 6 of the RCG 2021 Guidance notes. The currency ERC rates are set at £4m (Four Million Pounds) @ 1st April 2019 (AVD) for the RCG 2021 Publication. | - | - | 2 | TRUE
2927 | STD018 | 8901 | STD018 | Hotel fit outs | Front of house | 5 star | - | - | - | Location Adjustment Applicable (See Guidance Notes) - ERC = UK mean of 1.00 | (BEAMS Note 2) The ERC for this item should be added to all other rateable items on the hereditament (except land). Therefore the total of the ERC of the other Building Items and the P&M ERC (where applicable) to enable the correct contract size adjustment to be made. ERC of Building Component + ERC of P&M = Total ERC to which contract size adjustment should be applied. The appropriate % adjustment should be made in accordance with the scale for contract size adjustment specified under section 6 of the RCG 2023 Guidance notes. The currency ERC rates are set at £4m (Four Million Pounds) @ 1st April 2021 (AVD) for the RCG 2023 Publication. | - | - | - | - | - | - | - | - | - | - |  | m2 | - | 2 - LEISURE | Wayne Cox | Anthony Robinson | #N/A | Option 2 | ERROR | 0% | 0 | 0 | 0% | 0% | 0 | 0% | Redirected | Saara Saloranta | VOA_GPN_GOV_UK\7212847 | 2020-10-19 | Low | - | Medium | This appears to be an unused code and the lead valuer, Anthony Robinson, confirmed on 15.09.2020 that no costs are required for hotel fit outs (please see evidence tab for email). | RCG 2021 rate £157 | - | NA | BCIS | 1.55 | (BEAMS Note 2) The ERC for this item should be added to all other rateable items on the hereditament (except land). Therefore the total of the ERC of the other Building Items and the P&M ERC (where applicable) to enable the correct contract size adjustment to be made. ERC of Building Component + ERC of P&M = Total ERC to which contract size adjustment should be applied. The appropriate % adjustment should be made in accordance with the scale for contract size adjustment specified under section 6 of the RCG 2021 Guidance notes. The currency ERC rates are set at £4m (Four Million Pounds) @ 1st April 2019 (AVD) for the RCG 2021 Publication. | - | - | 2 | TRUE
2930 | STS018 | 3681 | STS018 | Hotel fit outs | Subject to scheme | - | - | - | - | Location Adjustment Applicable (See Guidance Notes) - ERC = UK mean of 1.00 | (BEAMS Note 2) The ERC for this item should be added to all other rateable items on the hereditament (except land). Therefore the total of the ERC of the other Building Items and the P&M ERC (where applicable) to enable the correct contract size adjustment to be made. ERC of Building Component + ERC of P&M = Total ERC to which contract size adjustment should be applied. The appropriate % adjustment should be made in accordance with the scale for contract size adjustment specified under section 6 of the RCG 2023 Guidance notes. The currency ERC rates are set at £4m (Four Million Pounds) @ 1st April 2021 (AVD) for the RCG 2023 Publication. | - | - | - | - | - | - | - | - | - | - | STI018, STJ018, STK018, STL018, STE018, STF018, STG018, STH018, STN018, STM018, STA018, STB018, STC018, STD018 | m2 | - | 2 - LEISURE | Wayne Cox | Anthony Robinson | #DIV/0! | Option 2 | ERROR | 0% | 0 | 0 | 0% | 0% | 0 | 0% | STS | Saara Saloranta | VOA_GPN_GOV_UK\7212847 | 2020-10-19 | Low | - | Low | This appears to be an unused code with no cost associated with it in RCG 2021. The lead valuer, Anthony Robinson, confirmed on 15.09.2020 that no costs are required for hotel fit outs (please see evidence tab for email). | - | - | NA | BCIS | 1.55 | (BEAMS Note 2) The ERC for this item should be added to all other rateable items on the hereditament (except land). Therefore the total of the ERC of the other Building Items and the P&M ERC (where applicable) to enable the correct contract size adjustment to be made. ERC of Building Component + ERC of P&M = Total ERC to which contract size adjustment should be applied. The appropriate % adjustment should be made in accordance with the scale for contract size adjustment specified under section 6 of the RCG 2021 Guidance notes. The currency ERC rates are set at £4m (Four Million Pounds) @ 1st April 2019 (AVD) for the RCG 2021 Publication. | - | - | 2 | TRUE
| 212P01 |  | 212P01 | Hydraulic Pumps | Set - small units | <= 23 hp | Total hp of pumps added together | - | - | Considered Not Applicable at time of Publication | (BEAMS Note 1) The ERC for this item should be added to the total of the ERC of the other P&M items on the site and the Buildings ERC (where applicable) to enable the correct contract size adjustment to be made. ERC of P&M Items + ERC of Building Component’s = Total ERC (net figure rateable items only) to which contract size adjustment should be applied The 2023 Generic Contractors Test Spreadsheet has this facility built into the programme - it is recommended you undertake all contractors test valuations using this spreadsheet. (Details on the application of contract size adjustments can be found in the RCG 2023 Guidance notes). Where RV is calculated using the comparative method (rental method) the contract size adjustment should be made as follows: Select - SCAT code box ""P and M as an addition” within the 2023 Generic Contractors Test Spreadsheet facility. Or Where the spreadsheet is not used take the: Reciprocal of statutory de-capitalisation rate (i.e. 5% reciprocal = 20) multiply by rateable value of the buildings (before any overall end allowances are made and after making a notional deduction for the land value) and add to the ERC of P&M. Use resultant figure to calculate contract size adjustment. (Guidance Notes - Section 6) | - | - | - | - | - | - | - | - | - | - |  | x hp | - | NA | NA | NA | 1460.6704 | Option 3 | 1587.1926 | 8.662% |  | 0 | -100% | -100% | 1587.1926 | 8.662% | Indexed | NA |  | 2021-09-30 |  |  |  | Indexed from NI RCG2020 | - | - | NA | P&M | NA |  |  |  |  | TRUE
| 212P02 |  | 212P02 | Hydraulic Pumps | Set - small units | <= 17 kW | Total kW of pumps added together | - | - | Considered Not Applicable at time of Publication | (BEAMS Note 1) The ERC for this item should be added to the total of the ERC of the other P&M items on the site and the Buildings ERC (where applicable) to enable the correct contract size adjustment to be made. ERC of P&M Items + ERC of Building Component’s = Total ERC (net figure rateable items only) to which contract size adjustment should be applied The 2023 Generic Contractors Test Spreadsheet has this facility built into the programme - it is recommended you undertake all contractors test valuations using this spreadsheet. (Details on the application of contract size adjustments can be found in the RCG 2023 Guidance notes). Where RV is calculated using the comparative method (rental method) the contract size adjustment should be made as follows: Select - SCAT code box ""P and M as an addition” within the 2023 Generic Contractors Test Spreadsheet facility. Or Where the spreadsheet is not used take the: Reciprocal of statutory de-capitalisation rate (i.e. 5% reciprocal = 20) multiply by rateable value of the buildings (before any overall end allowances are made and after making a notional deduction for the land value) and add to the ERC of P&M. Use resultant figure to calculate contract size adjustment. (Guidance Notes - Section 6) | - | - | - | - | - | - | - | - | - | - |  | x kW | - | NA | NA | NA | 1957.2019 | Option 3 | 2126.7333 | 8.662% |  | 0 | -100% | -100% | 2126.7333 | 8.662% | Indexed | NA |  | 2021-09-30 |  |  |  | Indexed from NI RCG2020 | - | - | NA | P&M | NA |  |  |  |  | TRUE
| 212P50 |  | 212P50 | Hydraulic Pumps | General Industrial Application | Hydraulic Set on a Skid - assume 3 motors | Size of main motors on skid | 37 kW | - | Considered Not Applicable at time of Publication | (BEAMS Note 1) The ERC for this item should be added to the total of the ERC of the other P&M items on the site and the Buildings ERC (where applicable) to enable the correct contract size adjustment to be made. ERC of P&M Items + ERC of Building Component’s = Total ERC (net figure rateable items only) to which contract size adjustment should be applied The 2023 Generic Contractors Test Spreadsheet has this facility built into the programme - it is recommended you undertake all contractors test valuations using this spreadsheet. (Details on the application of contract size adjustments can be found in the RCG 2023 Guidance notes). Where RV is calculated using the comparative method (rental method) the contract size adjustment should be made as follows: Select - SCAT code box ""P and M as an addition” within the 2023 Generic Contractors Test Spreadsheet facility. Or Where the spreadsheet is not used take the: Reciprocal of statutory de-capitalisation rate (i.e. 5% reciprocal = 20) multiply by rateable value of the buildings (before any overall end allowances are made and after making a notional deduction for the land value) and add to the ERC of P&M. Use resultant figure to calculate contract size adjustment. (Guidance Notes - Section 6) | - | - | - | - | - | - | - | - | - | - |  | each | - | NA | NA | NA | 122927.7083 | Option 3 | 133575.6129 | 8.662% |  | 0 | -100% | -100% | 133575.6129 | 8.662% | Indexed | NA |  | 2021-09-30 |  |  |  | Indexed from NI RCG2020 | - | - | NA | P&M | NA |  |  |  |  | TRUE
| 212P51 |  | 212P51 | Hydraulic Pumps | General Industrial Application | Hydraulic Set on a Skid - assume 3 motors | Size of main motors on skid | 45 kW | - | Considered Not Applicable at time of Publication | (BEAMS Note 1) The ERC for this item should be added to the total of the ERC of the other P&M items on the site and the Buildings ERC (where applicable) to enable the correct contract size adjustment to be made. ERC of P&M Items + ERC of Building Component’s = Total ERC (net figure rateable items only) to which contract size adjustment should be applied The 2023 Generic Contractors Test Spreadsheet has this facility built into the programme - it is recommended you undertake all contractors test valuations using this spreadsheet. (Details on the application of contract size adjustments can be found in the RCG 2023 Guidance notes). Where RV is calculated using the comparative method (rental method) the contract size adjustment should be made as follows: Select - SCAT code box ""P and M as an addition” within the 2023 Generic Contractors Test Spreadsheet facility. Or Where the spreadsheet is not used take the: Reciprocal of statutory de-capitalisation rate (i.e. 5% reciprocal = 20) multiply by rateable value of the buildings (before any overall end allowances are made and after making a notional deduction for the land value) and add to the ERC of P&M. Use resultant figure to calculate contract size adjustment. (Guidance Notes - Section 6) | - | - | - | - | - | - | - | - | - | - |  | each | - | NA | NA | NA | 132569.0972 | Option 3 | 144052.1316 | 8.662% |  | 0 | -100% | -100% | 144052.1316 | 8.662% | Indexed | NA |  | 2021-09-30 |  |  |  | Indexed from NI RCG2020 | - | - | NA | P&M | NA |  |  |  |  | TRUE
| 212P52 |  | 212P52 | Hydraulic Pumps | General Industrial Application | Hydraulic Set on a Skid - assume 3 motors | Size of main motors on skid | 55 kW | - | Considered Not Applicable at time of Publication | (BEAMS Note 1) The ERC for this item should be added to the total of the ERC of the other P&M items on the site and the Buildings ERC (where applicable) to enable the correct contract size adjustment to be made. ERC of P&M Items + ERC of Building Component’s = Total ERC (net figure rateable items only) to which contract size adjustment should be applied The 2023 Generic Contractors Test Spreadsheet has this facility built into the programme - it is recommended you undertake all contractors test valuations using this spreadsheet. (Details on the application of contract size adjustments can be found in the RCG 2023 Guidance notes). Where RV is calculated using the comparative method (rental method) the contract size adjustment should be made as follows: Select - SCAT code box ""P and M as an addition” within the 2023 Generic Contractors Test Spreadsheet facility. Or Where the spreadsheet is not used take the: Reciprocal of statutory de-capitalisation rate (i.e. 5% reciprocal = 20) multiply by rateable value of the buildings (before any overall end allowances are made and after making a notional deduction for the land value) and add to the ERC of P&M. Use resultant figure to calculate contract size adjustment. (Guidance Notes - Section 6) | - | - | - | - | - | - | - | - | - | - |  | each | - | NA | NA | NA | 141005.3125 | Option 3 | 153219.0854 | 8.662% |  | 0 | -100% | -100% | 153219.0854 | 8.662% | Indexed | NA |  | 2021-09-30 |  |  |  | Indexed from NI RCG2020 | - | - | NA | P&M | NA |  |  |  |  | TRUE
| 212P53 |  | 212P53 | Hydraulic Pumps | General Industrial Application | Hydraulic Set on a Skid - assume 3 motors | Size of main motors on skid | 75kW | - | Considered Not Applicable at time of Publication | (BEAMS Note 1) The ERC for this item should be added to the total of the ERC of the other P&M items on the site and the Buildings ERC (where applicable) to enable the correct contract size adjustment to be made. ERC of P&M Items + ERC of Building Component’s = Total ERC (net figure rateable items only) to which contract size adjustment should be applied The 2023 Generic Contractors Test Spreadsheet has this facility built into the programme - it is recommended you undertake all contractors test valuations using this spreadsheet. (Details on the application of contract size adjustments can be found in the RCG 2023 Guidance notes). Where RV is calculated using the comparative method (rental method) the contract size adjustment should be made as follows: Select - SCAT code box ""P and M as an addition” within the 2023 Generic Contractors Test Spreadsheet facility. Or Where the spreadsheet is not used take the: Reciprocal of statutory de-capitalisation rate (i.e. 5% reciprocal = 20) multiply by rateable value of the buildings (before any overall end allowances are made and after making a notional deduction for the land value) and add to the ERC of P&M. Use resultant figure to calculate contract size adjustment. (Guidance Notes - Section 6) | - | - | - | - | - | - | - | - | - | - |  | each | - | NA | NA | NA | 159082.9167 | Option 3 | 172862.5579 | 8.662% |  | 0 | -100% | -100% | 172862.5579 | 8.662% | Indexed | NA |  | 2021-09-30 |  |  |  | Indexed from NI RCG2020 | - | - | NA | P&M | NA |  |  |  |  | TRUE
| 212P54 |  | 212P54 | Hydraulic Pumps | General Industrial Application | Hydraulic Set on a Skid - assume 3 motors | Size of main motors on skid | 100 kW | - | Considered Not Applicable at time of Publication | (BEAMS Note 1) The ERC for this item should be added to the total of the ERC of the other P&M items on the site and the Buildings ERC (where applicable) to enable the correct contract size adjustment to be made. ERC of P&M Items + ERC of Building Component’s = Total ERC (net figure rateable items only) to which contract size adjustment should be applied The 2023 Generic Contractors Test Spreadsheet has this facility built into the programme - it is recommended you undertake all contractors test valuations using this spreadsheet. (Details on the application of contract size adjustments can be found in the RCG 2023 Guidance notes). Where RV is calculated using the comparative method (rental method) the contract size adjustment should be made as follows: Select - SCAT code box ""P and M as an addition” within the 2023 Generic Contractors Test Spreadsheet facility. Or Where the spreadsheet is not used take the: Reciprocal of statutory de-capitalisation rate (i.e. 5% reciprocal = 20) multiply by rateable value of the buildings (before any overall end allowances are made and after making a notional deduction for the land value) and add to the ERC of P&M. Use resultant figure to calculate contract size adjustment. (Guidance Notes - Section 6) | - | - | - | - | - | - | - | - | - | - |  | each | - | NA | NA | NA | 198853.6458 | Option 3 | 216078.1974 | 8.662% |  | 0 | -100% | -100% | 216078.1974 | 8.662% | Indexed | NA |  | 2021-09-30 |  |  |  | Indexed from NI RCG2020 | - | - | NA | P&M | NA |  |  |  |  | TRUE
| 212P70 |  | 212P70 | Hydraulic Pumps | General Industrial Application | Hydraulic Set on a Skid | Reinforced flexible mains Pipes | 25mm diam | - | Considered Not Applicable at time of Publication | (BEAMS Note 1) The ERC for this item should be added to the total of the ERC of the other P&M items on the site and the Buildings ERC (where applicable) to enable the correct contract size adjustment to be made. ERC of P&M Items + ERC of Building Component’s = Total ERC (net figure rateable items only) to which contract size adjustment should be applied The 2023 Generic Contractors Test Spreadsheet has this facility built into the programme - it is recommended you undertake all contractors test valuations using this spreadsheet. (Details on the application of contract size adjustments can be found in the RCG 2023 Guidance notes). Where RV is calculated using the comparative method (rental method) the contract size adjustment should be made as follows: Select - SCAT code box ""P and M as an addition” within the 2023 Generic Contractors Test Spreadsheet facility. Or Where the spreadsheet is not used take the: Reciprocal of statutory de-capitalisation rate (i.e. 5% reciprocal = 20) multiply by rateable value of the buildings (before any overall end allowances are made and after making a notional deduction for the land value) and add to the ERC of P&M. Use resultant figure to calculate contract size adjustment. (Guidance Notes - Section 6) | - | - | - | - | - | - | - | - | - | - |  | m | - | NA | NA | NA | 39.7707 | Option 3 | 43.2156 | 8.662% |  | 0 | -100% | -100% | 43.2156 | 8.662% | Indexed | NA |  | 2021-09-30 |  |  |  | Indexed from NI RCG2020 | - | - | NA | P&M | NA |  |  |  |  | TRUE
| 212P71 |  | 212P71 | Hydraulic Pumps | General Industrial Application | Hydraulic Set on a Skid | Reinforced flexible mains Pipes | 50mm diam | - | Considered Not Applicable at time of Publication | (BEAMS Note 1) The ERC for this item should be added to the total of the ERC of the other P&M items on the site and the Buildings ERC (where applicable) to enable the correct contract size adjustment to be made. ERC of P&M Items + ERC of Building Component’s = Total ERC (net figure rateable items only) to which contract size adjustment should be applied The 2023 Generic Contractors Test Spreadsheet has this facility built into the programme - it is recommended you undertake all contractors test valuations using this spreadsheet. (Details on the application of contract size adjustments can be found in the RCG 2023 Guidance notes). Where RV is calculated using the comparative method (rental method) the contract size adjustment should be made as follows: Select - SCAT code box ""P and M as an addition” within the 2023 Generic Contractors Test Spreadsheet facility. Or Where the spreadsheet is not used take the: Reciprocal of statutory de-capitalisation rate (i.e. 5% reciprocal = 20) multiply by rateable value of the buildings (before any overall end allowances are made and after making a notional deduction for the land value) and add to the ERC of P&M. Use resultant figure to calculate contract size adjustment. (Guidance Notes - Section 6) | - | - | - | - | - | - | - | - | - | - |  | m | - | NA | NA | NA | 274.7796 | Option 3 | 298.5808 | 8.662% |  | 0 | -100% | -100% | 298.5808 | 8.662% | Indexed | NA |  | 2021-09-30 |  |  |  | Indexed from NI RCG2020 | - | - | NA | P&M | NA |  |  |  |  | TRUE
| 212P75 |  | 212P75 | Hydraulic Pumps | General Industrial Application | Hydraulic Set on a Skid | Pipe ends (set of two) | 25mm diam | - | Considered Not Applicable at time of Publication | (BEAMS Note 1) The ERC for this item should be added to the total of the ERC of the other P&M items on the site and the Buildings ERC (where applicable) to enable the correct contract size adjustment to be made. ERC of P&M Items + ERC of Building Component’s = Total ERC (net figure rateable items only) to which contract size adjustment should be applied The 2023 Generic Contractors Test Spreadsheet has this facility built into the programme - it is recommended you undertake all contractors test valuations using this spreadsheet. (Details on the application of contract size adjustments can be found in the RCG 2023 Guidance notes). Where RV is calculated using the comparative method (rental method) the contract size adjustment should be made as follows: Select - SCAT code box ""P and M as an addition” within the 2023 Generic Contractors Test Spreadsheet facility. Or Where the spreadsheet is not used take the: Reciprocal of statutory de-capitalisation rate (i.e. 5% reciprocal = 20) multiply by rateable value of the buildings (before any overall end allowances are made and after making a notional deduction for the land value) and add to the ERC of P&M. Use resultant figure to calculate contract size adjustment. (Guidance Notes - Section 6) | - | - | - | - | - | - | - | - | - | - |  | each | - | NA | NA | NA | 78.3363 | Option 3 | 85.1217 | 8.662% |  | 0 | -100% | -100% | 85.1217 | 8.662% | Indexed | NA |  | 2021-09-30 |  |  |  | Indexed from NI RCG2020 | - | - | NA | P&M | NA |  |  |  |  | TRUE
| 212P76 |  | 212P76 | Hydraulic Pumps | General Industrial Application | Hydraulic Set on a Skid | Pipe ends (set of two) | 50mm diam | - | Considered Not Applicable at time of Publication | (BEAMS Note 1) The ERC for this item should be added to the total of the ERC of the other P&M items on the site and the Buildings ERC (where applicable) to enable the correct contract size adjustment to be made. ERC of P&M Items + ERC of Building Component’s = Total ERC (net figure rateable items only) to which contract size adjustment should be applied The 2023 Generic Contractors Test Spreadsheet has this facility built into the programme - it is recommended you undertake all contractors test valuations using this spreadsheet. (Details on the application of contract size adjustments can be found in the RCG 2023 Guidance notes). Where RV is calculated using the comparative method (rental method) the contract size adjustment should be made as follows: Select - SCAT code box ""P and M as an addition” within the 2023 Generic Contractors Test Spreadsheet facility. Or Where the spreadsheet is not used take the: Reciprocal of statutory de-capitalisation rate (i.e. 5% reciprocal = 20) multiply by rateable value of the buildings (before any overall end allowances are made and after making a notional deduction for the land value) and add to the ERC of P&M. Use resultant figure to calculate contract size adjustment. (Guidance Notes - Section 6) | - | - | - | - | - | - | - | - | - | - |  | each | - | NA | NA | NA | 313.3451 | Option 3 | 340.4869 | 8.662% |  | 0 | -100% | -100% | 340.4869 | 8.662% | Indexed | NA |  | 2021-09-30 |  |  |  | Indexed from NI RCG2020 | - | - | NA | P&M | NA |  |  |  |  | TRUE
| 212P80 |  | 212P80 | Hydraulic Pumps | General Industrial Application | Hydraulic Set on a Skid | Accumulators | - | - | Considered Not Applicable at time of Publication | (BEAMS Note 1) The ERC for this item should be added to the total of the ERC of the other P&M items on the site and the Buildings ERC (where applicable) to enable the correct contract size adjustment to be made. ERC of P&M Items + ERC of Building Component’s = Total ERC (net figure rateable items only) to which contract size adjustment should be applied The 2023 Generic Contractors Test Spreadsheet has this facility built into the programme - it is recommended you undertake all contractors test valuations using this spreadsheet. (Details on the application of contract size adjustments can be found in the RCG 2023 Guidance notes). Where RV is calculated using the comparative method (rental method) the contract size adjustment should be made as follows: Select - SCAT code box ""P and M as an addition” within the 2023 Generic Contractors Test Spreadsheet facility. Or Where the spreadsheet is not used take the: Reciprocal of statutory de-capitalisation rate (i.e. 5% reciprocal = 20) multiply by rateable value of the buildings (before any overall end allowances are made and after making a notional deduction for the land value) and add to the ERC of P&M. Use resultant figure to calculate contract size adjustment. (Guidance Notes - Section 6) | - | - | - | - | - | - | - | - | - | - |  | each | - | NA | NA | NA | 0 | Option 2 | 0 | 0% |  | 0 | 0% | 0% | 0 | 0% | Indexed | NA |  | 2021-09-30 |  |  |  | Indexed from NI RCG2020 | - | - | NA | P&M | NA |  |  |  |  | TRUE
| 212P90 |  | 212P90 | Hydraulic Pumps | General Industrial Application | Hydraulic Set on a Skid | With three motors | - | - | Considered Not Applicable at time of Publication | (BEAMS Note 1) The ERC for this item should be added to the total of the ERC of the other P&M items on the site and the Buildings ERC (where applicable) to enable the correct contract size adjustment to be made. ERC of P&M Items + ERC of Building Component’s = Total ERC (net figure rateable items only) to which contract size adjustment should be applied The 2023 Generic Contractors Test Spreadsheet has this facility built into the programme - it is recommended you undertake all contractors test valuations using this spreadsheet. (Details on the application of contract size adjustments can be found in the RCG 2023 Guidance notes). Where RV is calculated using the comparative method (rental method) the contract size adjustment should be made as follows: Select - SCAT code box ""P and M as an addition” within the 2023 Generic Contractors Test Spreadsheet facility. Or Where the spreadsheet is not used take the: Reciprocal of statutory de-capitalisation rate (i.e. 5% reciprocal = 20) multiply by rateable value of the buildings (before any overall end allowances are made and after making a notional deduction for the land value) and add to the ERC of P&M. Use resultant figure to calculate contract size adjustment. (Guidance Notes - Section 6) | - | - | - | - | - | - | - | - | - | - |  | each | - | NA | NA | NA | 162698.4375 | Option 3 | 176791.2524 | 8.662% |  | 0 | -100% | -100% | 176791.2524 | 8.662% | Indexed | NA |  | 2021-09-30 |  |  |  | Indexed from NI RCG2020 | - | - | NA | P&M | NA |  |  |  |  | TRUE
| 212P91 |  | 212P91 | Hydraulic Pumps | General Industrial Application | Hydraulic Set on a Skid | with two motors | - | - | Considered Not Applicable at time of Publication | (BEAMS Note 1) The ERC for this item should be added to the total of the ERC of the other P&M items on the site and the Buildings ERC (where applicable) to enable the correct contract size adjustment to be made. ERC of P&M Items + ERC of Building Component’s = Total ERC (net figure rateable items only) to which contract size adjustment should be applied The 2023 Generic Contractors Test Spreadsheet has this facility built into the programme - it is recommended you undertake all contractors test valuations using this spreadsheet. (Details on the application of contract size adjustments can be found in the RCG 2023 Guidance notes). Where RV is calculated using the comparative method (rental method) the contract size adjustment should be made as follows: Select - SCAT code box ""P and M as an addition” within the 2023 Generic Contractors Test Spreadsheet facility. Or Where the spreadsheet is not used take the: Reciprocal of statutory de-capitalisation rate (i.e. 5% reciprocal = 20) multiply by rateable value of the buildings (before any overall end allowances are made and after making a notional deduction for the land value) and add to the ERC of P&M. Use resultant figure to calculate contract size adjustment. (Guidance Notes - Section 6) | - | - | - | - | - | - | - | - | - | - |  | each | - | NA | NA | NA | 138293.6719 | Option 3 | 150272.5645 | 8.662% |  | 0 | -100% | -100% | 150272.5645 | 8.662% | Indexed | NA |  | 2021-09-30 |  |  |  | Indexed from NI RCG2020 | - | - | NA | P&M | NA |  |  |  |  | TRUE
| 212P92 |  | 212P92 | Hydraulic Pumps | General Industrial Application | Hydraulic Set on a Skid | with one motor | - | - | Considered Not Applicable at time of Publication | (BEAMS Note 1) The ERC for this item should be added to the total of the ERC of the other P&M items on the site and the Buildings ERC (where applicable) to enable the correct contract size adjustment to be made. ERC of P&M Items + ERC of Building Component’s = Total ERC (net figure rateable items only) to which contract size adjustment should be applied The 2023 Generic Contractors Test Spreadsheet has this facility built into the programme - it is recommended you undertake all contractors test valuations using this spreadsheet. (Details on the application of contract size adjustments can be found in the RCG 2023 Guidance notes). Where RV is calculated using the comparative method (rental method) the contract size adjustment should be made as follows: Select - SCAT code box ""P and M as an addition” within the 2023 Generic Contractors Test Spreadsheet facility. Or Where the spreadsheet is not used take the: Reciprocal of statutory de-capitalisation rate (i.e. 5% reciprocal = 20) multiply by rateable value of the buildings (before any overall end allowances are made and after making a notional deduction for the land value) and add to the ERC of P&M. Use resultant figure to calculate contract size adjustment. (Guidance Notes - Section 6) | - | - | - | - | - | - | - | - | - | - |  | each | - | NA | NA | NA | 113888.9062 | Option 3 | 123753.8767 | 8.662% |  | 0 | -100% | -100% | 123753.8767 | 8.662% | Indexed | NA |  | 2021-09-30 |  |  |  | Indexed from NI RCG2020 | - | - | NA | P&M | NA |  |  |  |  | TRUE
2931 | 212P20 | 8045 | 212P20 | Hydraulic pumps | Med - heavy application | Specialist application - location | kW of all motors added together | < 11 kW | Hydraulic Pumps - General Industrial Application Description as a set The general hydraulic set sits on a skid and has a reservoir attached which hold about 16,000 - 20,000 litres of hydraulic fluid. There is usually large 3 motor / pumps each one capable of producing the power required for the activity. The max power for this type of set would be 350 bar. 175 bar is a common general requirement. Of the 3 motors at any time one is in operation, one is running and ready to undertake work and the third is usually at rest or under maintenance. The power output required for these types of units is the output of one motor. i.e. 3 X 55 kW motors the power output required is 55 kW.There are often 2 smaller motor pumps. These pump the coolant through the reservoir and assist in circulating the pressurised hydraulic fluid through the system. The pipes on the skid, electrical controls and computer equipment are included in the costs. Establish what power the " set " requires to produce or take size of on of the main motors. The assumption is in a 3 motor / pump set that each motor is capable of doing the work, one is at rest / maintenance, one is working and the other is ready to take over in case of failure. The motor / pumps are used in rotation. Thus a 3 x 75 kW set means the system requires a maximum of 75 kW to operate it. The relevant cost is the one headed 75 kW.Do not add the 3 x 75 kW motor / pumps together. Costings of hydraulic " sets " used for powering general equipment Specification 3 hydraulic pump powered by electric motors 2 auxiliary motor / pumps 16,000 - 20,000 hydraulic fuel tank electrical power and computer controls with instrumentation pipework and controls ( gauges and meters et cetera ) steel frame ( skid ) | Considered Not Applicable at time of Publication | (BEAMS Note 1) The ERC for this item should be added to the total of the ERC of the other P&M items on the site and the Buildings ERC (where applicable) to enable the correct contract size adjustment to be made. ERC of P&M Items + ERC of Building Component’s = Total ERC (net figure rateable items only) to which contract size adjustment should be applied The 2023 Generic Contractors Test Spreadsheet has this facility built into the programme - it is recommended you undertake all contractors test valuations using this spreadsheet. (Details on the application of contract size adjustments can be found in the RCG 2023 Guidance notes). Where RV is calculated using the comparative method (rental method) the contract size adjustment should be made as follows: Select - SCAT code box ""P and M as an addition” within the 2023 Generic Contractors Test Spreadsheet facility. Or Where the spreadsheet is not used take the: Reciprocal of statutory de-capitalisation rate (i.e. 5% reciprocal = 20) multiply by rateable value of the buildings (before any overall end allowances are made and after making a notional deduction for the land value) and add to the ERC of P&M. Use resultant figure to calculate contract size adjustment. (Guidance Notes - Section 6) | Costing notes: - If there are only 2 main motor / pumps in the set deduct 15% from the figures below If there are more than 3 main motor pumps in the set add 15% per extra motor / pump. Where there are only two motor - pumps the standby / maintenance protection is lessened. The reduced cost is for the cost of the motor - pump and the connections only which would amount to some 15% of the total cost. Where extra motors are required an addition is made of 15% but care must be taken as in a 4 motor - pump set the system operates as normal with 3 pumps and the 4th is used instead of the two smaller auxiliary pumps for coolant circulation and hydraulic fuel control. Single motor pumps should be valued accordingly ( - 30 % from the 3 pump costings ) but care should be exercised in obtaining the exact function of the system and its specification. | Costs are for a " set " and do not include pipes, accumulators or hydraulic piston legs. Costs include additions for delivery, installation and commissioning. Costs have been adjusted for the rating hypothesis that they form part of a whole contract and thus on - costs have been added. Costs include for the two smaller motor / pumps which are for circulating the coolant and drawing back the hydraulic fluid into the main reservoir. Costs are as NEW as at the relevant AVDMotors are 415 v 50 htz @ nominal 1,500 rpm Pressures up to 350 bar | "Main Transmission of Power" Class 1 Table 1 (h) Pumping engines for hydraulic power List of Accessories (viii) instrumentation. Hydraulics used for Power purposes - Class 1 Table 1 (h)Class 1 Table 1 (l) List of Accessories 2 (i) to (viii) | None as this item is a Class 1 Table 1 item | Pipework, Accumulator, Foundations, Settings, Pits. Pipes - main supply pipes The transmission of power through the pipes is an essential part of the operation being undertaken and the pipes are specifically constructed to minimise power loss through their length. They are required to be flexible enough to prevent the need for joints i.e. go round corners, yet be capable of maintaining the pressure required. The end couplings have to be sealed to the pipe and be of specific specification to be capable of withholding pressures. | It is assumed that the item forms part of an "average size industrial, commercial or office complex". Where it would be normal to find more than one item in such a hereditament the ERC stated has been adjusted to reflect any number / quantity, discount. These figures are NOT one off figures. | - | Photo 1 - Electric engine working hydraulic pump. Size of engine essential to calculation of cost. Photo 2 - Large motor unit which usually works several machines | Note: Accumulators and hydraulic fuel tank will be a separate item possibly at some distance from the hydraulic pumps. | 20251 |  | Each | - | NA | NA | NA | 21512.349 | Option 3 | 23375.7323 | 8.662% | 0 | 0 | -100% | -100% | 0 | -100% | Indexed | NA | VOA_GPN_GOV_UK\7246041 | 2019-08-30 | Low | - | Medium | Risk taken from previous CG | - | - | NA | P&M | NA | (BEAMS Note 1) The ERC for this item should be added to the total of the ERC of the other P&M items on the site and the Buildings ERC (where applicable) to enable the correct contract size adjustment to be made. ERC of P&M Items + ERC of Building Component’s = Total ERC (net figure rateable items only) to which contract size adjustment should be applied The 2021 Generic Contractors Test Spreadsheet has this facility built into the programme - it is recommended you undertake all contractors test valuations using this spreadsheet. (Details on the application of contract size adjustments can be found in the RCG 2021 Guidance notes). Where RV is calculated using the comparative method (rental method) the contract size adjustment should be made as follows: Select - SCAT code box "P and M as an addition” within the 2021 Generic Contractors Test Spreadsheet facility. Or Where the spreadsheet is not used take the: Reciprocal of statutory de-capitalisation rate (i.e. 5% reciprocal = 20) multiply by rateable value of the buildings (before any overall end allowances are made and after making a notional deduction for the land value) and add to the ERC of P&M. Use resultant figure to calculate contract size adjustment. (Guidance Notes - Section 6) | Photo 1 - Electric engine working hydraulic pump. Size of engine essential to calculation of cost. Photo 2 - Large motor unit which usually works several machines | Note: Accumulators and hydraulic fuel tank will be a separate item possibly at some distance from the hydraulic pumps. | 1 | TRUE
2932 | 212P21 | 8046 | 212P21 | Hydraulic pumps | Med - heavy application | Specialist application - location | kW of all motors added together | 15kw | Hydraulic Pumps - General Industrial Application Description as a set The general hydraulic set sits on a skid and has a reservoir attached which hold about 16,000 - 20,000 litres of hydraulic fluid. There is usually large 3 motor / pumps each one capable of producing the power required for the activity. The max power for this type of set would be 350 bar. 175 bar is a common general requirement. Of the 3 motors at any time one is in operation, one is running and ready to undertake work and the third is usually at rest or under maintenance. The power output required for these types of units is the output of one motor. i.e. 3 X 55 kW motors the power output required is 55 kW.There are often 2 smaller motor pumps. These pump the coolant through the reservoir and assist in circulating the pressurised hydraulic fluid through the system. The pipes on the skid, electrical controls and computer equipment are included in the costs. Establish what power the " set " requires to produce or take size of on of the main motors. The assumption is in a 3 motor / pump set that each motor is capable of doing the work, one is at rest / maintenance, one is working and the other is ready to take over in case of failure. The motor / pumps are used in rotation. Thus a 3 x 75 kW set means the system requires a maximum of 75 kW to operate it. The relevant cost is the one headed 75 kW.Do not add the 3 x 75 kW motor / pumps together. Costings of hydraulic " sets " used for powering general equipment Specification 3 hydraulic pump powered by electric motors 2 auxiliary motor / pumps 16,000 - 20,000 hydraulic fuel tank electrical power and computer controls with instrumentation pipework and controls ( gauges and meters et cetera ) steel frame ( skid ) | Considered Not Applicable at time of Publication | (BEAMS Note 1) The ERC for this item should be added to the total of the ERC of the other P&M items on the site and the Buildings ERC (where applicable) to enable the correct contract size adjustment to be made. ERC of P&M Items + ERC of Building Component’s = Total ERC (net figure rateable items only) to which contract size adjustment should be applied The 2023 Generic Contractors Test Spreadsheet has this facility built into the programme - it is recommended you undertake all contractors test valuations using this spreadsheet. (Details on the application of contract size adjustments can be found in the RCG 2023 Guidance notes). Where RV is calculated using the comparative method (rental method) the contract size adjustment should be made as follows: Select - SCAT code box ""P and M as an addition” within the 2023 Generic Contractors Test Spreadsheet facility. Or Where the spreadsheet is not used take the: Reciprocal of statutory de-capitalisation rate (i.e. 5% reciprocal = 20) multiply by rateable value of the buildings (before any overall end allowances are made and after making a notional deduction for the land value) and add to the ERC of P&M. Use resultant figure to calculate contract size adjustment. (Guidance Notes - Section 6) | Costing notes: - If there are only 2 main motor / pumps in the set deduct 15% from the figures below If there are more than 3 main motor pumps in the set add 15% per extra motor / pump. Where there are only two motor - pumps the standby / maintenance protection is lessened. The reduced cost is for the cost of the motor - pump and the connections only which would amount to some 15% of the total cost. Where extra motors are required an addition is made of 15% but care must be taken as in a 4 motor - pump set the system operates as normal with 3 pumps and the 4th is used instead of the two smaller auxiliary pumps for coolant circulation and hydraulic fuel control. Single motor pumps should be valued accordingly ( - 30 % from the 3 pump costings ) but care should be exercised in obtaining the exact function of the system and its specification. | Costs are for a " set " and do not include pipes, accumulators or hydraulic piston legs. Costs include additions for delivery, installation and commissioning. Costs have been adjusted for the rating hypothesis that they form part of a whole contract and thus on - costs have been added. Costs include for the two smaller motor / pumps which are for circulating the coolant and drawing back the hydraulic fluid into the main reservoir. Costs are as NEW as at the relevant AVDMotors are 415 v 50 htz @ nominal 1,500 rpm Pressures up to 350 bar | "Main Transmission of Power" Class 1 Table 1 (h) Pumping engines for hydraulic power List of Accessories (viii) instrumentation. Hydraulics used for Power purposes - Class 1 Table 1 (h)Class 1 Table 1 (l) List of Accessories 2 (i) to (viii) | Non as this item is a Class 1 Table 1 item | Pipework, Accumulator, Foundations, Settings, Pits. Pipes - main supply pipes The transmission of power through the pipes is an essential part of the operation being undertaken and the pipes are specifically constructed to minimise power loss through their length. They are required to be flexible enough to prevent the need for joints i.e. go round corners, yet be capable of maintaining the pressure required. The end couplings have to be sealed to the pipe and be of specific specification to be capable of withholding pressures. | It is assumed that the item forms part of an "average size industrial, commercial or office complex". Where it would be normal to find more than one item in such a hereditament the ERC stated has been adjusted to reflect any number / quantity, discount. These figures are NOT one off figures. | - | Photo 1 - Electric engine working hydraulic pump. Size of engine essential to calculation of cost. Photo 2 - Large motor unit which usually works several machines | Note: Accumulators and hydraulic fuel tank will be a separate item possibly at some distance from the hydraulic pumps. | 20251 |  | Each | - | NA | NA | NA | 31756.3247 | Option 3 | 34507.0333 | 8.662% | 0 | 0 | -100% | -100% | 0 | -100% | Indexed | NA | VOA_GPN_GOV_UK\7246041 | 2019-08-30 | Low | - | Medium | Risk taken from previous CG | - | - | NA | P&M | NA | (BEAMS Note 1) The ERC for this item should be added to the total of the ERC of the other P&M items on the site and the Buildings ERC (where applicable) to enable the correct contract size adjustment to be made. ERC of P&M Items + ERC of Building Component’s = Total ERC (net figure rateable items only) to which contract size adjustment should be applied The 2021 Generic Contractors Test Spreadsheet has this facility built into the programme - it is recommended you undertake all contractors test valuations using this spreadsheet. (Details on the application of contract size adjustments can be found in the RCG 2021 Guidance notes). Where RV is calculated using the comparative method (rental method) the contract size adjustment should be made as follows: Select - SCAT code box "P and M as an addition” within the 2021 Generic Contractors Test Spreadsheet facility. Or Where the spreadsheet is not used take the: Reciprocal of statutory de-capitalisation rate (i.e. 5% reciprocal = 20) multiply by rateable value of the buildings (before any overall end allowances are made and after making a notional deduction for the land value) and add to the ERC of P&M. Use resultant figure to calculate contract size adjustment. (Guidance Notes - Section 6) | Photo 1 - Electric engine working hydraulic pump. Size of engine essential to calculation of cost. Photo 2 - Large motor unit which usually works several machines | Note: Accumulators and hydraulic fuel tank will be a separate item possibly at some distance from the hydraulic pumps. | 1 | TRUE
2933 | 212P22 | 8047 | 212P22 | Hydraulic pumps | Med - heavy application | Specialist application - location | kW of all motors added together | 19 kW | Hydraulic Pumps - General Industrial Application Description as a set The general hydraulic set sits on a skid and has a reservoir attached which hold about 16,000 - 20,000 litres of hydraulic fluid. There is usually large 3 motor / pumps each one capable of producing the power required for the activity. The max power for this type of set would be 350 bar. 175 bar is a common general requirement. Of the 3 motors at any time one is in operation, one is running and ready to undertake work and the third is usually at rest or under maintenance. The power output required for these types of units is the output of one motor. i.e. 3 X 55 kW motors the power output required is 55 kW.There are often 2 smaller motor pumps. These pump the coolant through the reservoir and assist in circulating the pressurised hydraulic fluid through the system. The pipes on the skid, electrical controls and computer equipment are included in the costs. Establish what power the " set " requires to produce or take size of on of the main motors. The assumption is in a 3 motor / pump set that each motor is capable of doing the work, one is at rest / maintenance, one is working and the other is ready to take over in case of failure. The motor / pumps are used in rotation. Thus a 3 x 75 kW set means the system requires a maximum of 75 kW to operate it. The relevant cost is the one headed 75 kW.Do not add the 3 x 75 kW motor / pumps together. Costings of hydraulic " sets " used for powering general equipment Specification 3 hydraulic pump powered by electric motors 2 auxiliary motor / pumps 16,000 - 20,000 hydraulic fuel tank electrical power and computer controls with instrumentation pipework and controls ( gauges and meters et cetera ) steel frame ( skid ) | Considered Not Applicable at time of Publication | (BEAMS Note 1) The ERC for this item should be added to the total of the ERC of the other P&M items on the site and the Buildings ERC (where applicable) to enable the correct contract size adjustment to be made. ERC of P&M Items + ERC of Building Component’s = Total ERC (net figure rateable items only) to which contract size adjustment should be applied The 2023 Generic Contractors Test Spreadsheet has this facility built into the programme - it is recommended you undertake all contractors test valuations using this spreadsheet. (Details on the application of contract size adjustments can be found in the RCG 2023 Guidance notes). Where RV is calculated using the comparative method (rental method) the contract size adjustment should be made as follows: Select - SCAT code box ""P and M as an addition” within the 2023 Generic Contractors Test Spreadsheet facility. Or Where the spreadsheet is not used take the: Reciprocal of statutory de-capitalisation rate (i.e. 5% reciprocal = 20) multiply by rateable value of the buildings (before any overall end allowances are made and after making a notional deduction for the land value) and add to the ERC of P&M. Use resultant figure to calculate contract size adjustment. (Guidance Notes - Section 6) | Costing notes: - If there are only 2 main motor / pumps in the set deduct 15% from the figures below If there are more than 3 main motor pumps in the set add 15% per extra motor / pump. Where there are only two motor - pumps the standby / maintenance protection is lessened. The reduced cost is for the cost of the motor - pump and the connections only which would amount to some 15% of the total cost. Where extra motors are required an addition is made of 15% but care must be taken as in a 4 motor - pump set the system operates as normal with 3 pumps and the 4th is used instead of the two smaller auxiliary pumps for coolant circulation and hydraulic fuel control. Single motor pumps should be valued accordingly ( - 30 % from the 3 pump costings ) but care should be exercised in obtaining the exact function of the system and its specification. | Costs are for a " set " and do not include pipes, accumulators or hydraulic piston legs. Costs include additions for delivery, installation and commissioning. Costs have been adjusted for the rating hypothesis that they form part of a whole contract and thus on - costs have been added. Costs include for the two smaller motor / pumps which are for circulating the coolant and drawing back the hydraulic fluid into the main reservoir. Costs are as NEW as at the relevant AVDMotors are 415 v 50 htz @ nominal 1,500 rpm Pressures up to 350 bar | "Main Transmission of Power" Class 1 Table 1 (h) Pumping engines for hydraulic power List of Accessories (viii) instrumentation. Hydraulics used for Power purposes - Class 1 Table 1 (h)Class 1 Table 1 (l) List of Accessories 2 (i) to (viii) | Non as this item is a Class 1 Table 1 item | Pipework, Accumulator, Foundations, Settings, Pits. Pipes - main supply pipes The transmission of power through the pipes is an essential part of the operation being undertaken and the pipes are specifically constructed to minimise power loss through their length. They are required to be flexible enough to prevent the need for joints i.e. go round corners, yet be capable of maintaining the pressure required. The end couplings have to be sealed to the pipe and be of specific specification to be capable of withholding pressures. | It is assumed that the item forms part of an "average size industrial, commercial or office complex". Where it would be normal to find more than one item in such a hereditament the ERC stated has been adjusted to reflect any number / quantity, discount. These figures are NOT one off figures. | - | Photo 1 - Electric engine working hydraulic pump. Size of engine essential to calculation of cost. Photo 2 - Large motor unit which usually works several machines | Note: Accumulators and hydraulic fuel tank will be a separate item possibly at some distance from the hydraulic pumps. | 20251 |  | Each | - | NA | NA | NA | 35371.8455 | Option 3 | 38435.7278 | 8.662% | 0 | 0 | -100% | -100% | 0 | -100% | Indexed | NA | VOA_GPN_GOV_UK\7246041 | 2019-08-30 | Low | - | Medium | Risk taken from previous CG | - | - | NA | P&M | NA | (BEAMS Note 1) The ERC for this item should be added to the total of the ERC of the other P&M items on the site and the Buildings ERC (where applicable) to enable the correct contract size adjustment to be made. ERC of P&M Items + ERC of Building Component’s = Total ERC (net figure rateable items only) to which contract size adjustment should be applied The 2021 Generic Contractors Test Spreadsheet has this facility built into the programme - it is recommended you undertake all contractors test valuations using this spreadsheet. (Details on the application of contract size adjustments can be found in the RCG 2021 Guidance notes). Where RV is calculated using the comparative method (rental method) the contract size adjustment should be made as follows: Select - SCAT code box "P and M as an addition” within the 2021 Generic Contractors Test Spreadsheet facility. Or Where the spreadsheet is not used take the: Reciprocal of statutory de-capitalisation rate (i.e. 5% reciprocal = 20) multiply by rateable value of the buildings (before any overall end allowances are made and after making a notional deduction for the land value) and add to the ERC of P&M. Use resultant figure to calculate contract size adjustment. (Guidance Notes - Section 6) | Photo 1 - Electric engine working hydraulic pump. Size of engine essential to calculation of cost. Photo 2 - Large motor unit which usually works several machines | Note: Accumulators and hydraulic fuel tank will be a separate item possibly at some distance from the hydraulic pumps. | 1 | TRUE
2934 | 212P23 | 8048 | 212P23 | Hydraulic pumps | Med - heavy application | Specialist application - location | kW of all motors added together | 30 kW | Hydraulic Pumps - General Industrial Application Description as a set The general hydraulic set sits on a skid and has a reservoir attached which hold about 16,000 - 20,000 litres of hydraulic fluid. There is usually large 3 motor / pumps each one capable of producing the power required for the activity. The max power for this type of set would be 350 bar. 175 bar is a common general requirement. Of the 3 motors at any time one is in operation, one is running and ready to undertake work and the third is usually at rest or under maintenance. The power output required for these types of units is the output of one motor. i.e. 3 X 55 kW motors the power output required is 55 kW.There are often 2 smaller motor pumps. These pump the coolant through the reservoir and assist in circulating the pressurised hydraulic fluid through the system. The pipes on the skid, electrical controls and computer equipment are included in the costs. Establish what power the " set " requires to produce or take size of on of the main motors. The assumption is in a 3 motor / pump set that each motor is capable of doing the work, one is at rest / maintenance, one is working and the other is ready to take over in case of failure. The motor / pumps are used in rotation. Thus a 3 x 75 kW set means the system requires a maximum of 75 kW to operate it. The relevant cost is the one headed 75 kW.Do not add the 3 x 75 kW motor / pumps together. Costings of hydraulic " sets " used for powering general equipment Specification 3 hydraulic pump powered by electric motors 2 auxiliary motor / pumps 16,000 - 20,000 hydraulic fuel tank electrical power and computer controls with instrumentation pipework and controls ( gauges and meters et cetera ) steel frame ( skid ) | Considered Not Applicable at time of Publication | (BEAMS Note 1) The ERC for this item should be added to the total of the ERC of the other P&M items on the site and the Buildings ERC (where applicable) to enable the correct contract size adjustment to be made. ERC of P&M Items + ERC of Building Component’s = Total ERC (net figure rateable items only) to which contract size adjustment should be applied The 2023 Generic Contractors Test Spreadsheet has this facility built into the programme - it is recommended you undertake all contractors test valuations using this spreadsheet. (Details on the application of contract size adjustments can be found in the RCG 2023 Guidance notes). Where RV is calculated using the comparative method (rental method) the contract size adjustment should be made as follows: Select - SCAT code box ""P and M as an addition” within the 2023 Generic Contractors Test Spreadsheet facility. Or Where the spreadsheet is not used take the: Reciprocal of statutory de-capitalisation rate (i.e. 5% reciprocal = 20) multiply by rateable value of the buildings (before any overall end allowances are made and after making a notional deduction for the land value) and add to the ERC of P&M. Use resultant figure to calculate contract size adjustment. (Guidance Notes - Section 6) | Costing notes: - If there are only 2 main motor / pumps in the set deduct 15% from the figures below If there are more than 3 main motor pumps in the set add 15% per extra motor / pump. Where there are only two motor - pumps the standby / maintenance protection is lessened. The reduced cost is for the cost of the motor - pump and the connections only which would amount to some 15% of the total cost. Where extra motors are required an addition is made of 15% but care must be taken as in a 4 motor - pump set the system operates as normal with 3 pumps and the 4th is used instead of the two smaller auxiliary pumps for coolant circulation and hydraulic fuel control. Single motor pumps should be valued accordingly ( - 30 % from the 3 pump costings ) but care should be exercised in obtaining the exact function of the system and its specification. | Costs are for a " set " and do not include pipes, accumulators or hydraulic piston legs. Costs include additions for delivery, installation and commissioning. Costs have been adjusted for the rating hypothesis that they form part of a whole contract and thus on - costs have been added. Costs include for the two smaller motor / pumps which are for circulating the coolant and drawing back the hydraulic fluid into the main reservoir. Costs are as NEW as at the relevant AVDMotors are 415 v 50 htz @ nominal 1,500 rpm Pressures up to 350 bar | "Main Transmission of Power" Class 1 Table 1 (h) Pumping engines for hydraulic power List of Accessories (viii) instrumentation. Hydraulics used for Power purposes - Class 1 Table 1 (h)Class 1 Table 1 (l) List of Accessories 2 (i) to (viii) | Non as this item is a Class 1 Table 1 item | Pipework, Accumulator, Foundations, Settings, Pits. Pipes - main supply pipes The transmission of power through the pipes is an essential part of the operation being undertaken and the pipes are specifically constructed to minimise power loss through their length. They are required to be flexible enough to prevent the need for joints i.e. go round corners, yet be capable of maintaining the pressure required. The end couplings have to be sealed to the pipe and be of specific specification to be capable of withholding pressures. | It is assumed that the item forms part of an "average size industrial, commercial or office complex". Where it would be normal to find more than one item in such a hereditament the ERC stated has been adjusted to reflect any number / quantity, discount. These figures are NOT one off figures. | - | Photo 1 - Electric engine working hydraulic pump. Size of engine essential to calculation of cost. Photo 2 - Large motor unit which usually works several machines | Note: Accumulators and hydraulic fuel tank will be a separate item possibly at some distance from the hydraulic pumps. | 20251 |  | Each | - | NA | NA | NA | 45796.5972 | Option 3 | 49763.4636 | 8.662% | 0 | 0 | -100% | -100% | 0 | -100% | Indexed | NA | VOA_GPN_GOV_UK\7246041 | 2019-08-30 | Low | - | Medium | Risk taken from previous CG | - | - | NA | P&M | NA | (BEAMS Note 1) The ERC for this item should be added to the total of the ERC of the other P&M items on the site and the Buildings ERC (where applicable) to enable the correct contract size adjustment to be made. ERC of P&M Items + ERC of Building Component’s = Total ERC (net figure rateable items only) to which contract size adjustment should be applied The 2021 Generic Contractors Test Spreadsheet has this facility built into the programme - it is recommended you undertake all contractors test valuations using this spreadsheet. (Details on the application of contract size adjustments can be found in the RCG 2021 Guidance notes). Where RV is calculated using the comparative method (rental method) the contract size adjustment should be made as follows: Select - SCAT code box "P and M as an addition” within the 2021 Generic Contractors Test Spreadsheet facility. Or Where the spreadsheet is not used take the: Reciprocal of statutory de-capitalisation rate (i.e. 5% reciprocal = 20) multiply by rateable value of the buildings (before any overall end allowances are made and after making a notional deduction for the land value) and add to the ERC of P&M. Use resultant figure to calculate contract size adjustment. (Guidance Notes - Section 6) | Photo 1 - Electric engine working hydraulic pump. Size of engine essential to calculation of cost. Photo 2 - Large motor unit which usually works several machines | Note: Accumulators and hydraulic fuel tank will be a separate item possibly at some distance from the hydraulic pumps. | 1 | TRUE
2935 | 212P24 | 8049 | 212P24 | Hydraulic pumps | Med - heavy application | Specialist application - location | kW of all motors added together | 45 kW | Hydraulic Pumps - General Industrial Application Description as a set The general hydraulic set sits on a skid and has a reservoir attached which hold about 16,000 - 20,000 litres of hydraulic fluid. There is usually large 3 motor / pumps each one capable of producing the power required for the activity. The max power for this type of set would be 350 bar. 175 bar is a common general requirement. Of the 3 motors at any time one is in operation, one is running and ready to undertake work and the third is usually at rest or under maintenance. The power output required for these types of units is the output of one motor. i.e. 3 X 55 kW motors the power output required is 55 kW.There are often 2 smaller motor pumps. These pump the coolant through the reservoir and assist in circulating the pressurised hydraulic fluid through the system. The pipes on the skid, electrical controls and computer equipment are included in the costs. Establish what power the " set " requires to produce or take size of on of the main motors. The assumption is in a 3 motor / pump set that each motor is capable of doing the work, one is at rest / maintenance, one is working and the other is ready to take over in case of failure. The motor / pumps are used in rotation. Thus a 3 x 75 kW set means the system requires a maximum of 75 kW to operate it. The relevant cost is the one headed 75 kW.Do not add the 3 x 75 kW motor / pumps together. Costings of hydraulic " sets " used for powering general equipment Specification 3 hydraulic pump powered by electric motors 2 auxiliary motor / pumps 16,000 - 20,000 hydraulic fuel tank electrical power and computer controls with instrumentation pipework and controls ( gauges and meters et cetera ) steel frame ( skid ) | Considered Not Applicable at time of Publication | (BEAMS Note 1) The ERC for this item should be added to the total of the ERC of the other P&M items on the site and the Buildings ERC (where applicable) to enable the correct contract size adjustment to be made. ERC of P&M Items + ERC of Building Component’s = Total ERC (net figure rateable items only) to which contract size adjustment should be applied The 2023 Generic Contractors Test Spreadsheet has this facility built into the programme - it is recommended you undertake all contractors test valuations using this spreadsheet. (Details on the application of contract size adjustments can be found in the RCG 2023 Guidance notes). Where RV is calculated using the comparative method (rental method) the contract size adjustment should be made as follows: Select - SCAT code box ""P and M as an addition” within the 2023 Generic Contractors Test Spreadsheet facility. Or Where the spreadsheet is not used take the: Reciprocal of statutory de-capitalisation rate (i.e. 5% reciprocal = 20) multiply by rateable value of the buildings (before any overall end allowances are made and after making a notional deduction for the land value) and add to the ERC of P&M. Use resultant figure to calculate contract size adjustment. (Guidance Notes - Section 6) | Costing notes: - If there are only 2 main motor / pumps in the set deduct 15% from the figures below If there are more than 3 main motor pumps in the set add 15% per extra motor / pump. Where there are only two motor - pumps the standby / maintenance protection is lessened. The reduced cost is for the cost of the motor - pump and the connections only which would amount to some 15% of the total cost. Where extra motors are required an addition is made of 15% but care must be taken as in a 4 motor - pump set the system operates as normal with 3 pumps and the 4th is used instead of the two smaller auxiliary pumps for coolant circulation and hydraulic fuel control. Single motor pumps should be valued accordingly ( - 30 % from the 3 pump costings ) but care should be exercised in obtaining the exact function of the system and its specification. | Costs are for a " set " and do not include pipes, accumulators or hydraulic piston legs. Costs include additions for delivery, installation and commissioning. Costs have been adjusted for the rating hypothesis that they form part of a whole contract and thus on - costs have been added. Costs include for the two smaller motor / pumps which are for circulating the coolant and drawing back the hydraulic fluid into the main reservoir. Costs are as NEW as at the relevant AVDMotors are 415 v 50 htz @ nominal 1,500 rpm Pressures up to 350 bar | "Main Transmission of Power" Class 1 Table 1 (h) Pumping engines for hydraulic power List of Accessories (viii) instrumentation. Hydraulics used for Power purposes - Class 1 Table 1 (h)Class 1 Table 1 (l) List of Accessories 2 (i) to (viii) | Non as this item is a Class 1 Table 1 item | Pipework, Accumulator, Foundations, Settings, Pits. Pipes - main supply pipes The transmission of power through the pipes is an essential part of the operation being undertaken and the pipes are specifically constructed to minimise power loss through their length. They are required to be flexible enough to prevent the need for joints i.e. go round corners, yet be capable of maintaining the pressure required. The end couplings have to be sealed to the pipe and be of specific specification to be capable of withholding pressures. | It is assumed that the item forms part of an "average size industrial, commercial or office complex". Where it would be normal to find more than one item in such a hereditament the ERC stated has been adjusted to reflect any number / quantity, discount. These figures are NOT one off figures. | - | Photo 1 - Electric engine working hydraulic pump. Size of engine essential to calculation of cost. Photo 2 - Large motor unit which usually works several machines | Note: Accumulators and hydraulic fuel tank will be a separate item possibly at some distance from the hydraulic pumps. | 20251 |  | Each | - | NA | NA | NA | 64597.3056 | Option 3 | 70192.675 | 8.662% | 0 | 0 | -100% | -100% | 0 | -100% | Indexed | NA | VOA_GPN_GOV_UK\7246041 | 2019-08-30 | Low | - | Medium | Risk taken from previous CG | - | - | NA | P&M | NA | (BEAMS Note 1) The ERC for this item should be added to the total of the ERC of the other P&M items on the site and the Buildings ERC (where applicable) to enable the correct contract size adjustment to be made. ERC of P&M Items + ERC of Building Component’s = Total ERC (net figure rateable items only) to which contract size adjustment should be applied The 2021 Generic Contractors Test Spreadsheet has this facility built into the programme - it is recommended you undertake all contractors test valuations using this spreadsheet. (Details on the application of contract size adjustments can be found in the RCG 2021 Guidance notes). Where RV is calculated using the comparative method (rental method) the contract size adjustment should be made as follows: Select - SCAT code box "P and M as an addition” within the 2021 Generic Contractors Test Spreadsheet facility. Or Where the spreadsheet is not used take the: Reciprocal of statutory de-capitalisation rate (i.e. 5% reciprocal = 20) multiply by rateable value of the buildings (before any overall end allowances are made and after making a notional deduction for the land value) and add to the ERC of P&M. Use resultant figure to calculate contract size adjustment. (Guidance Notes - Section 6) | Photo 1 - Electric engine working hydraulic pump. Size of engine essential to calculation of cost. Photo 2 - Large motor unit which usually works several machines | Note: Accumulators and hydraulic fuel tank will be a separate item possibly at some distance from the hydraulic pumps. | 1 | TRUE
2936 | 212P25 | 8050 | 212P25 | Hydraulic pumps | Med - heavy application | Specialist application - location | kW of all motors added together | 57 kW | Hydraulic Pumps - General Industrial Application Description as a set The general hydraulic set sits on a skid and has a reservoir attached which hold about 16,000 - 20,000 litres of hydraulic fluid. There is usually large 3 motor / pumps each one capable of producing the power required for the activity. The max power for this type of set would be 350 bar. 175 bar is a common general requirement. Of the 3 motors at any time one is in operation, one is running and ready to undertake work and the third is usually at rest or under maintenance. The power output required for these types of units is the output of one motor. i.e. 3 X 55 kW motors the power output required is 55 kW.There are often 2 smaller motor pumps. These pump the coolant through the reservoir and assist in circulating the pressurised hydraulic fluid through the system. The pipes on the skid, electrical controls and computer equipment are included in the costs. Establish what power the " set " requires to produce or take size of on of the main motors. The assumption is in a 3 motor / pump set that each motor is capable of doing the work, one is at rest / maintenance, one is working and the other is ready to take over in case of failure. The motor / pumps are used in rotation. Thus a 3 x 75 kW set means the system requires a maximum of 75 kW to operate it. The relevant cost is the one headed 75 kW.Do not add the 3 x 75 kW motor / pumps together. Costings of hydraulic " sets " used for powering general equipment Specification 3 hydraulic pump powered by electric motors 2 auxiliary motor / pumps 16,000 - 20,000 hydraulic fuel tank electrical power and computer controls with instrumentation pipework and controls ( gauges and meters et cetera ) steel frame ( skid ) | Considered Not Applicable at time of Publication | (BEAMS Note 1) The ERC for this item should be added to the total of the ERC of the other P&M items on the site and the Buildings ERC (where applicable) to enable the correct contract size adjustment to be made. ERC of P&M Items + ERC of Building Component’s = Total ERC (net figure rateable items only) to which contract size adjustment should be applied The 2023 Generic Contractors Test Spreadsheet has this facility built into the programme - it is recommended you undertake all contractors test valuations using this spreadsheet. (Details on the application of contract size adjustments can be found in the RCG 2023 Guidance notes). Where RV is calculated using the comparative method (rental method) the contract size adjustment should be made as follows: Select - SCAT code box ""P and M as an addition” within the 2023 Generic Contractors Test Spreadsheet facility. Or Where the spreadsheet is not used take the: Reciprocal of statutory de-capitalisation rate (i.e. 5% reciprocal = 20) multiply by rateable value of the buildings (before any overall end allowances are made and after making a notional deduction for the land value) and add to the ERC of P&M. Use resultant figure to calculate contract size adjustment. (Guidance Notes - Section 6) | Costing notes: - If there are only 2 main motor / pumps in the set deduct 15% from the figures below If there are more than 3 main motor pumps in the set add 15% per extra motor / pump. Where there are only two motor - pumps the standby / maintenance protection is lessened. The reduced cost is for the cost of the motor - pump and the connections only which would amount to some 15% of the total cost. Where extra motors are required an addition is made of 15% but care must be taken as in a 4 motor - pump set the system operates as normal with 3 pumps and the 4th is used instead of the two smaller auxiliary pumps for coolant circulation and hydraulic fuel control. Single motor pumps should be valued accordingly ( - 30 % from the 3 pump costings ) but care should be exercised in obtaining the exact function of the system and its specification. | Costs are for a " set " and do not include pipes, accumulators or hydraulic piston legs. Costs include additions for delivery, installation and commissioning. Costs have been adjusted for the rating hypothesis that they form part of a whole contract and thus on - costs have been added. Costs include for the two smaller motor / pumps which are for circulating the coolant and drawing back the hydraulic fluid into the main reservoir. Costs are as NEW as at the relevant AVDMotors are 415 v 50 htz @ nominal 1,500 rpm Pressures up to 350 bar | "Main Transmission of Power" Class 1 Table 1 (h) Pumping engines for hydraulic power List of Accessories (viii) instrumentation. Hydraulics used for Power purposes - Class 1 Table 1 (h)Class 1 Table 1 (l) List of Accessories 2 (i) to (viii) | Non as this item is a Class 1 Table 1 item | Pipework, Accumulator, Foundations, Settings, Pits. Pipes - main supply pipes The transmission of power through the pipes is an essential part of the operation being undertaken and the pipes are specifically constructed to minimise power loss through their length. They are required to be flexible enough to prevent the need for joints i.e. go round corners, yet be capable of maintaining the pressure required. The end couplings have to be sealed to the pipe and be of specific specification to be capable of withholding pressures. | It is assumed that the item forms part of an "average size industrial, commercial or office complex". Where it would be normal to find more than one item in such a hereditament the ERC stated has been adjusted to reflect any number / quantity, discount. These figures are NOT one off figures. | - | Photo 1 - Electric engine working hydraulic pump. Size of engine essential to calculation of cost. Photo 2 - Large motor unit which usually works several machines | Note: Accumulators and hydraulic fuel tank will be a separate item possibly at some distance from the hydraulic pumps. | 20251 |  | Each | - | NA | NA | NA | 72310.4167 | Option 3 | 78573.89 | 8.662% | 0 | 0 | -100% | -100% | 0 | -100% | Indexed | NA | VOA_GPN_GOV_UK\7246041 | 2019-08-30 | Low | - | Medium | Risk taken from previous CG | - | - | NA | P&M | NA | (BEAMS Note 1) The ERC for this item should be added to the total of the ERC of the other P&M items on the site and the Buildings ERC (where applicable) to enable the correct contract size adjustment to be made. ERC of P&M Items + ERC of Building Component’s = Total ERC (net figure rateable items only) to which contract size adjustment should be applied The 2021 Generic Contractors Test Spreadsheet has this facility built into the programme - it is recommended you undertake all contractors test valuations using this spreadsheet. (Details on the application of contract size adjustments can be found in the RCG 2021 Guidance notes). Where RV is calculated using the comparative method (rental method) the contract size adjustment should be made as follows: Select - SCAT code box "P and M as an addition” within the 2021 Generic Contractors Test Spreadsheet facility. Or Where the spreadsheet is not used take the: Reciprocal of statutory de-capitalisation rate (i.e. 5% reciprocal = 20) multiply by rateable value of the buildings (before any overall end allowances are made and after making a notional deduction for the land value) and add to the ERC of P&M. Use resultant figure to calculate contract size adjustment. (Guidance Notes - Section 6) | Photo 1 - Electric engine working hydraulic pump. Size of engine essential to calculation of cost. Photo 2 - Large motor unit which usually works several machines | Note: Accumulators and hydraulic fuel tank will be a separate item possibly at some distance from the hydraulic pumps. | 1 | TRUE
2937 | 212P26 | 8051 | 212P26 | Hydraulic pumps | Med - heavy application | Specialist application - location | kW of all motors added together | 75 kW | Hydraulic Pumps - General Industrial Application Description as a set The general hydraulic set sits on a skid and has a reservoir attached which hold about 16,000 - 20,000 litres of hydraulic fluid. There is usually large 3 motor / pumps each one capable of producing the power required for the activity. The max power for this type of set would be 350 bar. 175 bar is a common general requirement. Of the 3 motors at any time one is in operation, one is running and ready to undertake work and the third is usually at rest or under maintenance. The power output required for these types of units is the output of one motor. i.e. 3 X 55 kW motors the power output required is 55 kW.There are often 2 smaller motor pumps. These pump the coolant through the reservoir and assist in circulating the pressurised hydraulic fluid through the system. The pipes on the skid, electrical controls and computer equipment are included in the costs. Establish what power the " set " requires to produce or take size of on of the main motors. The assumption is in a 3 motor / pump set that each motor is capable of doing the work, one is at rest / maintenance, one is working and the other is ready to take over in case of failure. The motor / pumps are used in rotation. Thus a 3 x 75 kW set means the system requires a maximum of 75 kW to operate it. The relevant cost is the one headed 75 kW.Do not add the 3 x 75 kW motor / pumps together. Costings of hydraulic " sets " used for powering general equipment Specification 3 hydraulic pump powered by electric motors 2 auxiliary motor / pumps 16,000 - 20,000 hydraulic fuel tank electrical power and computer controls with instrumentation pipework and controls ( gauges and meters et cetera ) steel frame ( skid ) | Considered Not Applicable at time of Publication | (BEAMS Note 1) The ERC for this item should be added to the total of the ERC of the other P&M items on the site and the Buildings ERC (where applicable) to enable the correct contract size adjustment to be made. ERC of P&M Items + ERC of Building Component’s = Total ERC (net figure rateable items only) to which contract size adjustment should be applied The 2023 Generic Contractors Test Spreadsheet has this facility built into the programme - it is recommended you undertake all contractors test valuations using this spreadsheet. (Details on the application of contract size adjustments can be found in the RCG 2023 Guidance notes). Where RV is calculated using the comparative method (rental method) the contract size adjustment should be made as follows: Select - SCAT code box ""P and M as an addition” within the 2023 Generic Contractors Test Spreadsheet facility. Or Where the spreadsheet is not used take the: Reciprocal of statutory de-capitalisation rate (i.e. 5% reciprocal = 20) multiply by rateable value of the buildings (before any overall end allowances are made and after making a notional deduction for the land value) and add to the ERC of P&M. Use resultant figure to calculate contract size adjustment. (Guidance Notes - Section 6) | Costing notes: - If there are only 2 main motor / pumps in the set deduct 15% from the figures below If there are more than 3 main motor pumps in the set add 15% per extra motor / pump. Where there are only two motor - pumps the standby / maintenance protection is lessened. The reduced cost is for the cost of the motor - pump and the connections only which would amount to some 15% of the total cost. Where extra motors are required an addition is made of 15% but care must be taken as in a 4 motor - pump set the system operates as normal with 3 pumps and the 4th is used instead of the two smaller auxiliary pumps for coolant circulation and hydraulic fuel control. Single motor pumps should be valued accordingly ( - 30 % from the 3 pump costings ) but care should be exercised in obtaining the exact function of the system and its specification. | Costs are for a " set " and do not include pipes, accumulators or hydraulic piston legs. Costs include additions for delivery, installation and commissioning. Costs have been adjusted for the rating hypothesis that they form part of a whole contract and thus on - costs have been added. Costs include for the two smaller motor / pumps which are for circulating the coolant and drawing back the hydraulic fluid into the main reservoir. Costs are as NEW as at the relevant AVDMotors are 415 v 50 htz @ nominal 1,500 rpm Pressures up to 350 bar | "Main Transmission of Power" Class 1 Table 1 (h) Pumping engines for hydraulic power List of Accessories (viii) instrumentation. Hydraulics used for Power purposes - Class 1 Table 1 (h)Class 1 Table 1 (l) List of Accessories 2 (i) to (viii) | Non as this item is a Class 1 Table 1 item | Pipework, Accumulator, Foundations, Settings, Pits. Pipes - main supply pipes The transmission of power through the pipes is an essential part of the operation being undertaken and the pipes are specifically constructed to minimise power loss through their length. They are required to be flexible enough to prevent the need for joints i.e. go round corners, yet be capable of maintaining the pressure required. The end couplings have to be sealed to the pipe and be of specific specification to be capable of withholding pressures. | It is assumed that the item forms part of an "average size industrial, commercial or office complex". Where it would be normal to find more than one item in such a hereditament the ERC stated has been adjusted to reflect any number / quantity, discount. These figures are NOT one off figures. | - | Photo 1 - Electric engine working hydraulic pump. Size of engine essential to calculation of cost. Photo 2 - Large motor unit which usually works several machines | Note: Accumulators and hydraulic fuel tank will be a separate item possibly at some distance from the hydraulic pumps. | 20251 |  | Each | - | NA | NA | NA | 81951.8056 | Option 3 | 89050.4086 | 8.662% | 0 | 0 | -100% | -100% | 0 | -100% | Indexed | NA | VOA_GPN_GOV_UK\7246041 | 2019-08-30 | Low | - | Medium | Risk taken from previous CG | - | - | NA | P&M | NA | (BEAMS Note 1) The ERC for this item should be added to the total of the ERC of the other P&M items on the site and the Buildings ERC (where applicable) to enable the correct contract size adjustment to be made. ERC of P&M Items + ERC of Building Component’s = Total ERC (net figure rateable items only) to which contract size adjustment should be applied The 2021 Generic Contractors Test Spreadsheet has this facility built into the programme - it is recommended you undertake all contractors test valuations using this spreadsheet. (Details on the application of contract size adjustments can be found in the RCG 2021 Guidance notes). Where RV is calculated using the comparative method (rental method) the contract size adjustment should be made as follows: Select - SCAT code box "P and M as an addition” within the 2021 Generic Contractors Test Spreadsheet facility. Or Where the spreadsheet is not used take the: Reciprocal of statutory de-capitalisation rate (i.e. 5% reciprocal = 20) multiply by rateable value of the buildings (before any overall end allowances are made and after making a notional deduction for the land value) and add to the ERC of P&M. Use resultant figure to calculate contract size adjustment. (Guidance Notes - Section 6) | Photo 1 - Electric engine working hydraulic pump. Size of engine essential to calculation of cost. Photo 2 - Large motor unit which usually works several machines | Note: Accumulators and hydraulic fuel tank will be a separate item possibly at some distance from the hydraulic pumps. | 1 | TRUE
2938 | 212P27 | 8183 | 212P27 | Hydraulic pumps | Med - heavy application | Specialist application - location | Kw of all motors added together | 90 kW | Hydraulic Pumps - General Industrial Application Description as a set The general hydraulic set sits on a skid and has a reservoir attached which hold about 16,000 - 20,000 litres of hydraulic fluid. There is usually large 3 motor / pumps each one capable of producing the power required for the activity. The max power for this type of set would be 350 bar. 175 bar is a common general requirement. Of the 3 motors at any time one is in operation, one is running and ready to undertake work and the third is usually at rest or under maintenance. The power output required for these types of units is the output of one motor. i.e. 3 X 55 kW motors the power output required is 55 kW.There are often 2 smaller motor pumps. These pump the coolant through the reservoir and assist in circulating the pressurised hydraulic fluid through the system. The pipes on the skid, electrical controls and computer equipment are included in the costs. Establish what power the " set " requires to produce or take size of on of the main motors. The assumption is in a 3 motor / pump set that each motor is capable of doing the work, one is at rest / maintenance, one is working and the other is ready to take over in case of failure. The motor / pumps are used in rotation. Thus a 3 x 75 kW set means the system requires a maximum of 75 kW to operate it. The relevant cost is the one headed 75 kW.Do not add the 3 x 75 kW motor / pumps together. Costings of hydraulic " sets " used for powering general equipment Specification 3 hydraulic pump powered by electric motors 2 auxiliary motor / pumps 16,000 - 20,000 hydraulic fuel tank electrical power and computer controls with instrumentation pipework and controls ( gauges and meters et cetera ) steel frame ( skid ) | Considered Not Applicable at time of Publication | (BEAMS Note 1) The ERC for this item should be added to the total of the ERC of the other P&M items on the site and the Buildings ERC (where applicable) to enable the correct contract size adjustment to be made. ERC of P&M Items + ERC of Building Component’s = Total ERC (net figure rateable items only) to which contract size adjustment should be applied The 2023 Generic Contractors Test Spreadsheet has this facility built into the programme - it is recommended you undertake all contractors test valuations using this spreadsheet. (Details on the application of contract size adjustments can be found in the RCG 2023 Guidance notes). Where RV is calculated using the comparative method (rental method) the contract size adjustment should be made as follows: Select - SCAT code box ""P and M as an addition” within the 2023 Generic Contractors Test Spreadsheet facility. Or Where the spreadsheet is not used take the: Reciprocal of statutory de-capitalisation rate (i.e. 5% reciprocal = 20) multiply by rateable value of the buildings (before any overall end allowances are made and after making a notional deduction for the land value) and add to the ERC of P&M. Use resultant figure to calculate contract size adjustment. (Guidance Notes - Section 6) | Costing notes: - If there are only 2 main motor / pumps in the set deduct 15% from the figures below If there are more than 3 main motor pumps in the set add 15% per extra motor / pump. Where there are only two motor - pumps the standby / maintenance protection is lessened. The reduced cost is for the cost of the motor - pump and the connections only which would amount to some 15% of the total cost. Where extra motors are required an addition is made of 15% but care must be taken as in a 4 motor - pump set the system operates as normal with 3 pumps and the 4th is used instead of the two smaller auxiliary pumps for coolant circulation and hydraulic fuel control. Single motor pumps should be valued accordingly ( - 30 % from the 3 pump costings ) but care should be exercised in obtaining the exact function of the system and its specification. | Costs are for a " set " and do not include pipes, accumulators or hydraulic piston legs. Costs include additions for delivery, installation and commissioning. Costs have been adjusted for the rating hypothesis that they form part of a whole contract and thus on - costs have been added. Costs include for the two smaller motor / pumps which are for circulating the coolant and drawing back the hydraulic fluid into the main reservoir. Costs are as NEW as at the relevant AVDMotors are 415 v 50 htz @ nominal 1,500 rpm Pressures up to 350 bar | "Main Transmission of Power" Class 1 Table 1 (h) Pumping engines for hydraulic power List of Accessories (viii) instrumentation. Hydraulics used for Power purposes - Class 1 Table 1 (h)Class 1 Table 1 (l) List of Accessories 2 (i) to (viii) | Non as this item is a Class 1 Table 1 item | Pipework, Accumulator, Foundations, Settings, Pits. Pipes - main supply pipes The transmission of power through the pipes is an essential part of the operation being undertaken and the pipes are specifically constructed to minimise power loss through their length. They are required to be flexible enough to prevent the need for joints i.e. go round corners, yet be capable of maintaining the pressure required. The end couplings have to be sealed to the pipe and be of specific specification to be capable of withholding pressures. | It is assumed that the item forms part of an "average size industrial, commercial or office complex". Where it would be normal to find more than one item in such a hereditament the ERC stated has been adjusted to reflect any number / quantity, discount. These figures are NOT one off figures. | - | Photo 1 - Electric engine working hydraulic pump. Size of engine essential to calculation of cost. Photo 2 - Large motor unit which usually works several machines | Note: Accumulators and hydraulic fuel tank will be a separate item possibly at some distance from the hydraulic pumps. | 20251 |  | Each | - | NA | NA | NA | 91593.1944 | Option 3 | 99526.9273 | 8.662% | 0 | 0 | -100% | -100% | 0 | -100% | Indexed | NA | VOA_GPN_GOV_UK\7246041 | 2019-08-30 | Low | - | Medium | Risk taken from previous CG | - | - | NA | P&M | NA | (BEAMS Note 1) The ERC for this item should be added to the total of the ERC of the other P&M items on the site and the Buildings ERC (where applicable) to enable the correct contract size adjustment to be made. ERC of P&M Items + ERC of Building Component’s = Total ERC (net figure rateable items only) to which contract size adjustment should be applied The 2021 Generic Contractors Test Spreadsheet has this facility built into the programme - it is recommended you undertake all contractors test valuations using this spreadsheet. (Details on the application of contract size adjustments can be found in the RCG 2021 Guidance notes). Where RV is calculated using the comparative method (rental method) the contract size adjustment should be made as follows: Select - SCAT code box "P and M as an addition” within the 2021 Generic Contractors Test Spreadsheet facility. Or Where the spreadsheet is not used take the: Reciprocal of statutory de-capitalisation rate (i.e. 5% reciprocal = 20) multiply by rateable value of the buildings (before any overall end allowances are made and after making a notional deduction for the land value) and add to the ERC of P&M. Use resultant figure to calculate contract size adjustment. (Guidance Notes - Section 6) | Photo 1 - Electric engine working hydraulic pump. Size of engine essential to calculation of cost. Photo 2 - Large motor unit which usually works several machines | Note: Accumulators and hydraulic fuel tank will be a separate item possibly at some distance from the hydraulic pumps. | 1 | TRUE
2939 | 212P28 | 8052 | 212P28 | Hydraulic pumps | Med - heavy application | Specialist application - location | kW of all motors added together | 110/132 kW | Hydraulic Pumps - General Industrial Application Description as a set The general hydraulic set sits on a skid and has a reservoir attached which hold about 16,000 - 20,000 litres of hydraulic fluid. There is usually large 3 motor / pumps each one capable of producing the power required for the activity. The max power for this type of set would be 350 bar. 175 bar is a common general requirement. Of the 3 motors at any time one is in operation, one is running and ready to undertake work and the third is usually at rest or under maintenance. The power output required for these types of units is the output of one motor. i.e. 3 X 55 kW motors the power output required is 55 kW.There are often 2 smaller motor pumps. These pump the coolant through the reservoir and assist in circulating the pressurised hydraulic fluid through the system. The pipes on the skid, electrical controls and computer equipment are included in the costs. Establish what power the " set " requires to produce or take size of on of the main motors. The assumption is in a 3 motor / pump set that each motor is capable of doing the work, one is at rest / maintenance, one is working and the other is ready to take over in case of failure. The motor / pumps are used in rotation. Thus a 3 x 75 kW set means the system requires a maximum of 75 kW to operate it. The relevant cost is the one headed 75 kW.Do not add the 3 x 75 kW motor / pumps together. Costings of hydraulic " sets " used for powering general equipment Specification 3 hydraulic pump powered by electric motors 2 auxiliary motor / pumps 16,000 - 20,000 hydraulic fuel tank electrical power and computer controls with instrumentation pipework and controls ( gauges and meters et cetera ) steel frame ( skid ) | Considered Not Applicable at time of Publication | (BEAMS Note 1) The ERC for this item should be added to the total of the ERC of the other P&M items on the site and the Buildings ERC (where applicable) to enable the correct contract size adjustment to be made. ERC of P&M Items + ERC of Building Component’s = Total ERC (net figure rateable items only) to which contract size adjustment should be applied The 2023 Generic Contractors Test Spreadsheet has this facility built into the programme - it is recommended you undertake all contractors test valuations using this spreadsheet. (Details on the application of contract size adjustments can be found in the RCG 2023 Guidance notes). Where RV is calculated using the comparative method (rental method) the contract size adjustment should be made as follows: Select - SCAT code box ""P and M as an addition” within the 2023 Generic Contractors Test Spreadsheet facility. Or Where the spreadsheet is not used take the: Reciprocal of statutory de-capitalisation rate (i.e. 5% reciprocal = 20) multiply by rateable value of the buildings (before any overall end allowances are made and after making a notional deduction for the land value) and add to the ERC of P&M. Use resultant figure to calculate contract size adjustment. (Guidance Notes - Section 6) | Costing notes: - If there are only 2 main motor / pumps in the set deduct 15% from the figures below If there are more than 3 main motor pumps in the set add 15% per extra motor / pump. Where there are only two motor - pumps the standby / maintenance protection is lessened. The reduced cost is for the cost of the motor - pump and the connections only which would amount to some 15% of the total cost. Where extra motors are required an addition is made of 15% but care must be taken as in a 4 motor - pump set the system operates as normal with 3 pumps and the 4th is used instead of the two smaller auxiliary pumps for coolant circulation and hydraulic fuel control. Single motor pumps should be valued accordingly ( - 30 % from the 3 pump costings ) but care should be exercised in obtaining the exact function of the system and its specification. | Costs are for a " set " and do not include pipes, accumulators or hydraulic piston legs. Costs include additions for delivery, installation and commissioning. Costs have been adjusted for the rating hypothesis that they form part of a whole contract and thus on - costs have been added. Costs include for the two smaller motor / pumps which are for circulating the coolant and drawing back the hydraulic fluid into the main reservoir. Costs are as NEW as at the relevant AVDMotors are 415 v 50 htz @ nominal 1,500 rpm Pressures up to 350 bar | "Main Transmission of Power" Class 1 Table 1 (h) Pumping engines for hydraulic power List of Accessories (viii) instrumentation. Hydraulics used for Power purposes - Class 1 Table 1 (h)Class 1 Table 1 (l) List of Accessories 2 (i) to (viii) | Non as this item is a Class 1 Table 1 item | Pipework, Accumulator, Foundations, Settings, Pits. Pipes - main supply pipes The transmission of power through the pipes is an essential part of the operation being undertaken and the pipes are specifically constructed to minimise power loss through their length. They are required to be flexible enough to prevent the need for joints i.e. go round corners, yet be capable of maintaining the pressure required. The end couplings have to be sealed to the pipe and be of specific specification to be capable of withholding pressures. | It is assumed that the item forms part of an "average size industrial, commercial or office complex". Where it would be normal to find more than one item in such a hereditament the ERC stated has been adjusted to reflect any number / quantity, discount. These figures are NOT one off figures. | - | Photo 1 - Electric engine working hydraulic pump. Size of engine essential to calculation of cost. Photo 2 - Large motor unit which usually works several machines | Note: Accumulators and hydraulic fuel tank will be a separate item possibly at some distance from the hydraulic pumps. | 20251 |  | Each | - | NA | NA | NA | 94003.5417 | Option 3 | 102146.0569 | 8.662% | 0 | 0 | -100% | -100% | 0 | -100% | Indexed | NA | VOA_GPN_GOV_UK\7246041 | 2019-08-30 | Low | - | Medium | Risk taken from previous CG | - | - | NA | P&M | NA | (BEAMS Note 1) The ERC for this item should be added to the total of the ERC of the other P&M items on the site and the Buildings ERC (where applicable) to enable the correct contract size adjustment to be made. ERC of P&M Items + ERC of Building Component’s = Total ERC (net figure rateable items only) to which contract size adjustment should be applied The 2021 Generic Contractors Test Spreadsheet has this facility built into the programme - it is recommended you undertake all contractors test valuations using this spreadsheet. (Details on the application of contract size adjustments can be found in the RCG 2021 Guidance notes). Where RV is calculated using the comparative method (rental method) the contract size adjustment should be made as follows: Select - SCAT code box "P and M as an addition” within the 2021 Generic Contractors Test Spreadsheet facility. Or Where the spreadsheet is not used take the: Reciprocal of statutory de-capitalisation rate (i.e. 5% reciprocal = 20) multiply by rateable value of the buildings (before any overall end allowances are made and after making a notional deduction for the land value) and add to the ERC of P&M. Use resultant figure to calculate contract size adjustment. (Guidance Notes - Section 6) | Photo 1 - Electric engine working hydraulic pump. Size of engine essential to calculation of cost. Photo 2 - Large motor unit which usually works several machines | Note: Accumulators and hydraulic fuel tank will be a separate item possibly at some distance from the hydraulic pumps. | 1 | TRUE
2940 | 212P29 | 8053 | 212P29 | Hydraulic pumps | Med - heavy application | Specialist application - location | kW of all motors added together | 200 kW | Hydraulic Pumps - General Industrial Application Description as a set The general hydraulic set sits on a skid and has a reservoir attached which hold about 16,000 - 20,000 litres of hydraulic fluid. There is usually large 3 motor / pumps each one capable of producing the power required for the activity. The max power for this type of set would be 350 bar. 175 bar is a common general requirement. Of the 3 motors at any time one is in operation, one is running and ready to undertake work and the third is usually at rest or under maintenance. The power output required for these types of units is the output of one motor. i.e. 3 X 55 kW motors the power output required is 55 kW.There are often 2 smaller motor pumps. These pump the coolant through the reservoir and assist in circulating the pressurised hydraulic fluid through the system. The pipes on the skid, electrical controls and computer equipment are included in the costs. Establish what power the " set " requires to produce or take size of on of the main motors. The assumption is in a 3 motor / pump set that each motor is capable of doing the work, one is at rest / maintenance, one is working and the other is ready to take over in case of failure. The motor / pumps are used in rotation. Thus a 3 x 75 kW set means the system requires a maximum of 75 kW to operate it. The relevant cost is the one headed 75 kW.Do not add the 3 x 75 kW motor / pumps together. Costings of hydraulic " sets " used for powering general equipment Specification 3 hydraulic pump powered by electric motors 2 auxiliary motor / pumps 16,000 - 20,000 hydraulic fuel tank electrical power and computer controls with instrumentation pipework and controls ( gauges and meters et cetera ) steel frame ( skid ) | Considered Not Applicable at time of Publication | (BEAMS Note 1) The ERC for this item should be added to the total of the ERC of the other P&M items on the site and the Buildings ERC (where applicable) to enable the correct contract size adjustment to be made. ERC of P&M Items + ERC of Building Component’s = Total ERC (net figure rateable items only) to which contract size adjustment should be applied The 2023 Generic Contractors Test Spreadsheet has this facility built into the programme - it is recommended you undertake all contractors test valuations using this spreadsheet. (Details on the application of contract size adjustments can be found in the RCG 2023 Guidance notes). Where RV is calculated using the comparative method (rental method) the contract size adjustment should be made as follows: Select - SCAT code box ""P and M as an addition” within the 2023 Generic Contractors Test Spreadsheet facility. Or Where the spreadsheet is not used take the: Reciprocal of statutory de-capitalisation rate (i.e. 5% reciprocal = 20) multiply by rateable value of the buildings (before any overall end allowances are made and after making a notional deduction for the land value) and add to the ERC of P&M. Use resultant figure to calculate contract size adjustment. (Guidance Notes - Section 6) | Costing notes: - If there are only 2 main motor / pumps in the set deduct 15% from the figures below If there are more than 3 main motor pumps in the set add 15% per extra motor / pump. Where there are only two motor - pumps the standby / maintenance protection is lessened. The reduced cost is for the cost of the motor - pump and the connections only which would amount to some 15% of the total cost. Where extra motors are required an addition is made of 15% but care must be taken as in a 4 motor - pump set the system operates as normal with 3 pumps and the 4th is used instead of the two smaller auxiliary pumps for coolant circulation and hydraulic fuel control. Single motor pumps should be valued accordingly ( - 30 % from the 3 pump costings ) but care should be exercised in obtaining the exact function of the system and its specification. | Costs are for a " set " and do not include pipes, accumulators or hydraulic piston legs. Costs include additions for delivery, installation and commissioning. Costs have been adjusted for the rating hypothesis that they form part of a whole contract and thus on - costs have been added. Costs include for the two smaller motor / pumps which are for circulating the coolant and drawing back the hydraulic fluid into the main reservoir. Costs are as NEW as at the relevant AVDMotors are 415 v 50 htz @ nominal 1,500 rpm Pressures up to 350 bar | "Main Transmission of Power" Class 1 Table 1 (h) Pumping engines for hydraulic power List of Accessories (viii) instrumentation. Hydraulics used for Power purposes - Class 1 Table 1 (h)Class 1 Table 1 (l) List of Accessories 2 (i) to (viii) | Non as this item is a Class 1 Table 1 item | Pipework, Accumulator, Foundations, Settings, Pits. Pipes - main supply pipes The transmission of power through the pipes is an essential part of the operation being undertaken and the pipes are specifically constructed to minimise power loss through their length. They are required to be flexible enough to prevent the need for joints i.e. go round corners, yet be capable of maintaining the pressure required. The end couplings have to be sealed to the pipe and be of specific specification to be capable of withholding pressures. | It is assumed that the item forms part of an "average size industrial, commercial or office complex". Where it would be normal to find more than one item in such a hereditament the ERC stated has been adjusted to reflect any number / quantity, discount. These figures are NOT one off figures. | - | Photo 1 - Electric engine working hydraulic pump. Size of engine essential to calculation of cost. Photo 2 - Large motor unit which usually works several machines | Note: Accumulators and hydraulic fuel tank will be a separate item possibly at some distance from the hydraulic pumps. | 20251 |  | Each | - | NA | NA | NA | 153057.0486 | Option 3 | 166314.7337 | 8.662% | 0 | 0 | -100% | -100% | 0 | -100% | Indexed | NA | VOA_GPN_GOV_UK\7246041 | 2019-08-30 | Low | - | Medium | Risk taken from previous CG | - | - | NA | P&M | NA | (BEAMS Note 1) The ERC for this item should be added to the total of the ERC of the other P&M items on the site and the Buildings ERC (where applicable) to enable the correct contract size adjustment to be made. ERC of P&M Items + ERC of Building Component’s = Total ERC (net figure rateable items only) to which contract size adjustment should be applied The 2021 Generic Contractors Test Spreadsheet has this facility built into the programme - it is recommended you undertake all contractors test valuations using this spreadsheet. (Details on the application of contract size adjustments can be found in the RCG 2021 Guidance notes). Where RV is calculated using the comparative method (rental method) the contract size adjustment should be made as follows: Select - SCAT code box "P and M as an addition” within the 2021 Generic Contractors Test Spreadsheet facility. Or Where the spreadsheet is not used take the: Reciprocal of statutory de-capitalisation rate (i.e. 5% reciprocal = 20) multiply by rateable value of the buildings (before any overall end allowances are made and after making a notional deduction for the land value) and add to the ERC of P&M. Use resultant figure to calculate contract size adjustment. (Guidance Notes - Section 6) | Photo 1 - Electric engine working hydraulic pump. Size of engine essential to calculation of cost. Photo 2 - Large motor unit which usually works several machines | Note: Accumulators and hydraulic fuel tank will be a separate item possibly at some distance from the hydraulic pumps. | 1 | TRUE
2941 | 212P102 | 8922 | 212P102 | Hydraulic pumps | Pump set | 110kW | kW rating of main motor | - | For the purposes of this guide a typical hydraulic set sits on a skid and has a reservoir for hydraulic fluid, there are usually 3 motor / pump units each one capable of producing the power required, the set will have manifolds and valves and is generally positioned near the machinery using the hydraulic power. The maximum pressure for this type of set would be 350 bar, although typically 145 to 250 bar is more commonly found as normal working pressure. The guide costs represent a set with 3 main motors and these may either be used individually or run together. A set can have 2 smaller motor pumps for circulating coolant through the reservoir and assist in circulating the pressurised hydraulic fluid through the system. The pipes on the skid, electrical controls, computer equipment along with a nominal amount for any accumulators and any pipework connecting the set to the hydraulically operated plant. The costings are per kW of motor power and the power of the largest main motor should be recorded and used to find the guide cost, it is not necessary to add together the kW of any additional motors. | Considered Not Applicable at time of Publication | (BEAMS Note 1) The ERC for this item should be added to the total of the ERC of the other P&M items on the site and the Buildings ERC (where applicable) to enable the correct contract size adjustment to be made. ERC of P&M Items + ERC of Building Component’s = Total ERC (net figure rateable items only) to which contract size adjustment should be applied The 2023 Generic Contractors Test Spreadsheet has this facility built into the programme - it is recommended you undertake all contractors test valuations using this spreadsheet. (Details on the application of contract size adjustments can be found in the RCG 2023 Guidance notes). Where RV is calculated using the comparative method (rental method) the contract size adjustment should be made as follows: Select - SCAT code box ""P and M as an addition” within the 2023 Generic Contractors Test Spreadsheet facility. Or Where the spreadsheet is not used take the: Reciprocal of statutory de-capitalisation rate (i.e. 5% reciprocal = 20) multiply by rateable value of the buildings (before any overall end allowances are made and after making a notional deduction for the land value) and add to the ERC of P&M. Use resultant figure to calculate contract size adjustment. (Guidance Notes - Section 6) | Costings are for hydraulic sets used for powering both general industrial and specialist equipment. If the set components are made of stainless steel then add 50% to the guide costs. If the set has only 2 motors deduct 17.5% from the rate and if 1 then deduct 35%. If there are more than 3 main motors add 17.5% for each additional motor. If the set is positioned in a different part of the site well away from the machinery it is operating a further addition needs to be made for the extra pipework. Add 45 per linear metre for 25mm gauge pipe or 310 per linear metre for 50mm gauge (rigid or flexible pipe). Interpolate costs between motor sizes as necessary. | Costs are for a set and nominally include an accumulator and pipework to the hydraulically operated machinery. Costs include additions for delivery, installation and commissioning. Costs have been adjusted for the rating hypothesis that they form part of a whole contract and on-costs have been added. Costs nominally include two smaller motor / pumps which are for circulating the coolant and drawing back the hydraulic fluid into the main reservoir. Costs are as NEW as at the relevant AVD. Motors are 415 v 50Hz @ nominal 1,450 rpm, pressures up to 350 bar | Main Transmission of Power Class 1 Table 1(h) Pumping engines for hydraulic power List of Accessories (viii) instrumentation. Hydraulics used for Power purposes - Class 1 Table 1(h) Class 1 Table 1(l) List of Accessories 2 (i) to (viii) | - | Foundations, Settings, Pits. Pipes - main supply pipes The transmission of power through the pipes is an essential part of the operation being undertaken and the pipes are specifically constructed to minimise power loss through their length. They are required to be flexible enough to negate the need for joints, yet be capable of maintaining the pressure required. The end couplings have to be sealed to the pipe and be of specific specification to be capable of withholding pressures. | It is assumed that the item forms part of an average size industrial, commercial or office complex. Where it would be normal to find more than one item in such a hereditament the ERC stated has been adjusted to reflect any number / quantity, discount. These figures are NOT one off figures. | - | - | - | 20250 | 212P28 | KW | Per kW | NA | NA | NA | #N/A | Option 3 | ERROR | 0% | 845.9961 | 854.3785 | 0% | 0% | 854.3785 | 0% | Indexed | NA | VOA_GPN_GOV_UK\7246041 | 2019-08-30 | Low | - | Medium | Risk taken from previous CG | - | - | NA | P&M | NA | (BEAMS Note 1) The ERC for this item should be added to the total of the ERC of the other P&M items on the site and the Buildings ERC (where applicable) to enable the correct contract size adjustment to be made. ERC of P&M Items + ERC of Building Component’s = Total ERC (net figure rateable items only) to which contract size adjustment should be applied The 2021 Generic Contractors Test Spreadsheet has this facility built into the programme - it is recommended you undertake all contractors test valuations using this spreadsheet. (Details on the application of contract size adjustments can be found in the RCG 2021 Guidance notes). Where RV is calculated using the comparative method (rental method) the contract size adjustment should be made as follows: Select - SCAT code box "P and M as an addition” within the 2021 Generic Contractors Test Spreadsheet facility. Or Where the spreadsheet is not used take the: Reciprocal of statutory de-capitalisation rate (i.e. 5% reciprocal = 20) multiply by rateable value of the buildings (before any overall end allowances are made and after making a notional deduction for the land value) and add to the ERC of P&M. Use resultant figure to calculate contract size adjustment. (Guidance Notes - Section 6) | - | - | 1 | TRUE
2942 | 212P94 | 8914 | 212P94 | Hydraulic pumps | Pump set | 11kW | kW rating of main motor | - | For the purposes of this guide a typical hydraulic set sits on a skid and has a reservoir for hydraulic fluid, there are usually 3 motor / pump units each one capable of producing the power required, the set will have manifolds and valves and is generally positioned near the machinery using the hydraulic power. The maximum pressure for this type of set would be 350 bar, although typically 145 to 250 bar is more commonly found as normal working pressure. The guide costs represent a set with 3 main motors and these may either be used individually or run together. A set can have 2 smaller motor pumps for circulating coolant through the reservoir and assist in circulating the pressurised hydraulic fluid through the system. The pipes on the skid, electrical controls, computer equipment along with a nominal amount for any accumulators and any pipework connecting the set to the hydraulically operated plant. The costings are per kW of motor power and the power of the largest main motor should be recorded and used to find the guide cost, it is not necessary to add together the kW of any additional motors. | Considered Not Applicable at time of Publication | (BEAMS Note 1) The ERC for this item should be added to the total of the ERC of the other P&M items on the site and the Buildings ERC (where applicable) to enable the correct contract size adjustment to be made. ERC of P&M Items + ERC of Building Component’s = Total ERC (net figure rateable items only) to which contract size adjustment should be applied The 2023 Generic Contractors Test Spreadsheet has this facility built into the programme - it is recommended you undertake all contractors test valuations using this spreadsheet. (Details on the application of contract size adjustments can be found in the RCG 2023 Guidance notes). Where RV is calculated using the comparative method (rental method) the contract size adjustment should be made as follows: Select - SCAT code box ""P and M as an addition” within the 2023 Generic Contractors Test Spreadsheet facility. Or Where the spreadsheet is not used take the: Reciprocal of statutory de-capitalisation rate (i.e. 5% reciprocal = 20) multiply by rateable value of the buildings (before any overall end allowances are made and after making a notional deduction for the land value) and add to the ERC of P&M. Use resultant figure to calculate contract size adjustment. (Guidance Notes - Section 6) | Costings are for hydraulic sets used for powering both general industrial and specialist equipment. If the set components are made of stainless steel then add 50% to the guide costs. If the set has only 2 motors deduct 17.5% from the rate and if 1 then deduct 35%. If there are more than 3 main motors add 17.5% for each additional motor. If the set is positioned in a different part of the site well away from the machinery it is operating a further addition needs to be made for the extra pipework. Add 45 per linear metre for 25mm gauge pipe or 310 per linear metre for 50mm gauge (rigid or flexible pipe). Interpolate costs between motor sizes as necessary. | Costs are for a set and nominally include an accumulator and pipework to the hydraulically operated machinery. Costs include additions for delivery, installation and commissioning. Costs have been adjusted for the rating hypothesis that they form part of a whole contract and on-costs have been added. Costs nominally include two smaller motor / pumps which are for circulating the coolant and drawing back the hydraulic fluid into the main reservoir. Costs are as NEW as at the relevant AVD. Motors are 415 v 50Hz @ nominal 1,450 rpm, pressures up to 350 bar | Main Transmission of Power Class 1 Table 1(h) Pumping engines for hydraulic power List of Accessories (viii) instrumentation. Hydraulics used for Power purposes - Class 1 Table 1(h) Class 1 Table 1(l) List of Accessories 2 (i) to (viii) | - | Pipework, Accumulator, Foundations, Settings, Pits. Pipes - main supply pipes The transmission of power through the pipes is an essential part of the operation being undertaken and the pipes are specifically constructed to minimise power loss through their length. They are required to be flexible enough to prevent the need for joints i.e. go round corners, yet be capable of maintaining the pressure required. The end couplings have to be sealed to the pipe and be of specific specification to be capable of withholding pressures. | It is assumed that the item forms part of an average size industrial, commercial or office complex. Where it would be normal to find more than one item in such a hereditament the ERC stated has been adjusted to reflect any number / quantity, discount. These figures are NOT one off figures. | - | This code appear to be new and not found in 2010CG | - | 20250 | 212P20 | KW | Per kW | NA | NA | NA | #N/A | Option 3 | ERROR | 0% | 2300.2703 | 2323.0623 | 0% | 0% | 2323.0623 | 0% | Indexed | NA | VOA_GPN_GOV_UK\7246041 | 2019-08-30 | Low | - | Medium | Risk taken from previous CG | - | - | NA | P&M | NA | (BEAMS Note 1) The ERC for this item should be added to the total of the ERC of the other P&M items on the site and the Buildings ERC (where applicable) to enable the correct contract size adjustment to be made. ERC of P&M Items + ERC of Building Component’s = Total ERC (net figure rateable items only) to which contract size adjustment should be applied The 2021 Generic Contractors Test Spreadsheet has this facility built into the programme - it is recommended you undertake all contractors test valuations using this spreadsheet. (Details on the application of contract size adjustments can be found in the RCG 2021 Guidance notes). Where RV is calculated using the comparative method (rental method) the contract size adjustment should be made as follows: Select - SCAT code box "P and M as an addition” within the 2021 Generic Contractors Test Spreadsheet facility. Or Where the spreadsheet is not used take the: Reciprocal of statutory de-capitalisation rate (i.e. 5% reciprocal = 20) multiply by rateable value of the buildings (before any overall end allowances are made and after making a notional deduction for the land value) and add to the ERC of P&M. Use resultant figure to calculate contract size adjustment. (Guidance Notes - Section 6) | This code appear to be new and not found in 2010CG | - | 1 | TRUE
2943 | 212P103 | 8923 | 212P103 | Hydraulic pumps | Pump set | 125kW | kW rating of main motor | - | For the purposes of this guide a typical hydraulic set sits on a skid and has a reservoir for hydraulic fluid, there are usually 3 motor / pump units each one capable of producing the power required, the set will have manifolds and valves and is generally positioned near the machinery using the hydraulic power. The maximum pressure for this type of set would be 350 bar, although typically 145 to 250 bar is more commonly found as normal working pressure. The guide costs represent a set with 3 main motors and these may either be used individually or run together. A set can have 2 smaller motor pumps for circulating coolant through the reservoir and assist in circulating the pressurised hydraulic fluid through the system. The pipes on the skid, electrical controls, computer equipment along with a nominal amount for any accumulators and any pipework connecting the set to the hydraulically operated plant. The costings are per kW of motor power and the power of the largest main motor should be recorded and used to find the guide cost, it is not necessary to add together the kW of any additional motors. | Considered Not Applicable at time of Publication | (BEAMS Note 1) The ERC for this item should be added to the total of the ERC of the other P&M items on the site and the Buildings ERC (where applicable) to enable the correct contract size adjustment to be made. ERC of P&M Items + ERC of Building Component’s = Total ERC (net figure rateable items only) to which contract size adjustment should be applied The 2023 Generic Contractors Test Spreadsheet has this facility built into the programme - it is recommended you undertake all contractors test valuations using this spreadsheet. (Details on the application of contract size adjustments can be found in the RCG 2023 Guidance notes). Where RV is calculated using the comparative method (rental method) the contract size adjustment should be made as follows: Select - SCAT code box ""P and M as an addition” within the 2023 Generic Contractors Test Spreadsheet facility. Or Where the spreadsheet is not used take the: Reciprocal of statutory de-capitalisation rate (i.e. 5% reciprocal = 20) multiply by rateable value of the buildings (before any overall end allowances are made and after making a notional deduction for the land value) and add to the ERC of P&M. Use resultant figure to calculate contract size adjustment. (Guidance Notes - Section 6) | Costings are for hydraulic sets used for powering both general industrial and specialist equipment. If the set components are made of stainless steel then add 50% to the guide costs. If the set has only 2 motors deduct 17.5% from the rate and if 1 then deduct 35%. If there are more than 3 main motors add 17.5% for each additional motor. If the set is positioned in a different part of the site well away from the machinery it is operating a further addition needs to be made for the extra pipework. Add 45 per linear metre for 25mm gauge pipe or 310 per linear metre for 50mm gauge (rigid or flexible pipe). Interpolate costs between motor sizes as necessary. | Costs are for a set and nominally include an accumulator and pipework to the hydraulically operated machinery. Costs include additions for delivery, installation and commissioning. Costs have been adjusted for the rating hypothesis that they form part of a whole contract and on-costs have been added. Costs nominally include two smaller motor / pumps which are for circulating the coolant and drawing back the hydraulic fluid into the main reservoir. Costs are as NEW as at the relevant AVD. Motors are 415 v 50Hz @ nominal 1,450 rpm, pressures up to 350 bar | Main Transmission of Power Class 1 Table 1(h) Pumping engines for hydraulic power List of Accessories (viii) instrumentation. Hydraulics used for Power purposes - Class 1 Table 1(h) Class 1 Table 1(l) List of Accessories 2 (i) to (viii) | - | Foundations, Settings, Pits. Pipes - main supply pipes The transmission of power through the pipes is an essential part of the operation being undertaken and the pipes are specifically constructed to minimise power loss through their length. They are required to be flexible enough to negate the need for joints, yet be capable of maintaining the pressure required. The end couplings have to be sealed to the pipe and be of specific specification to be capable of withholding pressures. | It is assumed that the item forms part of an average size industrial, commercial or office complex. Where it would be normal to find more than one item in such a hereditament the ERC stated has been adjusted to reflect any number / quantity, discount. These figures are NOT one off figures. | - | - | - | 20250 | 212P29 | KW | Per kW | NA | NA | NA | #N/A | Option 3 | ERROR | 0% | 762.0956 | 769.6468 | 0% | 0% | 769.6468 | 0% | Indexed | NA | VOA_GPN_GOV_UK\7246041 | 2019-08-30 | Low | - | Medium | Risk taken from previous CG | - | - | NA | P&M | NA | (BEAMS Note 1) The ERC for this item should be added to the total of the ERC of the other P&M items on the site and the Buildings ERC (where applicable) to enable the correct contract size adjustment to be made. ERC of P&M Items + ERC of Building Component’s = Total ERC (net figure rateable items only) to which contract size adjustment should be applied The 2021 Generic Contractors Test Spreadsheet has this facility built into the programme - it is recommended you undertake all contractors test valuations using this spreadsheet. (Details on the application of contract size adjustments can be found in the RCG 2021 Guidance notes). Where RV is calculated using the comparative method (rental method) the contract size adjustment should be made as follows: Select - SCAT code box "P and M as an addition” within the 2021 Generic Contractors Test Spreadsheet facility. Or Where the spreadsheet is not used take the: Reciprocal of statutory de-capitalisation rate (i.e. 5% reciprocal = 20) multiply by rateable value of the buildings (before any overall end allowances are made and after making a notional deduction for the land value) and add to the ERC of P&M. Use resultant figure to calculate contract size adjustment. (Guidance Notes - Section 6) | - | - | 1 | TRUE
2944 | 212P95 | 8915 | 212P95 | Hydraulic pumps | Pump set | 15kW | kW rating of main motor | - | For the purposes of this guide a typical hydraulic set sits on a skid and has a reservoir for hydraulic fluid, there are usually 3 motor / pump units each one capable of producing the power required, the set will have manifolds and valves and is generally positioned near the machinery using the hydraulic power. The maximum pressure for this type of set would be 350 bar, although typically 145 to 250 bar is more commonly found as normal working pressure. The guide costs represent a set with 3 main motors and these may either be used individually or run together. A set can have 2 smaller motor pumps for circulating coolant through the reservoir and assist in circulating the pressurised hydraulic fluid through the system. The pipes on the skid, electrical controls, computer equipment along with a nominal amount for any accumulators and any pipework connecting the set to the hydraulically operated plant. The costings are per kW of motor power and the power of the largest main motor should be recorded and used to find the guide cost, it is not necessary to add together the kW of any additional motors. | Considered Not Applicable at time of Publication | (BEAMS Note 1) The ERC for this item should be added to the total of the ERC of the other P&M items on the site and the Buildings ERC (where applicable) to enable the correct contract size adjustment to be made. ERC of P&M Items + ERC of Building Component’s = Total ERC (net figure rateable items only) to which contract size adjustment should be applied The 2023 Generic Contractors Test Spreadsheet has this facility built into the programme - it is recommended you undertake all contractors test valuations using this spreadsheet. (Details on the application of contract size adjustments can be found in the RCG 2023 Guidance notes). Where RV is calculated using the comparative method (rental method) the contract size adjustment should be made as follows: Select - SCAT code box ""P and M as an addition” within the 2023 Generic Contractors Test Spreadsheet facility. Or Where the spreadsheet is not used take the: Reciprocal of statutory de-capitalisation rate (i.e. 5% reciprocal = 20) multiply by rateable value of the buildings (before any overall end allowances are made and after making a notional deduction for the land value) and add to the ERC of P&M. Use resultant figure to calculate contract size adjustment. (Guidance Notes - Section 6) | Costings are for hydraulic sets used for powering both general industrial and specialist equipment. If the set components are made of stainless steel then add 50% to the guide costs. If the set has only 2 motors deduct 17.5% from the rate and if 1 then deduct 35%. If there are more than 3 main motors add 17.5% for each additional motor. If the set is positioned in a different part of the site well away from the machinery it is operating a further addition needs to be made for the extra pipework. Add 45 per linear metre for 25mm gauge pipe or 310 per linear metre for 50mm gauge (rigid or flexible pipe). Interpolate costs between motor sizes as necessary. | Costs are for a set and nominally include an accumulator and pipework to the hydraulically operated machinery. Costs include additions for delivery, installation and commissioning. Costs have been adjusted for the rating hypothesis that they form part of a whole contract and on-costs have been added. Costs nominally include two smaller motor / pumps which are for circulating the coolant and drawing back the hydraulic fluid into the main reservoir. Costs are as NEW as at the relevant AVD. Motors are 415 v 50Hz @ nominal 1,450 rpm, pressures up to 350 bar | Main Transmission of Power Class 1 Table 1(h) Pumping engines for hydraulic power List of Accessories (viii) instrumentation. Hydraulics used for Power purposes - Class 1 Table 1(h) Class 1 Table 1(l) List of Accessories 2 (i) to (viii) | - | Pipework, Accumulator, Foundations, Settings, Pits. Pipes - main supply pipes The transmission of power through the pipes is an essential part of the operation being undertaken and the pipes are specifically constructed to minimise power loss through their length. They are required to be flexible enough to prevent the need for joints i.e. go round corners, yet be capable of maintaining the pressure required. The end couplings have to be sealed to the pipe and be of specific specification to be capable of withholding pressures. | It is assumed that the item forms part of an average size industrial, commercial or office complex. Where it would be normal to find more than one item in such a hereditament the ERC stated has been adjusted to reflect any number / quantity, discount. These figures are NOT one off figures. | - | This code appear to be new and not found in 2010CG | - | 20250 | 212P21 | KW | Per kW | NA | NA | NA | #N/A | Option 3 | ERROR | 0% | 2104.5027 | 2125.3548 | 0% | 0% | 2125.3548 | 0% | Indexed | NA | VOA_GPN_GOV_UK\7246041 | 2019-08-30 | Low | - | Medium | Risk taken from previous CG | - | - | NA | P&M | NA | (BEAMS Note 1) The ERC for this item should be added to the total of the ERC of the other P&M items on the site and the Buildings ERC (where applicable) to enable the correct contract size adjustment to be made. ERC of P&M Items + ERC of Building Component’s = Total ERC (net figure rateable items only) to which contract size adjustment should be applied The 2021 Generic Contractors Test Spreadsheet has this facility built into the programme - it is recommended you undertake all contractors test valuations using this spreadsheet. (Details on the application of contract size adjustments can be found in the RCG 2021 Guidance notes). Where RV is calculated using the comparative method (rental method) the contract size adjustment should be made as follows: Select - SCAT code box "P and M as an addition” within the 2021 Generic Contractors Test Spreadsheet facility. Or Where the spreadsheet is not used take the: Reciprocal of statutory de-capitalisation rate (i.e. 5% reciprocal = 20) multiply by rateable value of the buildings (before any overall end allowances are made and after making a notional deduction for the land value) and add to the ERC of P&M. Use resultant figure to calculate contract size adjustment. (Guidance Notes - Section 6) | This code appear to be new and not found in 2010CG | - | 1 | TRUE
2945 | 212P96 | 8916 | 212P96 | Hydraulic pumps | Pump set | 20kW | kW rating of main motor | - | For the purposes of this guide a typical hydraulic set sits on a skid and has a reservoir for hydraulic fluid, there are usually 3 motor / pump units each one capable of producing the power required, the set will have manifolds and valves and is generally positioned near the machinery using the hydraulic power. The maximum pressure for this type of set would be 350 bar, although typically 145 to 250 bar is more commonly found as normal working pressure. The guide costs represent a set with 3 main motors and these may either be used individually or run together. A set can have 2 smaller motor pumps for circulating coolant through the reservoir and assist in circulating the pressurised hydraulic fluid through the system. The pipes on the skid, electrical controls, computer equipment along with a nominal amount for any accumulators and any pipework connecting the set to the hydraulically operated plant. The costings are per kW of motor power and the power of the largest main motor should be recorded and used to find the guide cost, it is not necessary to add together the kW of any additional motors. | Considered Not Applicable at time of Publication | (BEAMS Note 1) The ERC for this item should be added to the total of the ERC of the other P&M items on the site and the Buildings ERC (where applicable) to enable the correct contract size adjustment to be made. ERC of P&M Items + ERC of Building Component’s = Total ERC (net figure rateable items only) to which contract size adjustment should be applied The 2023 Generic Contractors Test Spreadsheet has this facility built into the programme - it is recommended you undertake all contractors test valuations using this spreadsheet. (Details on the application of contract size adjustments can be found in the RCG 2023 Guidance notes). Where RV is calculated using the comparative method (rental method) the contract size adjustment should be made as follows: Select - SCAT code box ""P and M as an addition” within the 2023 Generic Contractors Test Spreadsheet facility. Or Where the spreadsheet is not used take the: Reciprocal of statutory de-capitalisation rate (i.e. 5% reciprocal = 20) multiply by rateable value of the buildings (before any overall end allowances are made and after making a notional deduction for the land value) and add to the ERC of P&M. Use resultant figure to calculate contract size adjustment. (Guidance Notes - Section 6) | Costings are for hydraulic sets used for powering both general industrial and specialist equipment. If the set components are made of stainless steel then add 50% to the guide costs. If the set has only 2 motors deduct 17.5% from the rate and if 1 then deduct 35%. If there are more than 3 main motors add 17.5% for each additional motor. If the set is positioned in a different part of the site well away from the machinery it is operating a further addition needs to be made for the extra pipework. Add 45 per linear metre for 25mm gauge pipe or 310 per linear metre for 50mm gauge (rigid or flexible pipe). Interpolate costs between motor sizes as necessary. | Costs are for a set and nominally include an accumulator and pipework to the hydraulically operated machinery. Costs include additions for delivery, installation and commissioning. Costs have been adjusted for the rating hypothesis that they form part of a whole contract and on-costs have been added. Costs nominally include two smaller motor / pumps which are for circulating the coolant and drawing back the hydraulic fluid into the main reservoir. Costs are as NEW as at the relevant AVD. Motors are 415 v 50Hz @ nominal 1,450 rpm, pressures up to 350 bar | Main Transmission of Power Class 1 Table 1(h) Pumping engines for hydraulic power List of Accessories (viii) instrumentation. Hydraulics used for Power purposes - Class 1 Table 1(h) Class 1 Table 1(l) List of Accessories 2 (i) to (viii) | - | Pipework, Accumulator, Foundations, Settings, Pits. Pipes - main supply pipes The transmission of power through the pipes is an essential part of the operation being undertaken and the pipes are specifically constructed to minimise power loss through their length. They are required to be flexible enough to prevent the need for joints i.e. go round corners, yet be capable of maintaining the pressure required. The end couplings have to be sealed to the pipe and be of specific specification to be capable of withholding pressures. | It is assumed that the item forms part of an average size industrial, commercial or office complex. Where it would be normal to find more than one item in such a hereditament the ERC stated has been adjusted to reflect any number / quantity, discount. These figures are NOT one off figures. | - | This code appear to be new and not found in 2010CG | - | 20250 | 212P22 | KW | Per kW | NA | NA | NA | #N/A | Option 3 | ERROR | 0% | 1852.8013 | 1871.1596 | 0% | 0% | 1871.1596 | 0% | Indexed | NA | VOA_GPN_GOV_UK\7246041 | 2019-08-30 | Low | - | Medium | Risk taken from previous CG | - | - | NA | P&M | NA | (BEAMS Note 1) The ERC for this item should be added to the total of the ERC of the other P&M items on the site and the Buildings ERC (where applicable) to enable the correct contract size adjustment to be made. ERC of P&M Items + ERC of Building Component’s = Total ERC (net figure rateable items only) to which contract size adjustment should be applied The 2021 Generic Contractors Test Spreadsheet has this facility built into the programme - it is recommended you undertake all contractors test valuations using this spreadsheet. (Details on the application of contract size adjustments can be found in the RCG 2021 Guidance notes). Where RV is calculated using the comparative method (rental method) the contract size adjustment should be made as follows: Select - SCAT code box "P and M as an addition” within the 2021 Generic Contractors Test Spreadsheet facility. Or Where the spreadsheet is not used take the: Reciprocal of statutory de-capitalisation rate (i.e. 5% reciprocal = 20) multiply by rateable value of the buildings (before any overall end allowances are made and after making a notional deduction for the land value) and add to the ERC of P&M. Use resultant figure to calculate contract size adjustment. (Guidance Notes - Section 6) | This code appear to be new and not found in 2010CG | - | 1 | TRUE
2946 | 212P97 | 8917 | 212P97 | Hydraulic pumps | Pump set | 30kW | kW rating of main motor | - | For the purposes of this guide a typical hydraulic set sits on a skid and has a reservoir for hydraulic fluid, there are usually 3 motor / pump units each one capable of producing the power required, the set will have manifolds and valves and is generally positioned near the machinery using the hydraulic power. The maximum pressure for this type of set would be 350 bar, although typically 145 to 250 bar is more commonly found as normal working pressure. The guide costs represent a set with 3 main motors and these may either be used individually or run together. A set can have 2 smaller motor pumps for circulating coolant through the reservoir and assist in circulating the pressurised hydraulic fluid through the system. The pipes on the skid, electrical controls, computer equipment along with a nominal amount for any accumulators and any pipework connecting the set to the hydraulically operated plant. The costings are per kW of motor power and the power of the largest main motor should be recorded and used to find the guide cost, it is not necessary to add together the kW of any additional motors. | Considered Not Applicable at time of Publication | (BEAMS Note 1) The ERC for this item should be added to the total of the ERC of the other P&M items on the site and the Buildings ERC (where applicable) to enable the correct contract size adjustment to be made. ERC of P&M Items + ERC of Building Component’s = Total ERC (net figure rateable items only) to which contract size adjustment should be applied The 2023 Generic Contractors Test Spreadsheet has this facility built into the programme - it is recommended you undertake all contractors test valuations using this spreadsheet. (Details on the application of contract size adjustments can be found in the RCG 2023 Guidance notes). Where RV is calculated using the comparative method (rental method) the contract size adjustment should be made as follows: Select - SCAT code box ""P and M as an addition” within the 2023 Generic Contractors Test Spreadsheet facility. Or Where the spreadsheet is not used take the: Reciprocal of statutory de-capitalisation rate (i.e. 5% reciprocal = 20) multiply by rateable value of the buildings (before any overall end allowances are made and after making a notional deduction for the land value) and add to the ERC of P&M. Use resultant figure to calculate contract size adjustment. (Guidance Notes - Section 6) | Costings are for hydraulic sets used for powering both general industrial and specialist equipment. If the set components are made of stainless steel then add 50% to the guide costs. If the set has only 2 motors deduct 17.5% from the rate and if 1 then deduct 35%. If there are more than 3 main motors add 17.5% for each additional motor. If the set is positioned in a different part of the site well away from the machinery it is operating a further addition needs to be made for the extra pipework. Add 45 per linear metre for 25mm gauge pipe or 310 per linear metre for 50mm gauge (rigid or flexible pipe). Interpolate costs between motor sizes as necessary. | Costs are for a set and nominally include an accumulator and pipework to the hydraulically operated machinery. Costs include additions for delivery, installation and commissioning. Costs have been adjusted for the rating hypothesis that they form part of a whole contract and on-costs have been added. Costs nominally include two smaller motor / pumps which are for circulating the coolant and drawing back the hydraulic fluid into the main reservoir. Costs are as NEW as at the relevant AVD. Motors are 415 v 50Hz @ nominal 1,450 rpm, pressures up to 350 bar | Main Transmission of Power Class 1 Table 1(h) Pumping engines for hydraulic power List of Accessories (viii) instrumentation. Hydraulics used for Power purposes - Class 1 Table 1(h) Class 1 Table 1(l) List of Accessories 2 (i) to (viii) | - | Pipework, Accumulator, Foundations, Settings, Pits. Pipes - main supply pipes The transmission of power through the pipes is an essential part of the operation being undertaken and the pipes are specifically constructed to minimise power loss through their length. They are required to be flexible enough to prevent the need for joints i.e. go round corners, yet be capable of maintaining the pressure required. The end couplings have to be sealed to the pipe and be of specific specification to be capable of withholding pressures. | It is assumed that the item forms part of an average size industrial, commercial or office complex. Where it would be normal to find more than one item in such a hereditament the ERC stated has been adjusted to reflect any number / quantity, discount. These figures are NOT one off figures. | - | This code appear to be new and not found in 2010CG | - | 20250 | 212P23 | KW | Per kW | NA | NA | NA | #N/A | Option 3 | ERROR | 0% | 1517.1996 | 1532.2326 | 0% | 0% | 1532.2326 | 0% | Indexed | NA | VOA_GPN_GOV_UK\7246041 | 2019-08-30 | Low | - | Medium | Risk taken from previous CG | - | - | NA | P&M | NA | (BEAMS Note 1) The ERC for this item should be added to the total of the ERC of the other P&M items on the site and the Buildings ERC (where applicable) to enable the correct contract size adjustment to be made. ERC of P&M Items + ERC of Building Component’s = Total ERC (net figure rateable items only) to which contract size adjustment should be applied The 2021 Generic Contractors Test Spreadsheet has this facility built into the programme - it is recommended you undertake all contractors test valuations using this spreadsheet. (Details on the application of contract size adjustments can be found in the RCG 2021 Guidance notes). Where RV is calculated using the comparative method (rental method) the contract size adjustment should be made as follows: Select - SCAT code box "P and M as an addition” within the 2021 Generic Contractors Test Spreadsheet facility. Or Where the spreadsheet is not used take the: Reciprocal of statutory de-capitalisation rate (i.e. 5% reciprocal = 20) multiply by rateable value of the buildings (before any overall end allowances are made and after making a notional deduction for the land value) and add to the ERC of P&M. Use resultant figure to calculate contract size adjustment. (Guidance Notes - Section 6) | This code appear to be new and not found in 2010CG | - | 1 | TRUE
2947 | 212P98 | 8918 | 212P98 | Hydraulic pumps | Pump set | 45kW | kW rating of main motor | - | For the purposes of this guide a typical hydraulic set sits on a skid and has a reservoir for hydraulic fluid, there are usually 3 motor / pump units each one capable of producing the power required, the set will have manifolds and valves and is generally positioned near the machinery using the hydraulic power. The maximum pressure for this type of set would be 350 bar, although typically 145 to 250 bar is more commonly found as normal working pressure. The guide costs represent a set with 3 main motors and these may either be used individually or run together. A set can have 2 smaller motor pumps for circulating coolant through the reservoir and assist in circulating the pressurised hydraulic fluid through the system. The pipes on the skid, electrical controls, computer equipment along with a nominal amount for any accumulators and any pipework connecting the set to the hydraulically operated plant. The costings are per kW of motor power and the power of the largest main motor should be recorded and used to find the guide cost, it is not necessary to add together the kW of any additional motors. | Considered Not Applicable at time of Publication | (BEAMS Note 1) The ERC for this item should be added to the total of the ERC of the other P&M items on the site and the Buildings ERC (where applicable) to enable the correct contract size adjustment to be made. ERC of P&M Items + ERC of Building Component’s = Total ERC (net figure rateable items only) to which contract size adjustment should be applied The 2023 Generic Contractors Test Spreadsheet has this facility built into the programme - it is recommended you undertake all contractors test valuations using this spreadsheet. (Details on the application of contract size adjustments can be found in the RCG 2023 Guidance notes). Where RV is calculated using the comparative method (rental method) the contract size adjustment should be made as follows: Select - SCAT code box ""P and M as an addition” within the 2023 Generic Contractors Test Spreadsheet facility. Or Where the spreadsheet is not used take the: Reciprocal of statutory de-capitalisation rate (i.e. 5% reciprocal = 20) multiply by rateable value of the buildings (before any overall end allowances are made and after making a notional deduction for the land value) and add to the ERC of P&M. Use resultant figure to calculate contract size adjustment. (Guidance Notes - Section 6) | Costings are for hydraulic sets used for powering both general industrial and specialist equipment. If the set components are made of stainless steel then add 50% to the guide costs. If the set has only 2 motors deduct 17.5% from the rate and if 1 then deduct 35%. If there are more than 3 main motors add 17.5% for each additional motor. If the set is positioned in a different part of the site well away from the machinery it is operating a further addition needs to be made for the extra pipework. Add 45 per linear metre for 25mm gauge pipe or 310 per linear metre for 50mm gauge (rigid or flexible pipe). Interpolate costs between motor sizes as necessary. | Costs are for a set and nominally include an accumulator and pipework to the hydraulically operated machinery. Costs include additions for delivery, installation and commissioning. Costs have been adjusted for the rating hypothesis that they form part of a whole contract and on-costs have been added. Costs nominally include two smaller motor / pumps which are for circulating the coolant and drawing back the hydraulic fluid into the main reservoir. Costs are as NEW as at the relevant AVD. Motors are 415 v 50Hz @ nominal 1,450 rpm, pressures up to 350 bar | Main Transmission of Power Class 1 Table 1(h) Pumping engines for hydraulic power List of Accessories (viii) instrumentation. Hydraulics used for Power purposes - Class 1 Table 1(h) Class 1 Table 1(l) List of Accessories 2 (i) to (viii) | - | Pipework, Accumulator, Foundations, Settings, Pits. Pipes - main supply pipes The transmission of power through the pipes is an essential part of the operation being undertaken and the pipes are specifically constructed to minimise power loss through their length. They are required to be flexible enough to prevent the need for joints i.e. go round corners, yet be capable of maintaining the pressure required. The end couplings have to be sealed to the pipe and be of specific specification to be capable of withholding pressures. | It is assumed that the item forms part of an average size industrial, commercial or office complex. Where it would be normal to find more than one item in such a hereditament the ERC stated has been adjusted to reflect any number / quantity, discount. These figures are NOT one off figures. | - | This code appear to be new and not found in 2010CG | - | 20250 | 212P24 | KW | Per kW | NA | NA | NA | #N/A | Option 3 | ERROR | 0% | 1426.3074 | 1440.4398 | 0% | 0% | 1440.4398 | 0% | Indexed | NA | VOA_GPN_GOV_UK\7246041 | 2019-08-30 | Low | - | Medium | Risk taken from previous CG | - | - | NA | P&M | NA | (BEAMS Note 1) The ERC for this item should be added to the total of the ERC of the other P&M items on the site and the Buildings ERC (where applicable) to enable the correct contract size adjustment to be made. ERC of P&M Items + ERC of Building Component’s = Total ERC (net figure rateable items only) to which contract size adjustment should be applied The 2021 Generic Contractors Test Spreadsheet has this facility built into the programme - it is recommended you undertake all contractors test valuations using this spreadsheet. (Details on the application of contract size adjustments can be found in the RCG 2021 Guidance notes). Where RV is calculated using the comparative method (rental method) the contract size adjustment should be made as follows: Select - SCAT code box "P and M as an addition” within the 2021 Generic Contractors Test Spreadsheet facility. Or Where the spreadsheet is not used take the: Reciprocal of statutory de-capitalisation rate (i.e. 5% reciprocal = 20) multiply by rateable value of the buildings (before any overall end allowances are made and after making a notional deduction for the land value) and add to the ERC of P&M. Use resultant figure to calculate contract size adjustment. (Guidance Notes - Section 6) | This code appear to be new and not found in 2010CG | - | 1 | TRUE
2948 | 212P99 | 8919 | 212P99 | Hydraulic pumps | Pump set | 60kW | kW rating of main motor | - | For the purposes of this guide a typical hydraulic set sits on a skid and has a reservoir for hydraulic fluid, there are usually 3 motor / pump units each one capable of producing the power required, the set will have manifolds and valves and is generally positioned near the machinery using the hydraulic power. The maximum pressure for this type of set would be 350 bar, although typically 145 to 250 bar is more commonly found as normal working pressure. The guide costs represent a set with 3 main motors and these may either be used individually or run together. A set can have 2 smaller motor pumps for circulating coolant through the reservoir and assist in circulating the pressurised hydraulic fluid through the system. The pipes on the skid, electrical controls, computer equipment along with a nominal amount for any accumulators and any pipework connecting the set to the hydraulically operated plant. The costings are per kW of motor power and the power of the largest main motor should be recorded and used to find the guide cost, it is not necessary to add together the kW of any additional motors. | Considered Not Applicable at time of Publication | (BEAMS Note 1) The ERC for this item should be added to the total of the ERC of the other P&M items on the site and the Buildings ERC (where applicable) to enable the correct contract size adjustment to be made. ERC of P&M Items + ERC of Building Component’s = Total ERC (net figure rateable items only) to which contract size adjustment should be applied The 2023 Generic Contractors Test Spreadsheet has this facility built into the programme - it is recommended you undertake all contractors test valuations using this spreadsheet. (Details on the application of contract size adjustments can be found in the RCG 2023 Guidance notes). Where RV is calculated using the comparative method (rental method) the contract size adjustment should be made as follows: Select - SCAT code box ""P and M as an addition” within the 2023 Generic Contractors Test Spreadsheet facility. Or Where the spreadsheet is not used take the: Reciprocal of statutory de-capitalisation rate (i.e. 5% reciprocal = 20) multiply by rateable value of the buildings (before any overall end allowances are made and after making a notional deduction for the land value) and add to the ERC of P&M. Use resultant figure to calculate contract size adjustment. (Guidance Notes - Section 6) | Costings are for hydraulic sets used for powering both general industrial and specialist equipment. If the set components are made of stainless steel then add 50% to the guide costs. If the set has only 2 motors deduct 17.5% from the rate and if 1 then deduct 35%. If there are more than 3 main motors add 17.5% for each additional motor. If the set is positioned in a different part of the site well away from the machinery it is operating a further addition needs to be made for the extra pipework. Add 45 per linear metre for 25mm gauge pipe or 310 per linear metre for 50mm gauge (rigid or flexible pipe). Interpolate costs between motor sizes as necessary. | Costs are for a set and nominally include an accumulator and pipework to the hydraulically operated machinery. Costs include additions for delivery, installation and commissioning. Costs have been adjusted for the rating hypothesis that they form part of a whole contract and on-costs have been added. Costs nominally include two smaller motor / pumps which are for circulating the coolant and drawing back the hydraulic fluid into the main reservoir. Costs are as NEW as at the relevant AVD. Motors are 415 v 50Hz @ nominal 1,450 rpm, pressures up to 350 bar | Main Transmission of Power Class 1 Table 1(h) Pumping engines for hydraulic power List of Accessories (viii) instrumentation. Hydraulics used for Power purposes - Class 1 Table 1(h) Class 1 Table 1(l) List of Accessories 2 (i) to (viii) | - | Pipework, Accumulator, Foundations, Settings, Pits. Pipes - main supply pipes The transmission of power through the pipes is an essential part of the operation being undertaken and the pipes are specifically constructed to minimise power loss through their length. They are required to be flexible enough to prevent the need for joints i.e. go round corners, yet be capable of maintaining the pressure required. The end couplings have to be sealed to the pipe and be of specific specification to be capable of withholding pressures. | It is assumed that the item forms part of an average size industrial, commercial or office complex. Where it would be normal to find more than one item in such a hereditament the ERC stated has been adjusted to reflect any number / quantity, discount. These figures are NOT one off figures. | - | This code appear to be new and not found in 2010CG | - | 20250 | 212P25 | KW | Per kW | NA | NA | NA | #N/A | Option 3 | ERROR | 0% | 1265.4983 | 1278.0373 | 0% | 0% | 1278.0373 | 0% | Indexed | NA | VOA_GPN_GOV_UK\7246041 | 2019-08-30 | Low | - | Medium | Risk taken from previous CG | - | - | NA | P&M | NA | (BEAMS Note 1) The ERC for this item should be added to the total of the ERC of the other P&M items on the site and the Buildings ERC (where applicable) to enable the correct contract size adjustment to be made. ERC of P&M Items + ERC of Building Component’s = Total ERC (net figure rateable items only) to which contract size adjustment should be applied The 2021 Generic Contractors Test Spreadsheet has this facility built into the programme - it is recommended you undertake all contractors test valuations using this spreadsheet. (Details on the application of contract size adjustments can be found in the RCG 2021 Guidance notes). Where RV is calculated using the comparative method (rental method) the contract size adjustment should be made as follows: Select - SCAT code box "P and M as an addition” within the 2021 Generic Contractors Test Spreadsheet facility. Or Where the spreadsheet is not used take the: Reciprocal of statutory de-capitalisation rate (i.e. 5% reciprocal = 20) multiply by rateable value of the buildings (before any overall end allowances are made and after making a notional deduction for the land value) and add to the ERC of P&M. Use resultant figure to calculate contract size adjustment. (Guidance Notes - Section 6) | This code appear to be new and not found in 2010CG | - | 1 | TRUE
2949 | 212P100 | 8920 | 212P100 | Hydraulic pumps | Pump set | 75kW | kW rating of main motor | - | For the purposes of this guide a typical hydraulic set sits on a skid and has a reservoir for hydraulic fluid, there are usually 3 motor / pump units each one capable of producing the power required, the set will have manifolds and valves and is generally positioned near the machinery using the hydraulic power. The maximum pressure for this type of set would be 350 bar, although typically 145 to 250 bar is more commonly found as normal working pressure. The guide costs represent a set with 3 main motors and these may either be used individually or run together. A set can have 2 smaller motor pumps for circulating coolant through the reservoir and assist in circulating the pressurised hydraulic fluid through the system. The pipes on the skid, electrical controls, computer equipment along with a nominal amount for any accumulators and any pipework connecting the set to the hydraulically operated plant. The costings are per kW of motor power and the power of the largest main motor should be recorded and used to find the guide cost, it is not necessary to add together the kW of any additional motors. | Considered Not Applicable at time of Publication | (BEAMS Note 1) The ERC for this item should be added to the total of the ERC of the other P&M items on the site and the Buildings ERC (where applicable) to enable the correct contract size adjustment to be made. ERC of P&M Items + ERC of Building Component’s = Total ERC (net figure rateable items only) to which contract size adjustment should be applied The 2023 Generic Contractors Test Spreadsheet has this facility built into the programme - it is recommended you undertake all contractors test valuations using this spreadsheet. (Details on the application of contract size adjustments can be found in the RCG 2023 Guidance notes). Where RV is calculated using the comparative method (rental method) the contract size adjustment should be made as follows: Select - SCAT code box ""P and M as an addition” within the 2023 Generic Contractors Test Spreadsheet facility. Or Where the spreadsheet is not used take the: Reciprocal of statutory de-capitalisation rate (i.e. 5% reciprocal = 20) multiply by rateable value of the buildings (before any overall end allowances are made and after making a notional deduction for the land value) and add to the ERC of P&M. Use resultant figure to calculate contract size adjustment. (Guidance Notes - Section 6) | Costings are for hydraulic sets used for powering both general industrial and specialist equipment. If the set components are made of stainless steel then add 50% to the guide costs. If the set has only 2 motors deduct 17.5% from the rate and if 1 then deduct 35%. If there are more than 3 main motors add 17.5% for each additional motor. If the set is positioned in a different part of the site well away from the machinery it is operating a further addition needs to be made for the extra pipework. Add 45 per linear metre for 25mm gauge pipe or 310 per linear metre for 50mm gauge (rigid or flexible pipe). Interpolate costs between motor sizes as necessary. | Costs are for a set and nominally include an accumulator and pipework to the hydraulically operated machinery. Costs include additions for delivery, installation and commissioning. Costs have been adjusted for the rating hypothesis that they form part of a whole contract and on-costs have been added. Costs nominally include two smaller motor / pumps which are for circulating the coolant and drawing back the hydraulic fluid into the main reservoir. Costs are as NEW as at the relevant AVD. Motors are 415 v 50Hz @ nominal 1,450 rpm, pressures up to 350 bar | Main Transmission of Power Class 1 Table 1(h) Pumping engines for hydraulic power List of Accessories (viii) instrumentation. Hydraulics used for Power purposes - Class 1 Table 1(h) Class 1 Table 1(l) List of Accessories 2 (i) to (viii) | - | Foundations, Settings, Pits. Pipes - main supply pipes The transmission of power through the pipes is an essential part of the operation being undertaken and the pipes are specifically constructed to minimise power loss through their length. They are required to be flexible enough to prevent joints, yet be capable of maintaining the pressure required. The end couplings have to be sealed to the pipe and be of specific specification to be capable of withholding pressures. | It is assumed that the item forms part of an average size industrial, commercial or office complex. Where it would be normal to find more than one item in such a hereditament the ERC stated has been adjusted to reflect any number / quantity, discount. These figures are NOT one off figures. | - | - | - | 20250 | 212P26 | KW | Per kW | NA | NA | NA | #N/A | Option 3 | ERROR | 0% | 1083.714 | 1094.4518 | 0% | 0% | 1094.4518 | 0% | Indexed | NA | VOA_GPN_GOV_UK\7246041 | 2019-08-30 | Low | - | Medium | Risk taken from previous CG | - | - | NA | P&M | NA | (BEAMS Note 1) The ERC for this item should be added to the total of the ERC of the other P&M items on the site and the Buildings ERC (where applicable) to enable the correct contract size adjustment to be made. ERC of P&M Items + ERC of Building Component’s = Total ERC (net figure rateable items only) to which contract size adjustment should be applied The 2021 Generic Contractors Test Spreadsheet has this facility built into the programme - it is recommended you undertake all contractors test valuations using this spreadsheet. (Details on the application of contract size adjustments can be found in the RCG 2021 Guidance notes). Where RV is calculated using the comparative method (rental method) the contract size adjustment should be made as follows: Select - SCAT code box "P and M as an addition” within the 2021 Generic Contractors Test Spreadsheet facility. Or Where the spreadsheet is not used take the: Reciprocal of statutory de-capitalisation rate (i.e. 5% reciprocal = 20) multiply by rateable value of the buildings (before any overall end allowances are made and after making a notional deduction for the land value) and add to the ERC of P&M. Use resultant figure to calculate contract size adjustment. (Guidance Notes - Section 6) | - | - | 1 | TRUE
2950 | 212P101 | 8921 | 212P101 | Hydraulic pumps | Pump set | 90kW | kW rating of main motor | - | For the purposes of this guide a typical hydraulic set sits on a skid and has a reservoir for hydraulic fluid, there are usually 3 motor / pump units each one capable of producing the power required, the set will have manifolds and valves and is generally positioned near the machinery using the hydraulic power. The maximum pressure for this type of set would be 350 bar, although typically 145 to 250 bar is more commonly found as normal working pressure. The guide costs represent a set with 3 main motors and these may either be used individually or run together. A set can have 2 smaller motor pumps for circulating coolant through the reservoir and assist in circulating the pressurised hydraulic fluid through the system. The pipes on the skid, electrical controls, computer equipment along with a nominal amount for any accumulators and any pipework connecting the set to the hydraulically operated plant. The costings are per kW of motor power and the power of the largest main motor should be recorded and used to find the guide cost, it is not necessary to add together the kW of any additional motors. | Considered Not Applicable at time of Publication | (BEAMS Note 1) The ERC for this item should be added to the total of the ERC of the other P&M items on the site and the Buildings ERC (where applicable) to enable the correct contract size adjustment to be made. ERC of P&M Items + ERC of Building Component’s = Total ERC (net figure rateable items only) to which contract size adjustment should be applied The 2023 Generic Contractors Test Spreadsheet has this facility built into the programme - it is recommended you undertake all contractors test valuations using this spreadsheet. (Details on the application of contract size adjustments can be found in the RCG 2023 Guidance notes). Where RV is calculated using the comparative method (rental method) the contract size adjustment should be made as follows: Select - SCAT code box ""P and M as an addition” within the 2023 Generic Contractors Test Spreadsheet facility. Or Where the spreadsheet is not used take the: Reciprocal of statutory de-capitalisation rate (i.e. 5% reciprocal = 20) multiply by rateable value of the buildings (before any overall end allowances are made and after making a notional deduction for the land value) and add to the ERC of P&M. Use resultant figure to calculate contract size adjustment. (Guidance Notes - Section 6) | Costings are for hydraulic sets used for powering both general industrial and specialist equipment. If the set components are made of stainless steel then add 50% to the guide costs. If the set has only 2 motors deduct 17.5% from the rate and if 1 then deduct 35%. If there are more than 3 main motors add 17.5% for each additional motor. If the set is positioned in a different part of the site well away from the machinery it is operating a further addition needs to be made for the extra pipework. Add 45 per linear metre for 25mm gauge pipe or 310 per linear metre for 50mm gauge (rigid or flexible pipe). Interpolate costs between motor sizes as necessary. | Costs are for a set and nominally include an accumulator and pipework to the hydraulically operated machinery. Costs include additions for delivery, installation and commissioning. Costs have been adjusted for the rating hypothesis that they form part of a whole contract and on-costs have been added. Costs nominally include two smaller motor / pumps which are for circulating the coolant and drawing back the hydraulic fluid into the main reservoir. Costs are as NEW as at the relevant AVD. Motors are 415 v 50Hz @ nominal 1,450 rpm, pressures up to 350 bar | Main Transmission of Power Class 1 Table 1(h) Pumping engines for hydraulic power List of Accessories (viii) instrumentation. Hydraulics used for Power purposes - Class 1 Table 1(h) Class 1 Table 1(l) List of Accessories 2 (i) to (viii) | - | Foundations, Settings, Pits. Pipes - main supply pipes The transmission of power through the pipes is an essential part of the operation being undertaken and the pipes are specifically constructed to minimise power loss through their length. They are required to be flexible enough to negate the need for joints, yet be capable of maintaining the pressure required. The end couplings have to be sealed to the pipe and be of specific specification to be capable of withholding pressures. | It is assumed that the item forms part of an average size industrial, commercial or office complex. Where it would be normal to find more than one item in such a hereditament the ERC stated has been adjusted to reflect any number / quantity, discount. These figures are NOT one off figures. | - | - | - | 20250 | 212P27 | KW | Per kW | NA | NA | NA | #N/A | Option 3 | ERROR | 0% | 1013.797 | 1023.842 | 0% | 0% | 1023.842 | 0% | Indexed | NA | VOA_GPN_GOV_UK\7246041 | 2019-08-30 | Low | - | Medium | Risk taken from previous CG | - | - | NA | P&M | NA | (BEAMS Note 1) The ERC for this item should be added to the total of the ERC of the other P&M items on the site and the Buildings ERC (where applicable) to enable the correct contract size adjustment to be made. ERC of P&M Items + ERC of Building Component’s = Total ERC (net figure rateable items only) to which contract size adjustment should be applied The 2021 Generic Contractors Test Spreadsheet has this facility built into the programme - it is recommended you undertake all contractors test valuations using this spreadsheet. (Details on the application of contract size adjustments can be found in the RCG 2021 Guidance notes). Where RV is calculated using the comparative method (rental method) the contract size adjustment should be made as follows: Select - SCAT code box "P and M as an addition” within the 2021 Generic Contractors Test Spreadsheet facility. Or Where the spreadsheet is not used take the: Reciprocal of statutory de-capitalisation rate (i.e. 5% reciprocal = 20) multiply by rateable value of the buildings (before any overall end allowances are made and after making a notional deduction for the land value) and add to the ERC of P&M. Use resultant figure to calculate contract size adjustment. (Guidance Notes - Section 6) | - | - | 1 | TRUE
2951 | 212P93 | 8913 | 212P93 | Hydraulic pumps | Pump set | Up to & including 5kW | kW rating of main motor | - | For the purposes of this guide a typical hydraulic set sits on a skid and has a reservoir for hydraulic fluid, there are usually 3 motor / pump units each one capable of producing the power required, the set will have manifolds and valves and is generally positioned near the machinery using the hydraulic power. The maximum pressure for this type of set would be 350 bar, although typically 145 to 250 bar is more commonly found as normal working pressure. The guide costs represent a set with 3 main motors and these may either be used individually or run together. A set can have 2 smaller motor pumps for circulating coolant through the reservoir and assist in circulating the pressurised hydraulic fluid through the system. The pipes on the skid, electrical controls, computer equipment along with a nominal amount for any accumulators and any pipework connecting the set to the hydraulically operated plant. The costings are per kW of motor power and the power of the largest main motor should be recorded and used to find the guide cost, it is not necessary to add together the kW of any additional motors. | Considered Not Applicable at time of Publication | (BEAMS Note 1) The ERC for this item should be added to the total of the ERC of the other P&M items on the site and the Buildings ERC (where applicable) to enable the correct contract size adjustment to be made. ERC of P&M Items + ERC of Building Component’s = Total ERC (net figure rateable items only) to which contract size adjustment should be applied The 2023 Generic Contractors Test Spreadsheet has this facility built into the programme - it is recommended you undertake all contractors test valuations using this spreadsheet. (Details on the application of contract size adjustments can be found in the RCG 2023 Guidance notes). Where RV is calculated using the comparative method (rental method) the contract size adjustment should be made as follows: Select - SCAT code box ""P and M as an addition” within the 2023 Generic Contractors Test Spreadsheet facility. Or Where the spreadsheet is not used take the: Reciprocal of statutory de-capitalisation rate (i.e. 5% reciprocal = 20) multiply by rateable value of the buildings (before any overall end allowances are made and after making a notional deduction for the land value) and add to the ERC of P&M. Use resultant figure to calculate contract size adjustment. (Guidance Notes - Section 6) | Costings are for hydraulic sets used for powering both general industrial and specialist equipment. If the set components are made of stainless steel then add 50% to the guide costs. If the set has only 2 motors deduct 17.5% from the rate and if 1 then deduct 35%. If there are more than 3 main motors add 17.5% for each additional motor. If the set is positioned in a different part of the site well away from the machinery it is operating a further addition needs to be made for the extra pipework. Add 45 per linear metre for 25mm gauge pipe or 310 per linear metre for 50mm gauge (rigid or flexible pipe). Interpolate costs between motor sizes as necessary. | Costs are for a " set " and do not include pipes, accumulators or hydraulic piston legs. Costs include additions for delivery, installation and commissioning. Costs have been adjusted for the rating hypothesis that they form part of a whole contract and thus on - costs have been added. Costs include for the two smaller motor / pumps which are for circulating the coolant and drawing back the hydraulic fluid into the main reservoir. Costs are as NEW as at the relevant AVDMotors are 415 v 50 htz @ nominal 1,500 rpm Pressures up to 350 bar | Main Transmission of Power Class 1 Table 1(h) Pumping engines for hydraulic power List of Accessories (viii) instrumentation. Hydraulics used for Power purposes - Class 1 Table 1(h) Class 1 Table 1(l) List of Accessories 2 (i) to (viii) | - | Pipework, Accumulator, Foundations, Settings, Pits. Pipes - main supply pipes The transmission of power through the pipes is an essential part of the operation being undertaken and the pipes are specifically constructed to minimise power loss through their length. They are required to be flexible enough to prevent the need for joints i.e. go round corners, yet be capable of maintaining the pressure required. The end couplings have to be sealed to the pipe and be of specific specification to be capable of withholding pressures. | It is assumed that the item forms part of an average size industrial, commercial or office complex. Where it would be normal to find more than one item in such a hereditament the ERC stated has been adjusted to reflect any number / quantity, discount. These figures are NOT one off figures. | - | This code appear to be new and not found in 2010CG | - | 20250 | 212P01, 212P02, 212P20 | KW | Per kW | NA | NA | NA | #N/A | Option 3 | ERROR | 0% | 2300.2703 | 2323.0623 | 0% | 0% | 2323.0623 | 0% | Indexed | NA | VOA_GPN_GOV_UK\7246041 | 2019-08-30 | Low | - | Medium | Risk taken from previous CG | - | - | NA | P&M | NA | (BEAMS Note 1) The ERC for this item should be added to the total of the ERC of the other P&M items on the site and the Buildings ERC (where applicable) to enable the correct contract size adjustment to be made. ERC of P&M Items + ERC of Building Component’s = Total ERC (net figure rateable items only) to which contract size adjustment should be applied The 2021 Generic Contractors Test Spreadsheet has this facility built into the programme - it is recommended you undertake all contractors test valuations using this spreadsheet. (Details on the application of contract size adjustments can be found in the RCG 2021 Guidance notes). Where RV is calculated using the comparative method (rental method) the contract size adjustment should be made as follows: Select - SCAT code box "P and M as an addition” within the 2021 Generic Contractors Test Spreadsheet facility. Or Where the spreadsheet is not used take the: Reciprocal of statutory de-capitalisation rate (i.e. 5% reciprocal = 20) multiply by rateable value of the buildings (before any overall end allowances are made and after making a notional deduction for the land value) and add to the ERC of P&M. Use resultant figure to calculate contract size adjustment. (Guidance Notes - Section 6) | This code appear to be new and not found in 2010CG | - | 1 | TRUE
2952 | 204T02 | 8665 | 204T02 | Ice towers | Fish docks | Steel structure support frame | Per tonne | - | Typically this item resembles a square or rectangular tank , on plan approx 4m x 4m and up to 15 m height. On top of the freezing container is a water tank. The function of the plant is to make ice fro the fishing industry. Associated plant will be chiller/ freezer units and motor driving stirring mechanisms. Ice is remove by conveyor. | Location Adjustment Applicable (See Guidance Notes) - ERC = UK mean of 1.00 | (BEAMS Note 2) The ERC for this item should be added to all other rateable items on the hereditament (except land). Therefore the total of the ERC of the other Building Items and the P&M ERC (where applicable) to enable the correct contract size adjustment to be made. ERC of Building Component + ERC of P&M = Total ERC to which contract size adjustment should be applied. The appropriate % adjustment should be made in accordance with the scale for contract size adjustment specified under section 6 of the RCG 2023 Guidance notes. The currency ERC rates are set at £4m (Four Million Pounds) @ 1st April 2021 (AVD) for the RCG 2023 Publication. | - | overall external dimensions | as a structure | - | Conveyors, tanks, walkways . supporting structure | - | - | Photo 1 - outlet for ice on dockside Photo 2 - Metal sided tower of ice tower - height to 15m overall. | - | 20093 |  | Tonnes | T | NA | NA | NA | 2054.8539 | Option 2 | 2418.9874 | 17.72% | 2556.5613 | 2010.6694 | -2.15% | -16.88% | 2010.6694 | -2.15% | Indexed | NA | VOA_GPN_GOV_UK\7246041 | 2019-08-30 | Low | - | Medium | Risk taken from previous CG | - | - | NA | BCIS | NA | (BEAMS Note 2) The ERC for this item should be added to all other rateable items on the hereditament (except land). Therefore the total of the ERC of the other Building Items and the P&M ERC (where applicable) to enable the correct contract size adjustment to be made. ERC of Building Component + ERC of P&M = Total ERC to which contract size adjustment should be applied. The appropriate % adjustment should be made in accordance with the scale for contract size adjustment specified under section 6 of the RCG 2021 Guidance notes. The currency ERC rates are set at £4m (Four Million Pounds) @ 1st April 2019 (AVD) for the RCG 2021 Publication. | Photo 1 - outlet for ice on dockside Photo 2 - Metal sided tower of ice tower - height to 15m overall. | - | 2 | TRUE
2953 | 204T01 | 8703 | 204T01 | Ice towers | Fish docks | Steel structure unit | Per m³ | - | Typically this item resembles a square or rectangular tank , on plan approx 4m x 4m and up to 15 m height. On top of the freezing container is a water tank. The function of the plant is to make ice fro the fishing industry. Associated plant will be chiller/ freezer units and motor driving stirring mechanisms. Ice is remove by conveyor. | Location Adjustment Applicable (See Guidance Notes) - ERC = UK mean of 1.00 | (BEAMS Note 2) The ERC for this item should be added to all other rateable items on the hereditament (except land). Therefore the total of the ERC of the other Building Items and the P&M ERC (where applicable) to enable the correct contract size adjustment to be made. ERC of Building Component + ERC of P&M = Total ERC to which contract size adjustment should be applied. The appropriate % adjustment should be made in accordance with the scale for contract size adjustment specified under section 6 of the RCG 2023 Guidance notes. The currency ERC rates are set at £4m (Four Million Pounds) @ 1st April 2021 (AVD) for the RCG 2023 Publication. | - | overall external dimensions | as a structure | - | Conveyors, tanks, walkways . supporting structure | - | - | Photo 1 - outlet for ice on dockside Photo 2 - Metal sided tower of ice tower - height to 15m overall. | - | 20093 |  | M3 | m3 | NA | NA | NA | 54.7961 | Option 2 | 64.5063 | 17.72% | 81.8002 | 64.3337 | 17.41% | -0.2676% | 64.3337 | 17.41% | Indexed | NA | VOA_GPN_GOV_UK\7246041 | 2019-08-30 | Low | - | Medium | Risk taken from previous CG | - | - | NA | BCIS | NA | (BEAMS Note 2) The ERC for this item should be added to all other rateable items on the hereditament (except land). Therefore the total of the ERC of the other Building Items and the P&M ERC (where applicable) to enable the correct contract size adjustment to be made. ERC of Building Component + ERC of P&M = Total ERC to which contract size adjustment should be applied. The appropriate % adjustment should be made in accordance with the scale for contract size adjustment specified under section 6 of the RCG 2021 Guidance notes. The currency ERC rates are set at £4m (Four Million Pounds) @ 1st April 2019 (AVD) for the RCG 2021 Publication. | Photo 1 - outlet for ice on dockside Photo 2 - Metal sided tower of ice tower - height to 15m overall. | - | 2 | TRUE
2954 | STS019 | 3688 | STS019 | Indoor bowls centre | Single Storey | Indoor bowling centre | See BEAMS for Bespoke Costings | - | Specification - 6 rink bowls hall, changing rooms, toilets, kitchen, kitchen store, dining area, lounge, bar, bar store, committee room, office, cleaners' store and plant room. Structural steel frame. Cedar clad external walls and profiled metal clad roof. | Location Adjustment Applicable (See Guidance Notes) - ERC = UK mean of 1.00 | (BEAMS Note 2) The ERC for this item should be added to all other rateable items on the hereditament (except land). Therefore the total of the ERC of the other Building Items and the P&M ERC (where applicable) to enable the correct contract size adjustment to be made. ERC of Building Component + ERC of P&M = Total ERC to which contract size adjustment should be applied. The appropriate % adjustment should be made in accordance with the scale for contract size adjustment specified under section 6 of the RCG 2023 Guidance notes. The currency ERC rates are set at £4m (Four Million Pounds) @ 1st April 2021 (AVD) for the RCG 2023 Publication. | - | - | - | - | - | - | - | - | - | 77777 |  | M2 | m2 | NA | NA | NA | #DIV/0! | Option 1 | ERROR | 0% | 504.2397 | 376.7429 | 0% | 0% | 376.7429 | 0% | Indexed | NA | VOA_GPN_GOV_UK\7246041 | 2019-08-30 | Low | - | - | Risk taken from previous CG | - | - | NA | FOR | NA | (BEAMS Note 2) The ERC for this item should be added to all other rateable items on the hereditament (except land). Therefore the total of the ERC of the other Building Items and the P&M ERC (where applicable) to enable the correct contract size adjustment to be made. ERC of Building Component + ERC of P&M = Total ERC to which contract size adjustment should be applied. The appropriate % adjustment should be made in accordance with the scale for contract size adjustment specified under section 6 of the RCG 2021 Guidance notes. The currency ERC rates are set at £4m (Four Million Pounds) @ 1st April 2019 (AVD) for the RCG 2021 Publication. | - | - | 2 | TRUE
2955 | 41P93L | 5507 | 41P93L | Industrial Buildings | Insulated Buildings | Sheet Metal Cladding | 501 - 1,000m2 | Eaves Height - 36m | Building Area only; Site strip vegetation; Strip foundations; Column bases; Insulated Concrete GF slab with DPM and Mesh,150 thick up to 10,000m2, 200mm thick over 10,000m2 GIA; Steel Portal frame with bolts and baseplates; Coated galvanised trapezoidal roof sheets with insulation on steel purlins; Roof lights; valley gutters; matching fascia and soffit; Rainwater downpipes and gutters; trapezoidal insulated wall system cladding on cladding rails; External roller shutter doors and personnel doors; Single phase electrics, lighting and power; Gas fuelled hot air burners; Underslab storm drainage from internal downpipes on building area greater than 1,000m2; | Location Adjustment Applicable (See Guidance Notes) - ERC = UK mean of 1.00 | (BEAMS Note 2) The ERC for this item should be added to all other rateable items on the hereditament (except land). Therefore the total of the ERC of the other Building Items and the P&M ERC (where applicable) to enable the correct contract size adjustment to be made. ERC of Building Component + ERC of P&M = Total ERC to which contract size adjustment should be applied. The appropriate % adjustment should be made in accordance with the scale for contract size adjustment specified under section 6 of the RCG 2023 Guidance notes. The currency ERC rates are set at £4m (Four Million Pounds) @ 1st April 2021 (AVD) for the RCG 2023 Publication. | The data consists of a typical Industrial shell. Works include the Industrial shell as described and includes works up to 1m perimeter to the building (1m wide paving slabs & foul/storm drainage), The cost include 2 no. personnel doors and roller shutters are included at 1 door up to 1,000m2 , 2 roller doors over 1,000m2 (GIA), and 4 roller doors over 5,000m2. Costs are for the shell only and do not include for internal rooms such as offices or toilets which should be added for seperately. See Variations for assistance. | - | - | - | - | - | Cavity Wall construction to lower walls should be added by measuring wall area at an E/O rate of £102m2, single block walls are cost neutral. Additional roller shutter doors over and above the beacon specification at should be added at additonal cost of £ 232 each (4 x 4m) . Additional personnel doors over the assumed 2nr. - add £1,077 each. If no heating is present a deduction of £28m2 (GIA) should be made to the beacon cost. Internal offices (in Industrial complexes) should be added by reference to Cost Guide code series 42P04A -42P40V, Internal WC - 42P40W, amenity blocks - showers & toilets (New code TBC) & Canteens (New CodeTBC) | - | - | 10104 |  | m2 | - | 3 - INDUSTRIAL | David Grace | Jim Allen | 1364.6699 | Option 1 | 1691.9234 | 23.98% | 1094.3409 | 785.7106 | -42.42% | -53.56% | 785.7106 | -42.42% | Price Book Data | P. Avo | VOA_GPN_GOV_UK\7243572 | 2021-07-09 | Low | - | Low | - | - | Updated indiced etc. 24/03/2021 - Copied to the latest DCS. | NA | SPONS A&B | 1.561 | (BEAMS Note 2) The ERC for this item should be added to all other rateable items on the hereditament (except land). Therefore the total of the ERC of the other Building Items and the P&M ERC (where applicable) to enable the correct contract size adjustment to be made. ERC of Building Component + ERC of P&M = Total ERC to which contract size adjustment should be applied. The appropriate % adjustment should be made in accordance with the scale for contract size adjustment specified under section 6 of the RCG 2021 Guidance notes. The currency ERC rates are set at £4m (Four Million Pounds) @ 1st April 2019 (AVD) for the RCG 2021 Publication. | - | - | 2 | TRUE
2956 | 41RR3Q | 4968 | 41RR3Q | Industrial Buildings | Uninsulated Buildings | Sheet Metal Cladding | 251 - 500m2 | Eaves Height - 44m | Building Area only; Site strip vegetation; Strip foundations; Column bases; Insulated Concrete GF slab with DPM and Mesh,150 thick up to 10,000m2, 200mm thick over 10,000m2 GIA; Steel Portal frame with bolts and baseplates; Coated galvanised trapezoidal roof sheets with no insulation, on steel purlins; Roof lights; valley gutters; matching fascia and soffit; Rainwater downpipes and gutters; trapezoidal uninsulated wall system cladding on cladding rails; External roller shutter doors and personnel doors; Single phase electrics, lighting and power ; EXCLUDES heating ; Underslab storm drainage from internal downpipes on building area greater than 1,000m2 | Location Adjustment Applicable (See Guidance Notes) - ERC = UK mean of 1.00 | (BEAMS Note 2) The ERC for this item should be added to all other rateable items on the hereditament (except land). Therefore the total of the ERC of the other Building Items and the P&M ERC (where applicable) to enable the correct contract size adjustment to be made. ERC of Building Component + ERC of P&M = Total ERC to which contract size adjustment should be applied. The appropriate % adjustment should be made in accordance with the scale for contract size adjustment specified under section 6 of the RCG 2023 Guidance notes. The currency ERC rates are set at £4m (Four Million Pounds) @ 1st April 2021 (AVD) for the RCG 2023 Publication. | The data consists of a typical Industrial shell. Works include the Industrial shell as described and includes works up to 1m perimeter to the building (1m wide paving slabs & foul/storm drainage), The cost include 2 no. personnel doors and roller shutters are included at 1 door up to 1,000m2 , 2 roller doors over 1,000m2 (GIA), and 4 roller doors over 5,000m2. Costs are for the shell only and do not include for internal rooms such as offices or toilets which should be added for seperately. See Variations for assistance. | - | - | - | - | - | Cavity Wall construction to lower walls should be added by measuring wall area at an E/O rate of £97m2(£5m2 less for uninsulated), single block walls are cost neutral. Additional roller shutter doors over and above the beacon specification at should be added at additonal cost of £ 232 each (4 x 4m) . Additional personnel doors over the assumed 2nr. - add £1,077 each. If heating is required an addition of £32/m2 (GIA) should be made to the beacon cost. Internal offices (in Industrial complexes) should be added by reference to Cost Guide code series 42P04A -42P40V, Internal WC - 42P40W | - | - | - |  | m2 | - | 3 - INDUSTRIAL | David Grace | Jim Allen | 1270.8729 | Option 1 | 1575.6335 | 23.98% | 1461.7764 | 1049.5205 | -17.42% | -33.39% | 1049.5205 | -17.42% | Price Book Data | P. Avo | VOA_GPN_GOV_UK\7243572 | 2021-09-20 | Low | - | Low | - | - | Copied to latest DCS. | NA | SPONS A&B | 2 | (BEAMS Note 2) Standard | - | - | 2 | TRUE
2957 | 41RR4Q | 5186 | 41RR4Q | Industrial Buildings | Uninsulated Buildings | Sheet Metal Cladding | 501 - 1,000m2 | Eaves Height - 44m | Building Area only; Site strip vegetation; Strip foundations; Column bases; Insulated Concrete GF slab with DPM and Mesh,150 thick up to 10,000m2, 200mm thick over 10,000m2 GIA; Steel Portal frame with bolts and baseplates; Coated galvanised trapezoidal roof sheets with no insulation, on steel purlins; Roof lights; valley gutters; matching fascia and soffit; Rainwater downpipes and gutters; trapezoidal uninsulated wall system cladding on cladding rails; External roller shutter doors and personnel doors; Single phase electrics, lighting and power ; EXCLUDES heating ; Underslab storm drainage from internal downpipes on building area greater than 1,000m2 | Location Adjustment Applicable (See Guidance Notes) - ERC = UK mean of 1.00 | (BEAMS Note 2) The ERC for this item should be added to all other rateable items on the hereditament (except land). Therefore the total of the ERC of the other Building Items and the P&M ERC (where applicable) to enable the correct contract size adjustment to be made. ERC of Building Component + ERC of P&M = Total ERC to which contract size adjustment should be applied. The appropriate % adjustment should be made in accordance with the scale for contract size adjustment specified under section 6 of the RCG 2023 Guidance notes. The currency ERC rates are set at £4m (Four Million Pounds) @ 1st April 2021 (AVD) for the RCG 2023 Publication. | The data consists of a typical Industrial shell. Works include the Industrial shell as described and includes works up to 1m perimeter to the building (1m wide paving slabs & foul/storm drainage), The cost include 2 no. personnel doors and roller shutters are included at 1 door up to 1,000m2 , 2 roller doors over 1,000m2 (GIA), and 4 roller doors over 5,000m2. Costs are for the shell only and do not include for internal rooms such as offices or toilets which should be added for seperately. See Variations for assistance. | - | - | - | - | - | Cavity Wall construction to lower walls should be added by measuring wall area at an E/O rate of £97m2(£5m2 less for uninsulated), single block walls are cost neutral. Additional roller shutter doors over and above the beacon specification at should be added at additonal cost of £ 232 each (4 x 4m) . Additional personnel doors over the assumed 2nr. - add £1,077 each. If heating is required an addition of £32/m2 (GIA) should be made to the beacon cost. Internal offices (in Industrial complexes) should be added by reference to Cost Guide code series 42P04A -42P40V, Internal WC - 42P40W | - | - | - |  | m2 | - | 3 - INDUSTRIAL | David Grace | Jim Allen | 894.916 | Option 1 | 1109.5205 | 23.98% | 1121.2167 | 805.0068 | -10.05% | -27.45% | 805.0068 | -10.05% | Price Book Data | P. Avo | VOA_GPN_GOV_UK\7243572 | 2021-09-17 | Low | - | Low | - | - | Copied to latest DCS. | NA | SPONS A&B | 2 | (BEAMS Note 2) Standard | - | - | 2 | TRUE
2958 | 41P368 | 6222 | 41P368 | Industrial Buildings | Insulated Buildings | Sheet Metal Cladding | 0 - 100m2 | Eaves Height - 16m | Building Area only; Site strip vegetation; Strip foundations; Column bases; Insulated Concrete GF slab with DPM and Mesh,150 thick up to 10,000m2, 200mm thick over 10,000m2 GIA; Steel Portal frame with bolts and baseplates; Coated galvanised trapezoidal roof sheets with insulation on steel purlins; Roof lights; valley gutters; matching fascia and soffit; Rainwater downpipes and gutters; trapezoidal insulated wall system cladding on cladding rails; External roller shutter doors and personnel doors; Single phase electrics, lighting and power; Gas fuelled hot air burners; Underslab storm drainage from internal downpipes on building area greater than 1,000m2; | Location Adjustment Applicable (See Guidance Notes) - ERC = UK mean of 1.00 | (BEAMS Note 2) The ERC for this item should be added to all other rateable items on the hereditament (except land). Therefore the total of the ERC of the other Building Items and the P&M ERC (where applicable) to enable the correct contract size adjustment to be made. ERC of Building Component + ERC of P&M = Total ERC to which contract size adjustment should be applied. The appropriate % adjustment should be made in accordance with the scale for contract size adjustment specified under section 6 of the RCG 2023 Guidance notes. The currency ERC rates are set at £4m (Four Million Pounds) @ 1st April 2021 (AVD) for the RCG 2023 Publication. | The data consists of a typical Industrial shell. Works include the Industrial shell as described and includes works up to 1m perimeter to the building (1m wide paving slabs & foul/storm drainage), The cost include 2 no. personnel doors and roller shutters are included at 1 door up to 1,000m2 , 2 roller doors over 1,000m2 (GIA), and 4 roller doors over 5,000m2. Costs are for the shell only and do not include for internal rooms such as offices or toilets which should be added for seperately. See Variations for assistance. | - | - | - | - | - | Cavity Wall construction to lower walls should be added by measuring wall area at an E/O rate of £102m2, single block walls are cost neutral. Additional roller shutter doors over and above the beacon specification at should be added at additonal cost of £ 232 each (4 x 4m) . Additional personnel doors over the assumed 2nr. - add £1,077 each. If no heating is present a deduction of £28m2 (GIA) should be made to the beacon cost. Internal offices (in Industrial complexes) should be added by reference to Cost Guide code series 42P04A -42P40V, Internal WC - 42P40W, amenity blocks - showers & toilets (New code TBC) & Canteens (New CodeTBC) | - | - | 10101 |  | m2 | - | 3 - INDUSTRIAL | David Grace | Jim Allen | 977.1806 | Option 1 | 1211.5125 | 23.98% | 1548.1462 | 1111.5319 | 13.75% | -8.253% | 1111.5319 | 13.75% | Price Book Data | P. Avo | VOA_GPN_GOV_UK\7243572 | 2021-07-07 | Low | - | Low | - | - | Updated indiced etc. 24/03/2021 - Copied to the latest DCS. | NA | SPONS A&B | 1.561 | (BEAMS Note 2) The ERC for this item should be added to all other rateable items on the hereditament (except land). Therefore the total of the ERC of the other Building Items and the P&M ERC (where applicable) to enable the correct contract size adjustment to be made. ERC of Building Component + ERC of P&M = Total ERC to which contract size adjustment should be applied. The appropriate % adjustment should be made in accordance with the scale for contract size adjustment specified under section 6 of the RCG 2021 Guidance notes. The currency ERC rates are set at £4m (Four Million Pounds) @ 1st April 2019 (AVD) for the RCG 2021 Publication. | - | - | 2 | TRUE
2959 | 41P369 | 5984 | 41P369 | Industrial Buildings | Insulated Buildings | Sheet Metal Cladding | 0 - 100m2 | Eaves Height - 17m | Building Area only; Site strip vegetation; Strip foundations; Column bases; Insulated Concrete GF slab with DPM and Mesh,150 thick up to 10,000m2, 200mm thick over 10,000m2 GIA; Steel Portal frame with bolts and baseplates; Coated galvanised trapezoidal roof sheets with insulation on steel purlins; Roof lights; valley gutters; matching fascia and soffit; Rainwater downpipes and gutters; trapezoidal insulated wall system cladding on cladding rails; External roller shutter doors and personnel doors; Single phase electrics, lighting and power; Gas fuelled hot air burners; Underslab storm drainage from internal downpipes on building area greater than 1,000m2; | Location Adjustment Applicable (See Guidance Notes) - ERC = UK mean of 1.00 | (BEAMS Note 2) The ERC for this item should be added to all other rateable items on the hereditament (except land). Therefore the total of the ERC of the other Building Items and the P&M ERC (where applicable) to enable the correct contract size adjustment to be made. ERC of Building Component + ERC of P&M = Total ERC to which contract size adjustment should be applied. The appropriate % adjustment should be made in accordance with the scale for contract size adjustment specified under section 6 of the RCG 2023 Guidance notes. The currency ERC rates are set at £4m (Four Million Pounds) @ 1st April 2021 (AVD) for the RCG 2023 Publication. | The data consists of a typical Industrial shell. Works include the Industrial shell as described and includes works up to 1m perimeter to the building (1m wide paving slabs & foul/storm drainage), The cost include 2 no. personnel doors and roller shutters are included at 1 door up to 1,000m2 , 2 roller doors over 1,000m2 (GIA), and 4 roller doors over 5,000m2. Costs are for the shell only and do not include for internal rooms such as offices or toilets which should be added for seperately. See Variations for assistance. | - | - | - | - | - | Cavity Wall construction to lower walls should be added by measuring wall area at an E/O rate of £102m2, single block walls are cost neutral. Additional roller shutter doors over and above the beacon specification at should be added at additonal cost of £ 232 each (4 x 4m) . Additional personnel doors over the assumed 2nr. - add £1,077 each. If no heating is present a deduction of £28m2 (GIA) should be made to the beacon cost. Internal offices (in Industrial complexes) should be added by reference to Cost Guide code series 42P04A -42P40V, Internal WC - 42P40W, amenity blocks - showers & toilets (New code TBC) & Canteens (New CodeTBC) | - | - | 10101 |  | m2 | - | 3 - INDUSTRIAL | David Grace | Jim Allen | 1019.4661 | Option 1 | 1263.9383 | 23.98% | 1590.4698 | 1141.9193 | 12.01% | -9.654% | 1141.9193 | 12.01% | Price Book Data | P. Avo | VOA_GPN_GOV_UK\7243572 | 2021-07-07 | Low | - | Low | - | - | Updated indiced etc. 24/03/2021 - Copied to the latest DCS. | NA | SPONS A&B | 1.561 | (BEAMS Note 2) The ERC for this item should be added to all other rateable items on the hereditament (except land). Therefore the total of the ERC of the other Building Items and the P&M ERC (where applicable) to enable the correct contract size adjustment to be made. ERC of Building Component + ERC of P&M = Total ERC to which contract size adjustment should be applied. The appropriate % adjustment should be made in accordance with the scale for contract size adjustment specified under section 6 of the RCG 2021 Guidance notes. The currency ERC rates are set at £4m (Four Million Pounds) @ 1st April 2019 (AVD) for the RCG 2021 Publication. | - | - | 2 | TRUE
2960 | 41P370 | 5995 | 41P370 | Industrial Buildings | Insulated Buildings | Sheet Metal Cladding | 0 - 100m2 | Eaves Height - 18m | Building Area only; Site strip vegetation; Strip foundations; Column bases; Insulated Concrete GF slab with DPM and Mesh,150 thick up to 10,000m2, 200mm thick over 10,000m2 GIA; Steel Portal frame with bolts and baseplates; Coated galvanised trapezoidal roof sheets with insulation on steel purlins; Roof lights; valley gutters; matching fascia and soffit; Rainwater downpipes and gutters; trapezoidal insulated wall system cladding on cladding rails; External roller shutter doors and personnel doors; Single phase electrics, lighting and power; Gas fuelled hot air burners; Underslab storm drainage from internal downpipes on building area greater than 1,000m2; | Location Adjustment Applicable (See Guidance Notes) - ERC = UK mean of 1.00 | (BEAMS Note 2) The ERC for this item should be added to all other rateable items on the hereditament (except land). Therefore the total of the ERC of the other Building Items and the P&M ERC (where applicable) to enable the correct contract size adjustment to be made. ERC of Building Component + ERC of P&M = Total ERC to which contract size adjustment should be applied. The appropriate % adjustment should be made in accordance with the scale for contract size adjustment specified under section 6 of the RCG 2023 Guidance notes. The currency ERC rates are set at £4m (Four Million Pounds) @ 1st April 2021 (AVD) for the RCG 2023 Publication. | The data consists of a typical Industrial shell. Works include the Industrial shell as described and includes works up to 1m perimeter to the building (1m wide paving slabs & foul/storm drainage), The cost include 2 no. personnel doors and roller shutters are included at 1 door up to 1,000m2 , 2 roller doors over 1,000m2 (GIA), and 4 roller doors over 5,000m2. Costs are for the shell only and do not include for internal rooms such as offices or toilets which should be added for seperately. See Variations for assistance. | - | - | - | - | - | Cavity Wall construction to lower walls should be added by measuring wall area at an E/O rate of £102m2, single block walls are cost neutral. Additional roller shutter doors over and above the beacon specification at should be added at additonal cost of £ 232 each (4 x 4m) . Additional personnel doors over the assumed 2nr. - add £1,077 each. If no heating is present a deduction of £28m2 (GIA) should be made to the beacon cost. Internal offices (in Industrial complexes) should be added by reference to Cost Guide code series 42P04A -42P40V, Internal WC - 42P40W, amenity blocks - showers & toilets (New code TBC) & Canteens (New CodeTBC) | - | - | 10101 |  | m2 | - | 3 - INDUSTRIAL | David Grace | Jim Allen | 1062.5205 | Option 1 | 1317.3173 | 23.98% | 1632.7934 | 1172.3066 | 10.33% | -11.01% | 1172.3066 | 10.33% | Price Book Data | P. Avo | VOA_GPN_GOV_UK\7243572 | 2021-07-07 | Low | - | Low | - | - | Updated indiced etc. 24/03/2021 - Copied to the latest DCS. | NA | SPONS A&B | 1.561 | (BEAMS Note 2) The ERC for this item should be added to all other rateable items on the hereditament (except land). Therefore the total of the ERC of the other Building Items and the P&M ERC (where applicable) to enable the correct contract size adjustment to be made. ERC of Building Component + ERC of P&M = Total ERC to which contract size adjustment should be applied. The appropriate % adjustment should be made in accordance with the scale for contract size adjustment specified under section 6 of the RCG 2021 Guidance notes. The currency ERC rates are set at £4m (Four Million Pounds) @ 1st April 2019 (AVD) for the RCG 2021 Publication. | - | - | 2 | TRUE
2961 | 41P371 | 5996 | 41P371 | Industrial Buildings | Insulated Buildings | Sheet Metal Cladding | 0 - 100m2 | Eaves Height - 19m | Building Area only; Site strip vegetation; Strip foundations; Column bases; Insulated Concrete GF slab with DPM and Mesh,150 thick up to 10,000m2, 200mm thick over 10,000m2 GIA; Steel Portal frame with bolts and baseplates; Coated galvanised trapezoidal roof sheets with insulation on steel purlins; Roof lights; valley gutters; matching fascia and soffit; Rainwater downpipes and gutters; trapezoidal insulated wall system cladding on cladding rails; External roller shutter doors and personnel doors; Single phase electrics, lighting and power; Gas fuelled hot air burners; Underslab storm drainage from internal downpipes on building area greater than 1,000m2; | Location Adjustment Applicable (See Guidance Notes) - ERC = UK mean of 1.00 | (BEAMS Note 2) The ERC for this item should be added to all other rateable items on the hereditament (except land). Therefore the total of the ERC of the other Building Items and the P&M ERC (where applicable) to enable the correct contract size adjustment to be made. ERC of Building Component + ERC of P&M = Total ERC to which contract size adjustment should be applied. The appropriate % adjustment should be made in accordance with the scale for contract size adjustment specified under section 6 of the RCG 2023 Guidance notes. The currency ERC rates are set at £4m (Four Million Pounds) @ 1st April 2021 (AVD) for the RCG 2023 Publication. | The data consists of a typical Industrial shell. Works include the Industrial shell as described and includes works up to 1m perimeter to the building (1m wide paving slabs & foul/storm drainage), The cost include 2 no. personnel doors and roller shutters are included at 1 door up to 1,000m2 , 2 roller doors over 1,000m2 (GIA), and 4 roller doors over 5,000m2. Costs are for the shell only and do not include for internal rooms such as offices or toilets which should be added for seperately. See Variations for assistance. | - | - | - | - | - | Cavity Wall construction to lower walls should be added by measuring wall area at an E/O rate of £102m2, single block walls are cost neutral. Additional roller shutter doors over and above the beacon specification at should be added at additonal cost of £ 232 each (4 x 4m) . Additional personnel doors over the assumed 2nr. - add £1,077 each. If no heating is present a deduction of £28m2 (GIA) should be made to the beacon cost. Internal offices (in Industrial complexes) should be added by reference to Cost Guide code series 42P04A -42P40V, Internal WC - 42P40W, amenity blocks - showers & toilets (New code TBC) & Canteens (New CodeTBC) | - | - | 10101 |  | m2 | - | 3 - INDUSTRIAL | David Grace | Jim Allen | 1105.5749 | Option 1 | 1370.6963 | 23.98% | 1675.117 | 1202.6939 | 8.784% | -12.26% | 1202.6939 | 8.784% | Price Book Data | P. Avo | VOA_GPN_GOV_UK\7243572 | 2021-07-07 | Low | - | Low | - | - | Updated indiced etc. 24/03/2021 - Copied to the latest DCS. | NA | SPONS A&B | 1.561 | (BEAMS Note 2) The ERC for this item should be added to all other rateable items on the hereditament (except land). Therefore the total of the ERC of the other Building Items and the P&M ERC (where applicable) to enable the correct contract size adjustment to be made. ERC of Building Component + ERC of P&M = Total ERC to which contract size adjustment should be applied. The appropriate % adjustment should be made in accordance with the scale for contract size adjustment specified under section 6 of the RCG 2021 Guidance notes. The currency ERC rates are set at £4m (Four Million Pounds) @ 1st April 2019 (AVD) for the RCG 2021 Publication. | - | - | 2 | TRUE
2962 | 41P372 | 5997 | 41P372 | Industrial Buildings | Insulated Buildings | Sheet Metal Cladding | 0 - 100m2 | Eaves Height - 20m | Building Area only; Site strip vegetation; Strip foundations; Column bases; Insulated Concrete GF slab with DPM and Mesh,150 thick up to 10,000m2, 200mm thick over 10,000m2 GIA; Steel Portal frame with bolts and baseplates; Coated galvanised trapezoidal roof sheets with insulation on steel purlins; Roof lights; valley gutters; matching fascia and soffit; Rainwater downpipes and gutters; trapezoidal insulated wall system cladding on cladding rails; External roller shutter doors and personnel doors; Single phase electrics, lighting and power; Gas fuelled hot air burners; Underslab storm drainage from internal downpipes on building area greater than 1,000m2; | Location Adjustment Applicable (See Guidance Notes) - ERC = UK mean of 1.00 | (BEAMS Note 2) The ERC for this item should be added to all other rateable items on the hereditament (except land). Therefore the total of the ERC of the other Building Items and the P&M ERC (where applicable) to enable the correct contract size adjustment to be made. ERC of Building Component + ERC of P&M = Total ERC to which contract size adjustment should be applied. The appropriate % adjustment should be made in accordance with the scale for contract size adjustment specified under section 6 of the RCG 2023 Guidance notes. The currency ERC rates are set at £4m (Four Million Pounds) @ 1st April 2021 (AVD) for the RCG 2023 Publication. | The data consists of a typical Industrial shell. Works include the Industrial shell as described and includes works up to 1m perimeter to the building (1m wide paving slabs & foul/storm drainage), The cost include 2 no. personnel doors and roller shutters are included at 1 door up to 1,000m2 , 2 roller doors over 1,000m2 (GIA), and 4 roller doors over 5,000m2. Costs are for the shell only and do not include for internal rooms such as offices or toilets which should be added for seperately. See Variations for assistance. | - | - | - | - | - | Cavity Wall construction to lower walls should be added by measuring wall area at an E/O rate of £102m2, single block walls are cost neutral. Additional roller shutter doors over and above the beacon specification at should be added at additonal cost of £ 232 each (4 x 4m) . Additional personnel doors over the assumed 2nr. - add £1,077 each. If no heating is present a deduction of £28m2 (GIA) should be made to the beacon cost. Internal offices (in Industrial complexes) should be added by reference to Cost Guide code series 42P04A -42P40V, Internal WC - 42P40W, amenity blocks - showers & toilets (New code TBC) & Canteens (New CodeTBC) | - | - | 10101 |  | m2 | - | 3 - INDUSTRIAL | David Grace | Jim Allen | 1149.3981 | Option 1 | 1425.0284 | 23.98% | 1717.4406 | 1233.0813 | 7.281% | -13.47% | 1233.0813 | 7.281% | Price Book Data | P. Avo | VOA_GPN_GOV_UK\7243572 | 2021-07-07 | Low | - | Low | - | - | Updated indiced etc. 24/03/2021 - Copied to the latest DCS. | NA | SPONS A&B | 1.561 | (BEAMS Note 2) The ERC for this item should be added to all other rateable items on the hereditament (except land). Therefore the total of the ERC of the other Building Items and the P&M ERC (where applicable) to enable the correct contract size adjustment to be made. ERC of Building Component + ERC of P&M = Total ERC to which contract size adjustment should be applied. The appropriate % adjustment should be made in accordance with the scale for contract size adjustment specified under section 6 of the RCG 2021 Guidance notes. The currency ERC rates are set at £4m (Four Million Pounds) @ 1st April 2019 (AVD) for the RCG 2021 Publication. | - | - | 2 | TRUE
2963 | 41P701 | 5773 | 41P701 | Industrial Buildings | Insulated Buildings | Sheet Metal Cladding | 101 - 250m2 | Eaves Height - 16m | Building Area only; Site strip vegetation; Strip foundations; Column bases; Insulated Concrete GF slab with DPM and Mesh,150 thick up to 10,000m2, 200mm thick over 10,000m2 GIA; Steel Portal frame with bolts and baseplates; Coated galvanised trapezoidal roof sheets with insulation on steel purlins; Roof lights; valley gutters; matching fascia and soffit; Rainwater downpipes and gutters; trapezoidal insulated wall system cladding on cladding rails; External roller shutter doors and personnel doors; Single phase electrics, lighting and power; Gas fuelled hot air burners; Underslab storm drainage from internal downpipes on building area greater than 1,000m2; | Location Adjustment Applicable (See Guidance Notes) - ERC = UK mean of 1.00 | (BEAMS Note 2) The ERC for this item should be added to all other rateable items on the hereditament (except land). Therefore the total of the ERC of the other Building Items and the P&M ERC (where applicable) to enable the correct contract size adjustment to be made. ERC of Building Component + ERC of P&M = Total ERC to which contract size adjustment should be applied. The appropriate % adjustment should be made in accordance with the scale for contract size adjustment specified under section 6 of the RCG 2023 Guidance notes. The currency ERC rates are set at £4m (Four Million Pounds) @ 1st April 2021 (AVD) for the RCG 2023 Publication. | The data consists of a typical Industrial shell. Works include the Industrial shell as described and includes works up to 1m perimeter to the building (1m wide paving slabs & foul/storm drainage), The cost include 2 no. personnel doors and roller shutters are included at 1 door up to 1,000m2 , 2 roller doors over 1,000m2 (GIA), and 4 roller doors over 5,000m2. Costs are for the shell only and do not include for internal rooms such as offices or toilets which should be added for seperately. See Variations for assistance. | - | - | - | - | - | Cavity Wall construction to lower walls should be added by measuring wall area at an E/O rate of £102m2, single block walls are cost neutral. Additional roller shutter doors over and above the beacon specification at should be added at additonal cost of £ 232 each (4 x 4m) . Additional personnel doors over the assumed 2nr. - add £1,077 each. If no heating is present a deduction of £28m2 (GIA) should be made to the beacon cost. Internal offices (in Industrial complexes) should be added by reference to Cost Guide code series 42P04A -42P40V, Internal WC - 42P40W, amenity blocks - showers & toilets (New code TBC) & Canteens (New CodeTBC) | - | - | 10102 | 41P393 | m2 | - | 3 - INDUSTRIAL | David Grace | Jim Allen | 771.1346 | Option 1 | 956.0559 | 23.98% | 1297.0254 | 931.2332 | 20.76% | -2.596% | 931.2332 | 20.76% | Price Book Data | P. Avo | VOA_GPN_GOV_UK\7243572 | 2021-07-08 | Low | - | Low | - | - | Updated indiced etc. 24/03/2021 - Copied to the latest DCS. | NA | SPONS A&B | 1.561 | (BEAMS Note 2) The ERC for this item should be added to all other rateable items on the hereditament (except land). Therefore the total of the ERC of the other Building Items and the P&M ERC (where applicable) to enable the correct contract size adjustment to be made. ERC of Building Component + ERC of P&M = Total ERC to which contract size adjustment should be applied. The appropriate % adjustment should be made in accordance with the scale for contract size adjustment specified under section 6 of the RCG 2021 Guidance notes. The currency ERC rates are set at £4m (Four Million Pounds) @ 1st April 2019 (AVD) for the RCG 2021 Publication. | - | - | 2 | TRUE
2964 | 41P702 | 5777 | 41P702 | Industrial Buildings | Insulated Buildings | Sheet Metal Cladding | 101 - 250m2 | Eaves Height - 17m | Building Area only; Site strip vegetation; Strip foundations; Column bases; Insulated Concrete GF slab with DPM and Mesh,150 thick up to 10,000m2, 200mm thick over 10,000m2 GIA; Steel Portal frame with bolts and baseplates; Coated galvanised trapezoidal roof sheets with insulation on steel purlins; Roof lights; valley gutters; matching fascia and soffit; Rainwater downpipes and gutters; trapezoidal insulated wall system cladding on cladding rails; External roller shutter doors and personnel doors; Single phase electrics, lighting and power; Gas fuelled hot air burners; Underslab storm drainage from internal downpipes on building area greater than 1,000m2; | Location Adjustment Applicable (See Guidance Notes) - ERC = UK mean of 1.00 | (BEAMS Note 2) The ERC for this item should be added to all other rateable items on the hereditament (except land). Therefore the total of the ERC of the other Building Items and the P&M ERC (where applicable) to enable the correct contract size adjustment to be made. ERC of Building Component + ERC of P&M = Total ERC to which contract size adjustment should be applied. The appropriate % adjustment should be made in accordance with the scale for contract size adjustment specified under section 6 of the RCG 2023 Guidance notes. The currency ERC rates are set at £4m (Four Million Pounds) @ 1st April 2021 (AVD) for the RCG 2023 Publication. | The data consists of a typical Industrial shell. Works include the Industrial shell as described and includes works up to 1m perimeter to the building (1m wide paving slabs & foul/storm drainage), The cost include 2 no. personnel doors and roller shutters are included at 1 door up to 1,000m2 , 2 roller doors over 1,000m2 (GIA), and 4 roller doors over 5,000m2. Costs are for the shell only and do not include for internal rooms such as offices or toilets which should be added for seperately. See Variations for assistance. | - | - | - | - | - | Cavity Wall construction to lower walls should be added by measuring wall area at an E/O rate of £102m2, single block walls are cost neutral. Additional roller shutter doors over and above the beacon specification at should be added at additonal cost of £ 232 each (4 x 4m) . Additional personnel doors over the assumed 2nr. - add £1,077 each. If no heating is present a deduction of £28m2 (GIA) should be made to the beacon cost. Internal offices (in Industrial complexes) should be added by reference to Cost Guide code series 42P04A -42P40V, Internal WC - 42P40W, amenity blocks - showers & toilets (New code TBC) & Canteens (New CodeTBC) | - | - | 10102 | 41P394 | m2 | - | 3 - INDUSTRIAL | David Grace | Jim Allen | 801.1189 | Option 1 | 993.2305 | 23.98% | 1330.5805 | 955.325 | 19.25% | -3.816% | 955.325 | 19.25% | Price Book Data | P. Avo | VOA_GPN_GOV_UK\7243572 | 2021-07-08 | Low | - | Low | - | - | Updated indiced etc. 24/03/2021 - Copied to the latest DCS. | NA | SPONS A&B | 1.561 | (BEAMS Note 2) The ERC for this item should be added to all other rateable items on the hereditament (except land). Therefore the total of the ERC of the other Building Items and the P&M ERC (where applicable) to enable the correct contract size adjustment to be made. ERC of Building Component + ERC of P&M = Total ERC to which contract size adjustment should be applied. The appropriate % adjustment should be made in accordance with the scale for contract size adjustment specified under section 6 of the RCG 2021 Guidance notes. The currency ERC rates are set at £4m (Four Million Pounds) @ 1st April 2019 (AVD) for the RCG 2021 Publication. | - | - | 2 | TRUE
2965 | 41P703 | 5778 | 41P703 | Industrial Buildings | Insulated Buildings | Sheet Metal Cladding | 101 - 250m2 | Eaves Height - 18m | Building Area only; Site strip vegetation; Strip foundations; Column bases; Insulated Concrete GF slab with DPM and Mesh,150 thick up to 10,000m2, 200mm thick over 10,000m2 GIA; Steel Portal frame with bolts and baseplates; Coated galvanised trapezoidal roof sheets with insulation on steel purlins; Roof lights; valley gutters; matching fascia and soffit; Rainwater downpipes and gutters; trapezoidal insulated wall system cladding on cladding rails; External roller shutter doors and personnel doors; Single phase electrics, lighting and power; Gas fuelled hot air burners; Underslab storm drainage from internal downpipes on building area greater than 1,000m2; | Location Adjustment Applicable (See Guidance Notes) - ERC = UK mean of 1.00 | (BEAMS Note 2) The ERC for this item should be added to all other rateable items on the hereditament (except land). Therefore the total of the ERC of the other Building Items and the P&M ERC (where applicable) to enable the correct contract size adjustment to be made. ERC of Building Component + ERC of P&M = Total ERC to which contract size adjustment should be applied. The appropriate % adjustment should be made in accordance with the scale for contract size adjustment specified under section 6 of the RCG 2023 Guidance notes. The currency ERC rates are set at £4m (Four Million Pounds) @ 1st April 2021 (AVD) for the RCG 2023 Publication. | The data consists of a typical Industrial shell. Works include the Industrial shell as described and includes works up to 1m perimeter to the building (1m wide paving slabs & foul/storm drainage), The cost include 2 no. personnel doors and roller shutters are included at 1 door up to 1,000m2 , 2 roller doors over 1,000m2 (GIA), and 4 roller doors over 5,000m2. Costs are for the shell only and do not include for internal rooms such as offices or toilets which should be added for seperately. See Variations for assistance. | - | - | - | - | - | Cavity Wall construction to lower walls should be added by measuring wall area at an E/O rate of £102m2, single block walls are cost neutral. Additional roller shutter doors over and above the beacon specification at should be added at additonal cost of £ 232 each (4 x 4m) . Additional personnel doors over the assumed 2nr. - add £1,077 each. If no heating is present a deduction of £28m2 (GIA) should be made to the beacon cost. Internal offices (in Industrial complexes) should be added by reference to Cost Guide code series 42P04A -42P40V, Internal WC - 42P40W, amenity blocks - showers & toilets (New code TBC) & Canteens (New CodeTBC) | - | - | 10102 | 41P395 | m2 | - | 3 - INDUSTRIAL | David Grace | Jim Allen | 829.5656 | Option 1 | 1028.4988 | 23.98% | 1364.1355 | 979.4167 | 18.06% | -4.772% | 979.4167 | 18.06% | Price Book Data | P. Avo | VOA_GPN_GOV_UK\7243572 | 2021-07-08 | Low | - | Low | - | - | Updated indiced etc. 24/03/2021 - Copied to the latest DCS. | NA | SPONS A&B | 1.561 | (BEAMS Note 2) The ERC for this item should be added to all other rateable items on the hereditament (except land). Therefore the total of the ERC of the other Building Items and the P&M ERC (where applicable) to enable the correct contract size adjustment to be made. ERC of Building Component + ERC of P&M = Total ERC to which contract size adjustment should be applied. The appropriate % adjustment should be made in accordance with the scale for contract size adjustment specified under section 6 of the RCG 2021 Guidance notes. The currency ERC rates are set at £4m (Four Million Pounds) @ 1st April 2019 (AVD) for the RCG 2021 Publication. | - | - | 2 | TRUE
2966 | 41P704 | 5779 | 41P704 | Industrial Buildings | Insulated Buildings | Sheet Metal Cladding | 101 - 250m2 | Eaves Height - 19m | Building Area only; Site strip vegetation; Strip foundations; Column bases; Insulated Concrete GF slab with DPM and Mesh,150 thick up to 10,000m2, 200mm thick over 10,000m2 GIA; Steel Portal frame with bolts and baseplates; Coated galvanised trapezoidal roof sheets with insulation on steel purlins; Roof lights; valley gutters; matching fascia and soffit; Rainwater downpipes and gutters; trapezoidal insulated wall system cladding on cladding rails; External roller shutter doors and personnel doors; Single phase electrics, lighting and power; Gas fuelled hot air burners; Underslab storm drainage from internal downpipes on building area greater than 1,000m2; | Location Adjustment Applicable (See Guidance Notes) - ERC = UK mean of 1.00 | (BEAMS Note 2) The ERC for this item should be added to all other rateable items on the hereditament (except land). Therefore the total of the ERC of the other Building Items and the P&M ERC (where applicable) to enable the correct contract size adjustment to be made. ERC of Building Component + ERC of P&M = Total ERC to which contract size adjustment should be applied. The appropriate % adjustment should be made in accordance with the scale for contract size adjustment specified under section 6 of the RCG 2023 Guidance notes. The currency ERC rates are set at £4m (Four Million Pounds) @ 1st April 2021 (AVD) for the RCG 2023 Publication. | The data consists of a typical Industrial shell. Works include the Industrial shell as described and includes works up to 1m perimeter to the building (1m wide paving slabs & foul/storm drainage), The cost include 2 no. personnel doors and roller shutters are included at 1 door up to 1,000m2 , 2 roller doors over 1,000m2 (GIA), and 4 roller doors over 5,000m2. Costs are for the shell only and do not include for internal rooms such as offices or toilets which should be added for seperately. See Variations for assistance. | - | - | - | - | - | Cavity Wall construction to lower walls should be added by measuring wall area at an E/O rate of £102m2, single block walls are cost neutral. Additional roller shutter doors over and above the beacon specification at should be added at additonal cost of £ 232 each (4 x 4m) . Additional personnel doors over the assumed 2nr. - add £1,077 each. If no heating is present a deduction of £28m2 (GIA) should be made to the beacon cost. Internal offices (in Industrial complexes) should be added by reference to Cost Guide code series 42P04A -42P40V, Internal WC - 42P40W, amenity blocks - showers & toilets (New code TBC) & Canteens (New CodeTBC) | - | - | 10102 | 41P396 | m2 | - | 3 - INDUSTRIAL | David Grace | Jim Allen | 861.0875 | Option 1 | 1067.5798 | 23.98% | 1397.6906 | 1003.5084 | 16.54% | -6.002% | 1003.5084 | 16.54% | Price Book Data | P. Avo | VOA_GPN_GOV_UK\7243572 | 2021-07-08 | Low | - | Low | - | - | Updated indiced etc. 24/03/2021 - Copied to the latest DCS. | NA | SPONS A&B | 1.561 | (BEAMS Note 2) The ERC for this item should be added to all other rateable items on the hereditament (except land). Therefore the total of the ERC of the other Building Items and the P&M ERC (where applicable) to enable the correct contract size adjustment to be made. ERC of Building Component + ERC of P&M = Total ERC to which contract size adjustment should be applied. The appropriate % adjustment should be made in accordance with the scale for contract size adjustment specified under section 6 of the RCG 2021 Guidance notes. The currency ERC rates are set at £4m (Four Million Pounds) @ 1st April 2019 (AVD) for the RCG 2021 Publication. | - | - | 2 | TRUE
2967 | 41P705 | 5780 | 41P705 | Industrial Buildings | Insulated Buildings | Sheet Metal Cladding | 101 - 250m2 | Eaves Height - 20m | Building Area only; Site strip vegetation; Strip foundations; Column bases; Insulated Concrete GF slab with DPM and Mesh,150 thick up to 10,000m2, 200mm thick over 10,000m2 GIA; Steel Portal frame with bolts and baseplates; Coated galvanised trapezoidal roof sheets with insulation on steel purlins; Roof lights; valley gutters; matching fascia and soffit; Rainwater downpipes and gutters; trapezoidal insulated wall system cladding on cladding rails; External roller shutter doors and personnel doors; Single phase electrics, lighting and power; Gas fuelled hot air burners; Underslab storm drainage from internal downpipes on building area greater than 1,000m2; | Location Adjustment Applicable (See Guidance Notes) - ERC = UK mean of 1.00 | (BEAMS Note 2) The ERC for this item should be added to all other rateable items on the hereditament (except land). Therefore the total of the ERC of the other Building Items and the P&M ERC (where applicable) to enable the correct contract size adjustment to be made. ERC of Building Component + ERC of P&M = Total ERC to which contract size adjustment should be applied. The appropriate % adjustment should be made in accordance with the scale for contract size adjustment specified under section 6 of the RCG 2023 Guidance notes. The currency ERC rates are set at £4m (Four Million Pounds) @ 1st April 2021 (AVD) for the RCG 2023 Publication. | The data consists of a typical Industrial shell. Works include the Industrial shell as described and includes works up to 1m perimeter to the building (1m wide paving slabs & foul/storm drainage), The cost include 2 no. personnel doors and roller shutters are included at 1 door up to 1,000m2 , 2 roller doors over 1,000m2 (GIA), and 4 roller doors over 5,000m2. Costs are for the shell only and do not include for internal rooms such as offices or toilets which should be added for seperately. See Variations for assistance. | - | - | - | - | - | Cavity Wall construction to lower walls should be added by measuring wall area at an E/O rate of £102m2, single block walls are cost neutral. Additional roller shutter doors over and above the beacon specification at should be added at additonal cost of £ 232 each (4 x 4m) . Additional personnel doors over the assumed 2nr. - add £1,077 each. If no heating is present a deduction of £28m2 (GIA) should be made to the beacon cost. Internal offices (in Industrial complexes) should be added by reference to Cost Guide code series 42P04A -42P40V, Internal WC - 42P40W, amenity blocks - showers & toilets (New code TBC) & Canteens (New CodeTBC) | - | - | 10102 | 41P397 | m2 | - | 3 - INDUSTRIAL | David Grace | Jim Allen | 892.6095 | Option 1 | 1106.6609 | 23.98% | 1431.2457 | 1027.6002 | 15.12% | -7.144% | 1027.6002 | 15.12% | Price Book Data | P. Avo | VOA_GPN_GOV_UK\7243572 | 2021-07-08 | Low | - | Low | - | - | Updated indiced etc. 24/03/2021 - Copied to the latest DCS. | NA | SPONS A&B | 1.561 | (BEAMS Note 2) The ERC for this item should be added to all other rateable items on the hereditament (except land). Therefore the total of the ERC of the other Building Items and the P&M ERC (where applicable) to enable the correct contract size adjustment to be made. ERC of Building Component + ERC of P&M = Total ERC to which contract size adjustment should be applied. The appropriate % adjustment should be made in accordance with the scale for contract size adjustment specified under section 6 of the RCG 2021 Guidance notes. The currency ERC rates are set at £4m (Four Million Pounds) @ 1st April 2019 (AVD) for the RCG 2021 Publication. | - | - | 2 | TRUE
2968 | 41P706 | 5781 | 41P706 | Industrial Buildings | Insulated Buildings | Sheet Metal Cladding | 101 - 250m2 | Eaves Height - 21m | Building Area only; Site strip vegetation; Strip foundations; Column bases; Insulated Concrete GF slab with DPM and Mesh,150 thick up to 10,000m2, 200mm thick over 10,000m2 GIA; Steel Portal frame with bolts and baseplates; Coated galvanised trapezoidal roof sheets with insulation on steel purlins; Roof lights; valley gutters; matching fascia and soffit; Rainwater downpipes and gutters; trapezoidal insulated wall system cladding on cladding rails; External roller shutter doors and personnel doors; Single phase electrics, lighting and power; Gas fuelled hot air burners; Underslab storm drainage from internal downpipes on building area greater than 1,000m2; | Location Adjustment Applicable (See Guidance Notes) - ERC = UK mean of 1.00 | (BEAMS Note 2) The ERC for this item should be added to all other rateable items on the hereditament (except land). Therefore the total of the ERC of the other Building Items and the P&M ERC (where applicable) to enable the correct contract size adjustment to be made. ERC of Building Component + ERC of P&M = Total ERC to which contract size adjustment should be applied. The appropriate % adjustment should be made in accordance with the scale for contract size adjustment specified under section 6 of the RCG 2023 Guidance notes. The currency ERC rates are set at £4m (Four Million Pounds) @ 1st April 2021 (AVD) for the RCG 2023 Publication. | The data consists of a typical Industrial shell. Works include the Industrial shell as described and includes works up to 1m perimeter to the building (1m wide paving slabs & foul/storm drainage), The cost include 2 no. personnel doors and roller shutters are included at 1 door up to 1,000m2 , 2 roller doors over 1,000m2 (GIA), and 4 roller doors over 5,000m2. Costs are for the shell only and do not include for internal rooms such as offices or toilets which should be added for seperately. See Variations for assistance. | - | - | - | - | - | Cavity Wall construction to lower walls should be added by measuring wall area at an E/O rate of £102m2, single block walls are cost neutral. Additional roller shutter doors over and above the beacon specification at should be added at additonal cost of £ 232 each (4 x 4m) . Additional personnel doors over the assumed 2nr. - add £1,077 each. If no heating is present a deduction of £28m2 (GIA) should be made to the beacon cost. Internal offices (in Industrial complexes) should be added by reference to Cost Guide code series 42P04A -42P40V, Internal WC - 42P40W, amenity blocks - showers & toilets (New code TBC) & Canteens (New CodeTBC) | - | - | 10102 | 41P398 | m2 | - | 3 - INDUSTRIAL | David Grace | Jim Allen | 922.5938 | Option 1 | 1143.8355 | 23.98% | 1506.4846 | 1081.6199 | 17.24% | -5.439% | 1081.6199 | 17.24% | Price Book Data | P. Avo | VOA_GPN_GOV_UK\7243572 | 2021-07-08 | Low | - | Low | - | - | Updated indiced etc. 24/03/2021 - Copied to the latest DCS. | NA | SPONS A&B | 1.561 | (BEAMS Note 2) The ERC for this item should be added to all other rateable items on the hereditament (except land). Therefore the total of the ERC of the other Building Items and the P&M ERC (where applicable) to enable the correct contract size adjustment to be made. ERC of Building Component + ERC of P&M = Total ERC to which contract size adjustment should be applied. The appropriate % adjustment should be made in accordance with the scale for contract size adjustment specified under section 6 of the RCG 2021 Guidance notes. The currency ERC rates are set at £4m (Four Million Pounds) @ 1st April 2019 (AVD) for the RCG 2021 Publication. | - | - | 2 | TRUE
2969 | 41P71P | 5510 | 41P71P | Industrial Buildings | Insulated Buildings | Sheet Metal Cladding | 101 - 250m2 | Eaves Height - 11m | Building Area only; Site strip vegetation; Strip foundations; Column bases; Insulated Concrete GF slab with DPM and Mesh,150 thick up to 10,000m2, 200mm thick over 10,000m2 GIA; Steel Portal frame with bolts and baseplates; Coated galvanised trapezoidal roof sheets with insulation on steel purlins; Roof lights; valley gutters; matching fascia and soffit; Rainwater downpipes and gutters; trapezoidal insulated wall system cladding on cladding rails; External roller shutter doors and personnel doors; Single phase electrics, lighting and power; Gas fuelled hot air burners; Underslab storm drainage from internal downpipes on building area greater than 1,000m2; | Location Adjustment Applicable (See Guidance Notes) - ERC = UK mean of 1.00 | (BEAMS Note 2) The ERC for this item should be added to all other rateable items on the hereditament (except land). Therefore the total of the ERC of the other Building Items and the P&M ERC (where applicable) to enable the correct contract size adjustment to be made. ERC of Building Component + ERC of P&M = Total ERC to which contract size adjustment should be applied. The appropriate % adjustment should be made in accordance with the scale for contract size adjustment specified under section 6 of the RCG 2023 Guidance notes. The currency ERC rates are set at £4m (Four Million Pounds) @ 1st April 2021 (AVD) for the RCG 2023 Publication. | The data consists of a typical Industrial shell. Works include the Industrial shell as described and includes works up to 1m perimeter to the building (1m wide paving slabs & foul/storm drainage), The cost include 2 no. personnel doors and roller shutters are included at 1 door up to 1,000m2 , 2 roller doors over 1,000m2 (GIA), and 4 roller doors over 5,000m2. Costs are for the shell only and do not include for internal rooms such as offices or toilets which should be added for seperately. See Variations for assistance. | - | - | - | - | - | Cavity Wall construction to lower walls should be added by measuring wall area at an E/O rate of £102m2, single block walls are cost neutral. Additional roller shutter doors over and above the beacon specification at should be added at additonal cost of £ 232 each (4 x 4m) . Additional personnel doors over the assumed 2nr. - add £1,077 each. If no heating is present a deduction of £28m2 (GIA) should be made to the beacon cost. Internal offices (in Industrial complexes) should be added by reference to Cost Guide code series 42P04A -42P40V, Internal WC - 42P40W, amenity blocks - showers & toilets (New code TBC) & Canteens (New CodeTBC) | - | - | 10102 | 41P33P | m2 | - | 3 - INDUSTRIAL | David Grace | Jim Allen | 625.8261 | Option 1 | 775.9018 | 23.98% | 1129.2501 | 810.7746 | 29.55% | 4.494% | 810.7746 | 29.55% | Price Book Data | P. Avo | VOA_GPN_GOV_UK\7243572 | 2021-07-08 | Low | - | Low | - | - | Updated indiced etc. 24/03/2021 - Copied to the latest DCS. | NA | SPONS A&B | 1.561 | (BEAMS Note 2) The ERC for this item should be added to all other rateable items on the hereditament (except land). Therefore the total of the ERC of the other Building Items and the P&M ERC (where applicable) to enable the correct contract size adjustment to be made. ERC of Building Component + ERC of P&M = Total ERC to which contract size adjustment should be applied. The appropriate % adjustment should be made in accordance with the scale for contract size adjustment specified under section 6 of the RCG 2021 Guidance notes. The currency ERC rates are set at £4m (Four Million Pounds) @ 1st April 2019 (AVD) for the RCG 2021 Publication. | - | - | 2 | TRUE
2970 | 41P71T | 5511 | 41P71T | Industrial Buildings | Insulated Buildings | Sheet Metal Cladding | 101 - 250m2 | Eaves Height - 12m | Building Area only; Site strip vegetation; Strip foundations; Column bases; Insulated Concrete GF slab with DPM and Mesh,150 thick up to 10,000m2, 200mm thick over 10,000m2 GIA; Steel Portal frame with bolts and baseplates; Coated galvanised trapezoidal roof sheets with insulation on steel purlins; Roof lights; valley gutters; matching fascia and soffit; Rainwater downpipes and gutters; trapezoidal insulated wall system cladding on cladding rails; External roller shutter doors and personnel doors; Single phase electrics, lighting and power; Gas fuelled hot air burners; Underslab storm drainage from internal downpipes on building area greater than 1,000m2; | Location Adjustment Applicable (See Guidance Notes) - ERC = UK mean of 1.00 | (BEAMS Note 2) The ERC for this item should be added to all other rateable items on the hereditament (except land). Therefore the total of the ERC of the other Building Items and the P&M ERC (where applicable) to enable the correct contract size adjustment to be made. ERC of Building Component + ERC of P&M = Total ERC to which contract size adjustment should be applied. The appropriate % adjustment should be made in accordance with the scale for contract size adjustment specified under section 6 of the RCG 2023 Guidance notes. The currency ERC rates are set at £4m (Four Million Pounds) @ 1st April 2021 (AVD) for the RCG 2023 Publication. | The data consists of a typical Industrial shell. Works include the Industrial shell as described and includes works up to 1m perimeter to the building (1m wide paving slabs & foul/storm drainage), The cost include 2 no. personnel doors and roller shutters are included at 1 door up to 1,000m2 , 2 roller doors over 1,000m2 (GIA), and 4 roller doors over 5,000m2. Costs are for the shell only and do not include for internal rooms such as offices or toilets which should be added for seperately. See Variations for assistance. | - | - | - | - | - | Cavity Wall construction to lower walls should be added by measuring wall area at an E/O rate of £102m2, single block walls are cost neutral. Additional roller shutter doors over and above the beacon specification at should be added at additonal cost of £ 232 each (4 x 4m) . Additional personnel doors over the assumed 2nr. - add £1,077 each. If no heating is present a deduction of £28m2 (GIA) should be made to the beacon cost. Internal offices (in Industrial complexes) should be added by reference to Cost Guide code series 42P04A -42P40V, Internal WC - 42P40W, amenity blocks - showers & toilets (New code TBC) & Canteens (New CodeTBC) | - | - | 10102 | 41P33T | m2 | - | 3 - INDUSTRIAL | David Grace | Jim Allen | 652.7351 | Option 1 | 809.2636 | 23.98% | 1162.8052 | 834.8663 | 27.9% | 3.164% | 834.8663 | 27.9% | Price Book Data | P. Avo | VOA_GPN_GOV_UK\7243572 | 2021-03-24 | Low | - | Low | - | - | Updated indiced etc. 24/03/2021 - Copied to the latest DCS. | NA | SPONS A&B | 1.561 | (BEAMS Note 2) The ERC for this item should be added to all other rateable items on the hereditament (except land). Therefore the total of the ERC of the other Building Items and the P&M ERC (where applicable) to enable the correct contract size adjustment to be made. ERC of Building Component + ERC of P&M = Total ERC to which contract size adjustment should be applied. The appropriate % adjustment should be made in accordance with the scale for contract size adjustment specified under section 6 of the RCG 2021 Guidance notes. The currency ERC rates are set at £4m (Four Million Pounds) @ 1st April 2019 (AVD) for the RCG 2021 Publication. | - | - | 2 | TRUE
2971 | 41P71V | 5512 | 41P71V | Industrial Buildings | Insulated Buildings | Sheet Metal Cladding | 101 - 250m2 | Eaves Height - 13m | Building Area only; Site strip vegetation; Strip foundations; Column bases; Insulated Concrete GF slab with DPM and Mesh,150 thick up to 10,000m2, 200mm thick over 10,000m2 GIA; Steel Portal frame with bolts and baseplates; Coated galvanised trapezoidal roof sheets with insulation on steel purlins; Roof lights; valley gutters; matching fascia and soffit; Rainwater downpipes and gutters; trapezoidal insulated wall system cladding on cladding rails; External roller shutter doors and personnel doors; Single phase electrics, lighting and power; Gas fuelled hot air burners; Underslab storm drainage from internal downpipes on building area greater than 1,000m2; | Location Adjustment Applicable (See Guidance Notes) - ERC = UK mean of 1.00 | (BEAMS Note 2) The ERC for this item should be added to all other rateable items on the hereditament (except land). Therefore the total of the ERC of the other Building Items and the P&M ERC (where applicable) to enable the correct contract size adjustment to be made. ERC of Building Component + ERC of P&M = Total ERC to which contract size adjustment should be applied. The appropriate % adjustment should be made in accordance with the scale for contract size adjustment specified under section 6 of the RCG 2023 Guidance notes. The currency ERC rates are set at £4m (Four Million Pounds) @ 1st April 2021 (AVD) for the RCG 2023 Publication. | The data consists of a typical Industrial shell. Works include the Industrial shell as described and includes works up to 1m perimeter to the building (1m wide paving slabs & foul/storm drainage), The cost include 2 no. personnel doors and roller shutters are included at 1 door up to 1,000m2 , 2 roller doors over 1,000m2 (GIA), and 4 roller doors over 5,000m2. Costs are for the shell only and do not include for internal rooms such as offices or toilets which should be added for seperately. See Variations for assistance. | - | - | - | - | - | Cavity Wall construction to lower walls should be added by measuring wall area at an E/O rate of £102m2, single block walls are cost neutral. Additional roller shutter doors over and above the beacon specification at should be added at additonal cost of £ 232 each (4 x 4m) . Additional personnel doors over the assumed 2nr. - add £1,077 each. If no heating is present a deduction of £28m2 (GIA) should be made to the beacon cost. Internal offices (in Industrial complexes) should be added by reference to Cost Guide code series 42P04A -42P40V, Internal WC - 42P40W, amenity blocks - showers & toilets (New code TBC) & Canteens (New CodeTBC) | - | - | 10102 | 41P390 | m2 | - | 3 - INDUSTRIAL | David Grace | Jim Allen | 680.4129 | Option 1 | 843.5787 | 23.98% | 1196.3602 | 858.958 | 26.24% | 1.823% | 858.958 | 26.24% | Price Book Data | P. Avo | VOA_GPN_GOV_UK\7243572 | 2021-07-08 | Low | - | Low | - | - | Updated indiced etc. 24/03/2021 - Copied to the latest DCS. | NA | SPONS A&B | 1.561 | (BEAMS Note 2) The ERC for this item should be added to all other rateable items on the hereditament (except land). Therefore the total of the ERC of the other Building Items and the P&M ERC (where applicable) to enable the correct contract size adjustment to be made. ERC of Building Component + ERC of P&M = Total ERC to which contract size adjustment should be applied. The appropriate % adjustment should be made in accordance with the scale for contract size adjustment specified under section 6 of the RCG 2021 Guidance notes. The currency ERC rates are set at £4m (Four Million Pounds) @ 1st April 2019 (AVD) for the RCG 2021 Publication. | - | - | 2 | TRUE
2972 | 41P71X | 5513 | 41P71X | Industrial Buildings | Insulated Buildings | Sheet Metal Cladding | 101 - 250m2 | Eaves Height - 14m | Building Area only; Site strip vegetation; Strip foundations; Column bases; Insulated Concrete GF slab with DPM and Mesh,150 thick up to 10,000m2, 200mm thick over 10,000m2 GIA; Steel Portal frame with bolts and baseplates; Coated galvanised trapezoidal roof sheets with insulation on steel purlins; Roof lights; valley gutters; matching fascia and soffit; Rainwater downpipes and gutters; trapezoidal insulated wall system cladding on cladding rails; External roller shutter doors and personnel doors; Single phase electrics, lighting and power; Gas fuelled hot air burners; Underslab storm drainage from internal downpipes on building area greater than 1,000m2; | Location Adjustment Applicable (See Guidance Notes) - ERC = UK mean of 1.00 | (BEAMS Note 2) The ERC for this item should be added to all other rateable items on the hereditament (except land). Therefore the total of the ERC of the other Building Items and the P&M ERC (where applicable) to enable the correct contract size adjustment to be made. ERC of Building Component + ERC of P&M = Total ERC to which contract size adjustment should be applied. The appropriate % adjustment should be made in accordance with the scale for contract size adjustment specified under section 6 of the RCG 2023 Guidance notes. The currency ERC rates are set at £4m (Four Million Pounds) @ 1st April 2021 (AVD) for the RCG 2023 Publication. | The data consists of a typical Industrial shell. Works include the Industrial shell as described and includes works up to 1m perimeter to the building (1m wide paving slabs & foul/storm drainage), The cost include 2 no. personnel doors and roller shutters are included at 1 door up to 1,000m2 , 2 roller doors over 1,000m2 (GIA), and 4 roller doors over 5,000m2. Costs are for the shell only and do not include for internal rooms such as offices or toilets which should be added for seperately. See Variations for assistance. | - | - | - | - | - | Cavity Wall construction to lower walls should be added by measuring wall area at an E/O rate of £102m2, single block walls are cost neutral. Additional roller shutter doors over and above the beacon specification at should be added at additonal cost of £ 232 each (4 x 4m) . Additional personnel doors over the assumed 2nr. - add £1,077 each. If no heating is present a deduction of £28m2 (GIA) should be made to the beacon cost. Internal offices (in Industrial complexes) should be added by reference to Cost Guide code series 42P04A -42P40V, Internal WC - 42P40W, amenity blocks - showers & toilets (New code TBC) & Canteens (New CodeTBC) | - | - | 10102 | 41P391 | m2 | - | 3 - INDUSTRIAL | David Grace | Jim Allen | 707.3219 | Option 1 | 876.9406 | 23.98% | 1229.9153 | 883.0498 | 24.84% | 0.6966% | 883.0498 | 24.84% | Price Book Data | P. Avo | VOA_GPN_GOV_UK\7243572 | 2021-07-08 | Low | - | Low | - | - | Updated indiced etc. 24/03/2021 - Copied to the latest DCS. | NA | SPONS A&B | 1.561 | (BEAMS Note 2) The ERC for this item should be added to all other rateable items on the hereditament (except land). Therefore the total of the ERC of the other Building Items and the P&M ERC (where applicable) to enable the correct contract size adjustment to be made. ERC of Building Component + ERC of P&M = Total ERC to which contract size adjustment should be applied. The appropriate % adjustment should be made in accordance with the scale for contract size adjustment specified under section 6 of the RCG 2021 Guidance notes. The currency ERC rates are set at £4m (Four Million Pounds) @ 1st April 2019 (AVD) for the RCG 2021 Publication. | - | - | 2 | TRUE
2973 | 41P71Y | 5514 | 41P71Y | Industrial Buildings | Insulated Buildings | Sheet Metal Cladding | 101 - 250m2 | Eaves Height - 15m | Building Area only; Site strip vegetation; Strip foundations; Column bases; Insulated Concrete GF slab with DPM and Mesh,150 thick up to 10,000m2, 200mm thick over 10,000m2 GIA; Steel Portal frame with bolts and baseplates; Coated galvanised trapezoidal roof sheets with insulation on steel purlins; Roof lights; valley gutters; matching fascia and soffit; Rainwater downpipes and gutters; trapezoidal insulated wall system cladding on cladding rails; External roller shutter doors and personnel doors; Single phase electrics, lighting and power; Gas fuelled hot air burners; Underslab storm drainage from internal downpipes on building area greater than 1,000m2; | Location Adjustment Applicable (See Guidance Notes) - ERC = UK mean of 1.00 | (BEAMS Note 2) The ERC for this item should be added to all other rateable items on the hereditament (except land). Therefore the total of the ERC of the other Building Items and the P&M ERC (where applicable) to enable the correct contract size adjustment to be made. ERC of Building Component + ERC of P&M = Total ERC to which contract size adjustment should be applied. The appropriate % adjustment should be made in accordance with the scale for contract size adjustment specified under section 6 of the RCG 2023 Guidance notes. The currency ERC rates are set at £4m (Four Million Pounds) @ 1st April 2021 (AVD) for the RCG 2023 Publication. | The data consists of a typical Industrial shell. Works include the Industrial shell as described and includes works up to 1m perimeter to the building (1m wide paving slabs & foul/storm drainage), The cost include 2 no. personnel doors and roller shutters are included at 1 door up to 1,000m2 , 2 roller doors over 1,000m2 (GIA), and 4 roller doors over 5,000m2. Costs are for the shell only and do not include for internal rooms such as offices or toilets which should be added for seperately. See Variations for assistance. | - | - | - | - | - | Cavity Wall construction to lower walls should be added by measuring wall area at an E/O rate of £102m2, single block walls are cost neutral. Additional roller shutter doors over and above the beacon specification at should be added at additonal cost of £ 232 each (4 x 4m) . Additional personnel doors over the assumed 2nr. - add £1,077 each. If no heating is present a deduction of £28m2 (GIA) should be made to the beacon cost. Internal offices (in Industrial complexes) should be added by reference to Cost Guide code series 42P04A -42P40V, Internal WC - 42P40W, amenity blocks - showers & toilets (New code TBC) & Canteens (New CodeTBC) | - | - | 10102 | 41P392 | m2 | - | 3 - INDUSTRIAL | David Grace | Jim Allen | 734.2309 | Option 1 | 910.3024 | 23.98% | 1263.4704 | 907.1415 | 23.55% | -0.3472% | 907.1415 | 23.55% | Price Book Data | P. Avo | VOA_GPN_GOV_UK\7243572 | 2021-07-08 | Low | - | Low | - | - | Updated indiced etc. 24/03/2021 - Copied to the latest DCS. | NA | SPONS A&B | 1.561 | (BEAMS Note 2) The ERC for this item should be added to all other rateable items on the hereditament (except land). Therefore the total of the ERC of the other Building Items and the P&M ERC (where applicable) to enable the correct contract size adjustment to be made. ERC of Building Component + ERC of P&M = Total ERC to which contract size adjustment should be applied. The appropriate % adjustment should be made in accordance with the scale for contract size adjustment specified under section 6 of the RCG 2021 Guidance notes. The currency ERC rates are set at £4m (Four Million Pounds) @ 1st April 2019 (AVD) for the RCG 2021 Publication. | - | - | 2 | TRUE
2974 | 41P725 | 5516 | 41P725 | Industrial Buildings | Insulated Buildings | Sheet Metal Cladding | 251 - 500m2 | Eaves Height - 16m | Building Area only; Site strip vegetation; Strip foundations; Column bases; Insulated Concrete GF slab with DPM and Mesh,150 thick up to 10,000m2, 200mm thick over 10,000m2 GIA; Steel Portal frame with bolts and baseplates; Coated galvanised trapezoidal roof sheets with insulation on steel purlins; Roof lights; valley gutters; matching fascia and soffit; Rainwater downpipes and gutters; trapezoidal insulated wall system cladding on cladding rails; External roller shutter doors and personnel doors; Single phase electrics, lighting and power; Gas fuelled hot air burners; Underslab storm drainage from internal downpipes on building area greater than 1,000m2; | Location Adjustment Applicable (See Guidance Notes) - ERC = UK mean of 1.00 | (BEAMS Note 2) The ERC for this item should be added to all other rateable items on the hereditament (except land). Therefore the total of the ERC of the other Building Items and the P&M ERC (where applicable) to enable the correct contract size adjustment to be made. ERC of Building Component + ERC of P&M = Total ERC to which contract size adjustment should be applied. The appropriate % adjustment should be made in accordance with the scale for contract size adjustment specified under section 6 of the RCG 2023 Guidance notes. The currency ERC rates are set at £4m (Four Million Pounds) @ 1st April 2021 (AVD) for the RCG 2023 Publication. | The data consists of a typical Industrial shell. Works include the Industrial shell as described and includes works up to 1m perimeter to the building (1m wide paving slabs & foul/storm drainage), The cost include 2 no. personnel doors and roller shutters are included at 1 door up to 1,000m2 , 2 roller doors over 1,000m2 (GIA), and 4 roller doors over 5,000m2. Costs are for the shell only and do not include for internal rooms such as offices or toilets which should be added for seperately. See Variations for assistance. | - | - | - | - | - | Cavity Wall construction to lower walls should be added by measuring wall area at an E/O rate of £102m2, single block walls are cost neutral. Additional roller shutter doors over and above the beacon specification at should be added at additonal cost of £ 232 each (4 x 4m) . Additional personnel doors over the assumed 2nr. - add £1,077 each. If no heating is present a deduction of £28m2 (GIA) should be made to the beacon cost. Internal offices (in Industrial complexes) should be added by reference to Cost Guide code series 42P04A -42P40V, Internal WC - 42P40W, amenity blocks - showers & toilets (New code TBC) & Canteens (New CodeTBC) | - | - | 10103 | 41P81Q, 41P418 | m2 | - | 3 - INDUSTRIAL | David Grace | Jim Allen | 596.6106 | Option 1 | 739.6803 | 23.98% | 937.4378 | 673.0579 | 12.81% | -9.007% | 673.0579 | 12.81% | Price Book Data | P. Avo | VOA_GPN_GOV_UK\7243572 | 2021-07-08 | Low | - | Low | - | - | Updated indiced etc. 06/04/2021 - Copied to the latest DCS. | NA | SPONS A&B | 1.561 | (BEAMS Note 2) The ERC for this item should be added to all other rateable items on the hereditament (except land). Therefore the total of the ERC of the other Building Items and the P&M ERC (where applicable) to enable the correct contract size adjustment to be made. ERC of Building Component + ERC of P&M = Total ERC to which contract size adjustment should be applied. The appropriate % adjustment should be made in accordance with the scale for contract size adjustment specified under section 6 of the RCG 2021 Guidance notes. The currency ERC rates are set at £4m (Four Million Pounds) @ 1st April 2019 (AVD) for the RCG 2021 Publication. | - | - | 2 | TRUE
2975 | 41P726 | 5517 | 41P726 | Industrial Buildings | Insulated Buildings | Sheet Metal Cladding | 251 - 500m2 | Eaves Height - 17m | Building Area only; Site strip vegetation; Strip foundations; Column bases; Insulated Concrete GF slab with DPM and Mesh,150 thick up to 10,000m2, 200mm thick over 10,000m2 GIA; Steel Portal frame with bolts and baseplates; Coated galvanised trapezoidal roof sheets with insulation on steel purlins; Roof lights; valley gutters; matching fascia and soffit; Rainwater downpipes and gutters; trapezoidal insulated wall system cladding on cladding rails; External roller shutter doors and personnel doors; Single phase electrics, lighting and power; Gas fuelled hot air burners; Underslab storm drainage from internal downpipes on building area greater than 1,000m2; | Location Adjustment Applicable (See Guidance Notes) - ERC = UK mean of 1.00 | (BEAMS Note 2) The ERC for this item should be added to all other rateable items on the hereditament (except land). Therefore the total of the ERC of the other Building Items and the P&M ERC (where applicable) to enable the correct contract size adjustment to be made. ERC of Building Component + ERC of P&M = Total ERC to which contract size adjustment should be applied. The appropriate % adjustment should be made in accordance with the scale for contract size adjustment specified under section 6 of the RCG 2023 Guidance notes. The currency ERC rates are set at £4m (Four Million Pounds) @ 1st April 2021 (AVD) for the RCG 2023 Publication. | The data consists of a typical Industrial shell. Works include the Industrial shell as described and includes works up to 1m perimeter to the building (1m wide paving slabs & foul/storm drainage), The cost include 2 no. personnel doors and roller shutters are included at 1 door up to 1,000m2 , 2 roller doors over 1,000m2 (GIA), and 4 roller doors over 5,000m2. Costs are for the shell only and do not include for internal rooms such as offices or toilets which should be added for seperately. See Variations for assistance. | - | - | - | - | - | Cavity Wall construction to lower walls should be added by measuring wall area at an E/O rate of £102m2, single block walls are cost neutral. Additional roller shutter doors over and above the beacon specification at should be added at additonal cost of £ 232 each (4 x 4m) . Additional personnel doors over the assumed 2nr. - add £1,077 each. If no heating is present a deduction of £28m2 (GIA) should be made to the beacon cost. Internal offices (in Industrial complexes) should be added by reference to Cost Guide code series 42P04A -42P40V, Internal WC - 42P40W, amenity blocks - showers & toilets (New code TBC) & Canteens (New CodeTBC) | - | - | 10103 | 41P81R, 41P419 | m2 | - | 3 - INDUSTRIAL | David Grace | Jim Allen | 615.8313 | Option 1 | 763.5102 | 23.98% | 958.0568 | 687.8619 | 11.7% | -9.908% | 687.8619 | 11.7% | Price Book Data | P. Avo | VOA_GPN_GOV_UK\7243572 | 2021-07-08 | Low | - | Low | - | - | Updated indiced etc. 06/04/2021 - Copied to the latest DCS. | NA | SPONS A&B | 1.561 | (BEAMS Note 2) The ERC for this item should be added to all other rateable items on the hereditament (except land). Therefore the total of the ERC of the other Building Items and the P&M ERC (where applicable) to enable the correct contract size adjustment to be made. ERC of Building Component + ERC of P&M = Total ERC to which contract size adjustment should be applied. The appropriate % adjustment should be made in accordance with the scale for contract size adjustment specified under section 6 of the RCG 2021 Guidance notes. The currency ERC rates are set at £4m (Four Million Pounds) @ 1st April 2019 (AVD) for the RCG 2021 Publication. | - | - | 2 | TRUE
2976 | 41P727 | 5518 | 41P727 | Industrial Buildings | Insulated Buildings | Sheet Metal Cladding | 251 - 500m2 | Eaves Height - 18m | Building Area only; Site strip vegetation; Strip foundations; Column bases; Insulated Concrete GF slab with DPM and Mesh,150 thick up to 10,000m2, 200mm thick over 10,000m2 GIA; Steel Portal frame with bolts and baseplates; Coated galvanised trapezoidal roof sheets with insulation on steel purlins; Roof lights; valley gutters; matching fascia and soffit; Rainwater downpipes and gutters; trapezoidal insulated wall system cladding on cladding rails; External roller shutter doors and personnel doors; Single phase electrics, lighting and power; Gas fuelled hot air burners; Underslab storm drainage from internal downpipes on building area greater than 1,000m2; | Location Adjustment Applicable (See Guidance Notes) - ERC = UK mean of 1.00 | (BEAMS Note 2) The ERC for this item should be added to all other rateable items on the hereditament (except land). Therefore the total of the ERC of the other Building Items and the P&M ERC (where applicable) to enable the correct contract size adjustment to be made. ERC of Building Component + ERC of P&M = Total ERC to which contract size adjustment should be applied. The appropriate % adjustment should be made in accordance with the scale for contract size adjustment specified under section 6 of the RCG 2023 Guidance notes. The currency ERC rates are set at £4m (Four Million Pounds) @ 1st April 2021 (AVD) for the RCG 2023 Publication. | The data consists of a typical Industrial shell. Works include the Industrial shell as described and includes works up to 1m perimeter to the building (1m wide paving slabs & foul/storm drainage), The cost include 2 no. personnel doors and roller shutters are included at 1 door up to 1,000m2 , 2 roller doors over 1,000m2 (GIA), and 4 roller doors over 5,000m2. Costs are for the shell only and do not include for internal rooms such as offices or toilets which should be added for seperately. See Variations for assistance. | - | - | - | - | - | Cavity Wall construction to lower walls should be added by measuring wall area at an E/O rate of £102m2, single block walls are cost neutral. Additional roller shutter doors over and above the beacon specification at should be added at additonal cost of £ 232 each (4 x 4m) . Additional personnel doors over the assumed 2nr. - add £1,077 each. If no heating is present a deduction of £28m2 (GIA) should be made to the beacon cost. Internal offices (in Industrial complexes) should be added by reference to Cost Guide code series 42P04A -42P40V, Internal WC - 42P40W, amenity blocks - showers & toilets (New code TBC) & Canteens (New CodeTBC) | - | - | 10103 | 41P81S, 41P420 | m2 | - | 3 - INDUSTRIAL | David Grace | Jim Allen | 635.052 | Option 1 | 787.3401 | 23.98% | 978.6758 | 702.6658 | 10.65% | -10.75% | 702.6658 | 10.65% | Price Book Data | P. Avo | VOA_GPN_GOV_UK\7243572 | 2021-07-08 | Low | - | Low | - | - | Updated indiced etc. 06/04/2021 - Copied to the latest DCS. | NA | SPONS A&B | 1.561 | (BEAMS Note 2) The ERC for this item should be added to all other rateable items on the hereditament (except land). Therefore the total of the ERC of the other Building Items and the P&M ERC (where applicable) to enable the correct contract size adjustment to be made. ERC of Building Component + ERC of P&M = Total ERC to which contract size adjustment should be applied. The appropriate % adjustment should be made in accordance with the scale for contract size adjustment specified under section 6 of the RCG 2021 Guidance notes. The currency ERC rates are set at £4m (Four Million Pounds) @ 1st April 2019 (AVD) for the RCG 2021 Publication. | - | - | 2 | TRUE
2977 | 41P728 | 5519 | 41P728 | Industrial Buildings | Insulated Buildings | Sheet Metal Cladding | 251 - 500m2 | Eaves Height - 19m | Building Area only; Site strip vegetation; Strip foundations; Column bases; Insulated Concrete GF slab with DPM and Mesh,150 thick up to 10,000m2, 200mm thick over 10,000m2 GIA; Steel Portal frame with bolts and baseplates; Coated galvanised trapezoidal roof sheets with insulation on steel purlins; Roof lights; valley gutters; matching fascia and soffit; Rainwater downpipes and gutters; trapezoidal insulated wall system cladding on cladding rails; External roller shutter doors and personnel doors; Single phase electrics, lighting and power; Gas fuelled hot air burners; Underslab storm drainage from internal downpipes on building area greater than 1,000m2; | Location Adjustment Applicable (See Guidance Notes) - ERC = UK mean of 1.00 | (BEAMS Note 2) The ERC for this item should be added to all other rateable items on the hereditament (except land). Therefore the total of the ERC of the other Building Items and the P&M ERC (where applicable) to enable the correct contract size adjustment to be made. ERC of Building Component + ERC of P&M = Total ERC to which contract size adjustment should be applied. The appropriate % adjustment should be made in accordance with the scale for contract size adjustment specified under section 6 of the RCG 2023 Guidance notes. The currency ERC rates are set at £4m (Four Million Pounds) @ 1st April 2021 (AVD) for the RCG 2023 Publication. | The data consists of a typical Industrial shell. Works include the Industrial shell as described and includes works up to 1m perimeter to the building (1m wide paving slabs & foul/storm drainage), The cost include 2 no. personnel doors and roller shutters are included at 1 door up to 1,000m2 , 2 roller doors over 1,000m2 (GIA), and 4 roller doors over 5,000m2. Costs are for the shell only and do not include for internal rooms such as offices or toilets which should be added for seperately. See Variations for assistance. | - | - | - | - | - | Cavity Wall construction to lower walls should be added by measuring wall area at an E/O rate of £102m2, single block walls are cost neutral. Additional roller shutter doors over and above the beacon specification at should be added at additonal cost of £ 232 each (4 x 4m) . Additional personnel doors over the assumed 2nr. - add £1,077 each. If no heating is present a deduction of £28m2 (GIA) should be made to the beacon cost. Internal offices (in Industrial complexes) should be added by reference to Cost Guide code series 42P04A -42P40V, Internal WC - 42P40W, amenity blocks - showers & toilets (New code TBC) & Canteens (New CodeTBC) | - | - | 10103 | 41P81T, 41P421 | m2 | - | 3 - INDUSTRIAL | David Grace | Jim Allen | 654.2727 | Option 1 | 811.17 | 23.98% | 999.2948 | 717.4698 | 9.659% | -11.55% | 717.4698 | 9.659% | Price Book Data | P. Avo | VOA_GPN_GOV_UK\7243572 | 2021-07-08 | Low | - | Low | - | - | Updated indiced etc. 06/04/2021 - Copied to the latest DCS. | NA | SPONS A&B | 1.561 | (BEAMS Note 2) The ERC for this item should be added to all other rateable items on the hereditament (except land). Therefore the total of the ERC of the other Building Items and the P&M ERC (where applicable) to enable the correct contract size adjustment to be made. ERC of Building Component + ERC of P&M = Total ERC to which contract size adjustment should be applied. The appropriate % adjustment should be made in accordance with the scale for contract size adjustment specified under section 6 of the RCG 2021 Guidance notes. The currency ERC rates are set at £4m (Four Million Pounds) @ 1st April 2019 (AVD) for the RCG 2021 Publication. | - | - | 2 | TRUE
2978 | 41P729 | 5682 | 41P729 | Industrial Buildings | Insulated Buildings | Sheet Metal Cladding | 251 - 500m2 | Eaves Height - 20m | Building Area only; Site strip vegetation; Strip foundations; Column bases; Insulated Concrete GF slab with DPM and Mesh,150 thick up to 10,000m2, 200mm thick over 10,000m2 GIA; Steel Portal frame with bolts and baseplates; Coated galvanised trapezoidal roof sheets with insulation on steel purlins; Roof lights; valley gutters; matching fascia and soffit; Rainwater downpipes and gutters; trapezoidal insulated wall system cladding on cladding rails; External roller shutter doors and personnel doors; Single phase electrics, lighting and power; Gas fuelled hot air burners; Underslab storm drainage from internal downpipes on building area greater than 1,000m2; | Location Adjustment Applicable (See Guidance Notes) - ERC = UK mean of 1.00 | (BEAMS Note 2) The ERC for this item should be added to all other rateable items on the hereditament (except land). Therefore the total of the ERC of the other Building Items and the P&M ERC (where applicable) to enable the correct contract size adjustment to be made. ERC of Building Component + ERC of P&M = Total ERC to which contract size adjustment should be applied. The appropriate % adjustment should be made in accordance with the scale for contract size adjustment specified under section 6 of the RCG 2023 Guidance notes. The currency ERC rates are set at £4m (Four Million Pounds) @ 1st April 2021 (AVD) for the RCG 2023 Publication. | The data consists of a typical Industrial shell. Works include the Industrial shell as described and includes works up to 1m perimeter to the building (1m wide paving slabs & foul/storm drainage), The cost include 2 no. personnel doors and roller shutters are included at 1 door up to 1,000m2 , 2 roller doors over 1,000m2 (GIA), and 4 roller doors over 5,000m2. Costs are for the shell only and do not include for internal rooms such as offices or toilets which should be added for seperately. See Variations for assistance. | - | - | - | - | - | Cavity Wall construction to lower walls should be added by measuring wall area at an E/O rate of £102m2, single block walls are cost neutral. Additional roller shutter doors over and above the beacon specification at should be added at additonal cost of £ 232 each (4 x 4m) . Additional personnel doors over the assumed 2nr. - add £1,077 each. If no heating is present a deduction of £28m2 (GIA) should be made to the beacon cost. Internal offices (in Industrial complexes) should be added by reference to Cost Guide code series 42P04A -42P40V, Internal WC - 42P40W, amenity blocks - showers & toilets (New code TBC) & Canteens (New CodeTBC) | - | - | 10103 | 41P81U, 41P422 | m2 | - | 3 - INDUSTRIAL | David Grace | Jim Allen | 674.2623 | Option 1 | 835.9531 | 23.98% | 1019.9138 | 732.2737 | 8.604% | -12.4% | 732.2737 | 8.604% | Price Book Data | P. Avo | VOA_GPN_GOV_UK\7243572 | 2021-07-08 | Low | - | Low | - | - | Updated indiced etc. 06/04/2021 - Copied to the latest DCS. | NA | SPONS A&B | 1.561 | (BEAMS Note 2) The ERC for this item should be added to all other rateable items on the hereditament (except land). Therefore the total of the ERC of the other Building Items and the P&M ERC (where applicable) to enable the correct contract size adjustment to be made. ERC of Building Component + ERC of P&M = Total ERC to which contract size adjustment should be applied. The appropriate % adjustment should be made in accordance with the scale for contract size adjustment specified under section 6 of the RCG 2021 Guidance notes. The currency ERC rates are set at £4m (Four Million Pounds) @ 1st April 2019 (AVD) for the RCG 2021 Publication. | - | - | 2 | TRUE
2979 | 41P73P | 5552 | 41P73P | Industrial Buildings | Insulated Buildings | Sheet Metal Cladding | 251 - 500m2 | Eaves Height - 11m | Building Area only; Site strip vegetation; Strip foundations; Column bases; Insulated Concrete GF slab with DPM and Mesh,150 thick up to 10,000m2, 200mm thick over 10,000m2 GIA; Steel Portal frame with bolts and baseplates; Coated galvanised trapezoidal roof sheets with insulation on steel purlins; Roof lights; valley gutters; matching fascia and soffit; Rainwater downpipes and gutters; trapezoidal insulated wall system cladding on cladding rails; External roller shutter doors and personnel doors; Single phase electrics, lighting and power; Gas fuelled hot air burners; Underslab storm drainage from internal downpipes on building area greater than 1,000m2; | Location Adjustment Applicable (See Guidance Notes) - ERC = UK mean of 1.00 | (BEAMS Note 2) The ERC for this item should be added to all other rateable items on the hereditament (except land). Therefore the total of the ERC of the other Building Items and the P&M ERC (where applicable) to enable the correct contract size adjustment to be made. ERC of Building Component + ERC of P&M = Total ERC to which contract size adjustment should be applied. The appropriate % adjustment should be made in accordance with the scale for contract size adjustment specified under section 6 of the RCG 2023 Guidance notes. The currency ERC rates are set at £4m (Four Million Pounds) @ 1st April 2021 (AVD) for the RCG 2023 Publication. | The data consists of a typical Industrial shell. Works include the Industrial shell as described and includes works up to 1m perimeter to the building (1m wide paving slabs & foul/storm drainage), The cost include 2 no. personnel doors and roller shutters are included at 1 door up to 1,000m2 , 2 roller doors over 1,000m2 (GIA), and 4 roller doors over 5,000m2. Costs are for the shell only and do not include for internal rooms such as offices or toilets which should be added for seperately. See Variations for assistance. | - | - | - | - | - | Cavity Wall construction to lower walls should be added by measuring wall area at an E/O rate of £102m2, single block walls are cost neutral. Additional roller shutter doors over and above the beacon specification at should be added at additonal cost of £ 232 each (4 x 4m) . Additional personnel doors over the assumed 2nr. - add £1,077 each. If no heating is present a deduction of £28m2 (GIA) should be made to the beacon cost. Internal offices (in Industrial complexes) should be added by reference to Cost Guide code series 42P04A -42P40V, Internal WC - 42P40W, amenity blocks - showers & toilets (New code TBC) & Canteens (New CodeTBC) | - | - | 10103 | 41R23A, 41P81A, 41P35P | m2 | - | 3 - INDUSTRIAL | David Grace | Jim Allen | 493.5877 | Option 1 | 611.952 | 23.98% | 834.3428 | 599.0382 | 21.36% | -2.11% | 599.0382 | 21.36% | Price Book Data | P. Avo | VOA_GPN_GOV_UK\7243572 | 2021-07-08 | Low | - | Low | - | - | Updated indiced etc. 06/04/2021 - Copied to the latest DCS. | NA | SPONS A&B | 1.561 | (BEAMS Note 2) The ERC for this item should be added to all other rateable items on the hereditament (except land). Therefore the total of the ERC of the other Building Items and the P&M ERC (where applicable) to enable the correct contract size adjustment to be made. ERC of Building Component + ERC of P&M = Total ERC to which contract size adjustment should be applied. The appropriate % adjustment should be made in accordance with the scale for contract size adjustment specified under section 6 of the RCG 2021 Guidance notes. The currency ERC rates are set at £4m (Four Million Pounds) @ 1st April 2019 (AVD) for the RCG 2021 Publication. | - | - | 2 | TRUE
2980 | 41P73T | 5553 | 41P73T | Industrial Buildings | Insulated Buildings | Sheet Metal Cladding | 251 - 500m2 | Eaves Height - 12m | Building Area only; Site strip vegetation; Strip foundations; Column bases; Insulated Concrete GF slab with DPM and Mesh,150 thick up to 10,000m2, 200mm thick over 10,000m2 GIA; Steel Portal frame with bolts and baseplates; Coated galvanised trapezoidal roof sheets with insulation on steel purlins; Roof lights; valley gutters; matching fascia and soffit; Rainwater downpipes and gutters; trapezoidal insulated wall system cladding on cladding rails; External roller shutter doors and personnel doors; Single phase electrics, lighting and power; Gas fuelled hot air burners; Underslab storm drainage from internal downpipes on building area greater than 1,000m2; | Location Adjustment Applicable (See Guidance Notes) - ERC = UK mean of 1.00 | (BEAMS Note 2) The ERC for this item should be added to all other rateable items on the hereditament (except land). Therefore the total of the ERC of the other Building Items and the P&M ERC (where applicable) to enable the correct contract size adjustment to be made. ERC of Building Component + ERC of P&M = Total ERC to which contract size adjustment should be applied. The appropriate % adjustment should be made in accordance with the scale for contract size adjustment specified under section 6 of the RCG 2023 Guidance notes. The currency ERC rates are set at £4m (Four Million Pounds) @ 1st April 2021 (AVD) for the RCG 2023 Publication. | The data consists of a typical Industrial shell. Works include the Industrial shell as described and includes works up to 1m perimeter to the building (1m wide paving slabs & foul/storm drainage), The cost include 2 no. personnel doors and roller shutters are included at 1 door up to 1,000m2 , 2 roller doors over 1,000m2 (GIA), and 4 roller doors over 5,000m2. Costs are for the shell only and do not include for internal rooms such as offices or toilets which should be added for seperately. See Variations for assistance. | - | - | - | - | - | Cavity Wall construction to lower walls should be added by measuring wall area at an E/O rate of £102m2, single block walls are cost neutral. Additional roller shutter doors over and above the beacon specification at should be added at additonal cost of £ 232 each (4 x 4m) . Additional personnel doors over the assumed 2nr. - add £1,077 each. If no heating is present a deduction of £28m2 (GIA) should be made to the beacon cost. Internal offices (in Industrial complexes) should be added by reference to Cost Guide code series 42P04A -42P40V, Internal WC - 42P40W, amenity blocks - showers & toilets (New code TBC) & Canteens (New CodeTBC) | - | - | 10103 | 41R23F, 41P81F, 41P35T | m2 | - | 3 - INDUSTRIAL | David Grace | Jim Allen | 511.2707 | Option 1 | 633.8755 | 23.98% | 854.9618 | 613.8421 | 20.06% | -3.16% | 613.8421 | 20.06% | Price Book Data | P. Avo | VOA_GPN_GOV_UK\7243572 | 2021-07-08 | Low | - | Low | - | - | Updated indiced etc. 06/04/2021 - Copied to the latest DCS. | NA | SPONS A&B | 1.561 | (BEAMS Note 2) The ERC for this item should be added to all other rateable items on the hereditament (except land). Therefore the total of the ERC of the other Building Items and the P&M ERC (where applicable) to enable the correct contract size adjustment to be made. ERC of Building Component + ERC of P&M = Total ERC to which contract size adjustment should be applied. The appropriate % adjustment should be made in accordance with the scale for contract size adjustment specified under section 6 of the RCG 2021 Guidance notes. The currency ERC rates are set at £4m (Four Million Pounds) @ 1st April 2019 (AVD) for the RCG 2021 Publication. | - | - | 2 | TRUE
2981 | 41P73V | 5554 | 41P73V | Industrial Buildings | Insulated Buildings | Sheet Metal Cladding | 251 - 500m2 | Eaves Height - 13m | Building Area only; Site strip vegetation; Strip foundations; Column bases; Insulated Concrete GF slab with DPM and Mesh,150 thick up to 10,000m2, 200mm thick over 10,000m2 GIA; Steel Portal frame with bolts and baseplates; Coated galvanised trapezoidal roof sheets with insulation on steel purlins; Roof lights; valley gutters; matching fascia and soffit; Rainwater downpipes and gutters; trapezoidal insulated wall system cladding on cladding rails; External roller shutter doors and personnel doors; Single phase electrics, lighting and power; Gas fuelled hot air burners; Underslab storm drainage from internal downpipes on building area greater than 1,000m2; | Location Adjustment Applicable (See Guidance Notes) - ERC = UK mean of 1.00 | (BEAMS Note 2) The ERC for this item should be added to all other rateable items on the hereditament (except land). Therefore the total of the ERC of the other Building Items and the P&M ERC (where applicable) to enable the correct contract size adjustment to be made. ERC of Building Component + ERC of P&M = Total ERC to which contract size adjustment should be applied. The appropriate % adjustment should be made in accordance with the scale for contract size adjustment specified under section 6 of the RCG 2023 Guidance notes. The currency ERC rates are set at £4m (Four Million Pounds) @ 1st April 2021 (AVD) for the RCG 2023 Publication. | The data consists of a typical Industrial shell. Works include the Industrial shell as described and includes works up to 1m perimeter to the building (1m wide paving slabs & foul/storm drainage), The cost include 2 no. personnel doors and roller shutters are included at 1 door up to 1,000m2 , 2 roller doors over 1,000m2 (GIA), and 4 roller doors over 5,000m2. Costs are for the shell only and do not include for internal rooms such as offices or toilets which should be added for seperately. See Variations for assistance. | - | - | - | - | - | Cavity Wall construction to lower walls should be added by measuring wall area at an E/O rate of £102m2, single block walls are cost neutral. Additional roller shutter doors over and above the beacon specification at should be added at additonal cost of £ 232 each (4 x 4m) . Additional personnel doors over the assumed 2nr. - add £1,077 each. If no heating is present a deduction of £28m2 (GIA) should be made to the beacon cost. Internal offices (in Industrial complexes) should be added by reference to Cost Guide code series 42P04A -42P40V, Internal WC - 42P40W, amenity blocks - showers & toilets (New code TBC) & Canteens (New CodeTBC) | - | - | 10103 | 41R23G, 41P81H, 41P415 | m2 | - | 3 - INDUSTRIAL | David Grace | Jim Allen | 528.1849 | Option 1 | 654.8458 | 23.98% | 875.5808 | 628.6461 | 19.02% | -4.001% | 628.6461 | 19.02% | Price Book Data | P. Avo | VOA_GPN_GOV_UK\7243572 | 2021-07-08 | Low | - | Low | - | - | Updated indiced etc. 06/04/2021 - Copied to the latest DCS. | NA | SPONS A&B | 1.561 | (BEAMS Note 2) The ERC for this item should be added to all other rateable items on the hereditament (except land). Therefore the total of the ERC of the other Building Items and the P&M ERC (where applicable) to enable the correct contract size adjustment to be made. ERC of Building Component + ERC of P&M = Total ERC to which contract size adjustment should be applied. The appropriate % adjustment should be made in accordance with the scale for contract size adjustment specified under section 6 of the RCG 2021 Guidance notes. The currency ERC rates are set at £4m (Four Million Pounds) @ 1st April 2019 (AVD) for the RCG 2021 Publication. | - | - | 2 | TRUE
2982 | 41P73X | 5555 | 41P73X | Industrial Buildings | Insulated Buildings | Sheet Metal Cladding | 251 - 500m2 | Eaves Height - 14m | Building Area only; Site strip vegetation; Strip foundations; Column bases; Insulated Concrete GF slab with DPM and Mesh,150 thick up to 10,000m2, 200mm thick over 10,000m2 GIA; Steel Portal frame with bolts and baseplates; Coated galvanised trapezoidal roof sheets with insulation on steel purlins; Roof lights; valley gutters; matching fascia and soffit; Rainwater downpipes and gutters; trapezoidal insulated wall system cladding on cladding rails; External roller shutter doors and personnel doors; Single phase electrics, lighting and power; Gas fuelled hot air burners; Underslab storm drainage from internal downpipes on building area greater than 1,000m2; | Location Adjustment Applicable (See Guidance Notes) - ERC = UK mean of 1.00 | (BEAMS Note 2) The ERC for this item should be added to all other rateable items on the hereditament (except land). Therefore the total of the ERC of the other Building Items and the P&M ERC (where applicable) to enable the correct contract size adjustment to be made. ERC of Building Component + ERC of P&M = Total ERC to which contract size adjustment should be applied. The appropriate % adjustment should be made in accordance with the scale for contract size adjustment specified under section 6 of the RCG 2023 Guidance notes. The currency ERC rates are set at £4m (Four Million Pounds) @ 1st April 2021 (AVD) for the RCG 2023 Publication. | The data consists of a typical Industrial shell. Works include the Industrial shell as described and includes works up to 1m perimeter to the building (1m wide paving slabs & foul/storm drainage), The cost include 2 no. personnel doors and roller shutters are included at 1 door up to 1,000m2 , 2 roller doors over 1,000m2 (GIA), and 4 roller doors over 5,000m2. Costs are for the shell only and do not include for internal rooms such as offices or toilets which should be added for seperately. See Variations for assistance. | - | - | - | - | - | Cavity Wall construction to lower walls should be added by measuring wall area at an E/O rate of £102m2, single block walls are cost neutral. Additional roller shutter doors over and above the beacon specification at should be added at additonal cost of £ 232 each (4 x 4m) . Additional personnel doors over the assumed 2nr. - add £1,077 each. If no heating is present a deduction of £28m2 (GIA) should be made to the beacon cost. Internal offices (in Industrial complexes) should be added by reference to Cost Guide code series 42P04A -42P40V, Internal WC - 42P40W, amenity blocks - showers & toilets (New code TBC) & Canteens (New CodeTBC) | - | - | 10103 | 41R23H, 41P81L, 41P416 | m2 | - | 3 - INDUSTRIAL | David Grace | Jim Allen | 545.868 | Option 1 | 676.7694 | 23.98% | 896.1998 | 643.45 | 17.88% | -4.923% | 643.45 | 17.88% | Price Book Data | P. Avo | VOA_GPN_GOV_UK\7243572 | 2021-07-08 | Low | - | Low | - | - | Updated indiced etc. 06/04/2021 - Copied to the latest DCS. | NA | SPONS A&B | 1.561 | (BEAMS Note 2) The ERC for this item should be added to all other rateable items on the hereditament (except land). Therefore the total of the ERC of the other Building Items and the P&M ERC (where applicable) to enable the correct contract size adjustment to be made. ERC of Building Component + ERC of P&M = Total ERC to which contract size adjustment should be applied. The appropriate % adjustment should be made in accordance with the scale for contract size adjustment specified under section 6 of the RCG 2021 Guidance notes. The currency ERC rates are set at £4m (Four Million Pounds) @ 1st April 2019 (AVD) for the RCG 2021 Publication. | - | - | 2 | TRUE
2983 | 41P73Y | 5556 | 41P73Y | Industrial Buildings | Insulated Buildings | Sheet Metal Cladding | 251 - 500m2 | Eaves Height - 15m | Building Area only; Site strip vegetation; Strip foundations; Column bases; Insulated Concrete GF slab with DPM and Mesh,150 thick up to 10,000m2, 200mm thick over 10,000m2 GIA; Steel Portal frame with bolts and baseplates; Coated galvanised trapezoidal roof sheets with insulation on steel purlins; Roof lights; valley gutters; matching fascia and soffit; Rainwater downpipes and gutters; trapezoidal insulated wall system cladding on cladding rails; External roller shutter doors and personnel doors; Single phase electrics, lighting and power; Gas fuelled hot air burners; Underslab storm drainage from internal downpipes on building area greater than 1,000m2; | Location Adjustment Applicable (See Guidance Notes) - ERC = UK mean of 1.00 | (BEAMS Note 2) The ERC for this item should be added to all other rateable items on the hereditament (except land). Therefore the total of the ERC of the other Building Items and the P&M ERC (where applicable) to enable the correct contract size adjustment to be made. ERC of Building Component + ERC of P&M = Total ERC to which contract size adjustment should be applied. The appropriate % adjustment should be made in accordance with the scale for contract size adjustment specified under section 6 of the RCG 2023 Guidance notes. The currency ERC rates are set at £4m (Four Million Pounds) @ 1st April 2021 (AVD) for the RCG 2023 Publication. | The data consists of a typical Industrial shell. Works include the Industrial shell as described and includes works up to 1m perimeter to the building (1m wide paving slabs & foul/storm drainage), The cost include 2 no. personnel doors and roller shutters are included at 1 door up to 1,000m2 , 2 roller doors over 1,000m2 (GIA), and 4 roller doors over 5,000m2. Costs are for the shell only and do not include for internal rooms such as offices or toilets which should be added for seperately. See Variations for assistance. | - | - | - | - | - | Cavity Wall construction to lower walls should be added by measuring wall area at an E/O rate of £102m2, single block walls are cost neutral. Additional roller shutter doors over and above the beacon specification at should be added at additonal cost of £ 232 each (4 x 4m) . Additional personnel doors over the assumed 2nr. - add £1,077 each. If no heating is present a deduction of £28m2 (GIA) should be made to the beacon cost. Internal offices (in Industrial complexes) should be added by reference to Cost Guide code series 42P04A -42P40V, Internal WC - 42P40W, amenity blocks - showers & toilets (New code TBC) & Canteens (New CodeTBC) | - | - | 10103 | 41R23J, 41P81P, 41P417 | m2 | - | 3 - INDUSTRIAL | David Grace | Jim Allen | 563.551 | Option 1 | 698.6929 | 23.98% | 916.8188 | 658.254 | 16.8% | -5.788% | 658.254 | 16.8% | Price Book Data | P. Avo | VOA_GPN_GOV_UK\7243572 | 2021-07-08 | Low | - | Low | - | - | Updated indiced etc. 06/04/2021 - Copied to the latest DCS. | NA | SPONS A&B | 1.561 | (BEAMS Note 2) The ERC for this item should be added to all other rateable items on the hereditament (except land). Therefore the total of the ERC of the other Building Items and the P&M ERC (where applicable) to enable the correct contract size adjustment to be made. ERC of Building Component + ERC of P&M = Total ERC to which contract size adjustment should be applied. The appropriate % adjustment should be made in accordance with the scale for contract size adjustment specified under section 6 of the RCG 2021 Guidance notes. The currency ERC rates are set at £4m (Four Million Pounds) @ 1st April 2019 (AVD) for the RCG 2021 Publication. | - | - | 2 | TRUE
2984 | 41P750 | 5577 | 41P750 | Industrial Buildings | Insulated Buildings | Sheet Metal Cladding | 501 - 1,000m2 | Eaves Height - 16m | Building Area only; Site strip vegetation; Strip foundations; Column bases; Insulated Concrete GF slab with DPM and Mesh,150 thick up to 10,000m2, 200mm thick over 10,000m2 GIA; Steel Portal frame with bolts and baseplates; Coated galvanised trapezoidal roof sheets with insulation on steel purlins; Roof lights; valley gutters; matching fascia and soffit; Rainwater downpipes and gutters; trapezoidal insulated wall system cladding on cladding rails; External roller shutter doors and personnel doors; Single phase electrics, lighting and power; Gas fuelled hot air burners; Underslab storm drainage from internal downpipes on building area greater than 1,000m2; | Location Adjustment Applicable (See Guidance Notes) - ERC = UK mean of 1.00 | (BEAMS Note 2) The ERC for this item should be added to all other rateable items on the hereditament (except land). Therefore the total of the ERC of the other Building Items and the P&M ERC (where applicable) to enable the correct contract size adjustment to be made. ERC of Building Component + ERC of P&M = Total ERC to which contract size adjustment should be applied. The appropriate % adjustment should be made in accordance with the scale for contract size adjustment specified under section 6 of the RCG 2023 Guidance notes. The currency ERC rates are set at £4m (Four Million Pounds) @ 1st April 2021 (AVD) for the RCG 2023 Publication. | The data consists of a typical Industrial shell. Works include the Industrial shell as described and includes works up to 1m perimeter to the building (1m wide paving slabs & foul/storm drainage), The cost include 2 no. personnel doors and roller shutters are included at 1 door up to 1,000m2 , 2 roller doors over 1,000m2 (GIA), and 4 roller doors over 5,000m2. Costs are for the shell only and do not include for internal rooms such as offices or toilets which should be added for seperately. See Variations for assistance. | - | - | - | - | - | Cavity Wall construction to lower walls should be added by measuring wall area at an E/O rate of £102m2, single block walls are cost neutral. Additional roller shutter doors over and above the beacon specification at should be added at additonal cost of £ 232 each (4 x 4m) . Additional personnel doors over the assumed 2nr. - add £1,077 each. If no heating is present a deduction of £28m2 (GIA) should be made to the beacon cost. Internal offices (in Industrial complexes) should be added by reference to Cost Guide code series 42P04A -42P40V, Internal WC - 42P40W, amenity blocks - showers & toilets (New code TBC) & Canteens (New CodeTBC) | - | - | 10104 | 41P83Q, 41P444 | m2 | - | 3 - INDUSTRIAL | David Grace | Jim Allen | 485.1306 | Option 1 | 601.4669 | 23.98% | 774.9035 | 556.3622 | 14.68% | -7.499% | 556.3622 | 14.68% | Price Book Data | P. Avo | VOA_GPN_GOV_UK\7243572 | 2021-07-09 | Low | - | Low | - | - | Updated indiced etc. 24/03/2021 - Copied to the latest DCS. | NA | SPONS A&B | 1.561 | (BEAMS Note 2) The ERC for this item should be added to all other rateable items on the hereditament (except land). Therefore the total of the ERC of the other Building Items and the P&M ERC (where applicable) to enable the correct contract size adjustment to be made. ERC of Building Component + ERC of P&M = Total ERC to which contract size adjustment should be applied. The appropriate % adjustment should be made in accordance with the scale for contract size adjustment specified under section 6 of the RCG 2021 Guidance notes. The currency ERC rates are set at £4m (Four Million Pounds) @ 1st April 2019 (AVD) for the RCG 2021 Publication. | - | - | 2 | TRUE
2985 | 41P751 | 5578 | 41P751 | Industrial Buildings | Insulated Buildings | Sheet Metal Cladding | 501 - 1,000m2 | Eaves Height - 17m | Building Area only; Site strip vegetation; Strip foundations; Column bases; Insulated Concrete GF slab with DPM and Mesh,150 thick up to 10,000m2, 200mm thick over 10,000m2 GIA; Steel Portal frame with bolts and baseplates; Coated galvanised trapezoidal roof sheets with insulation on steel purlins; Roof lights; valley gutters; matching fascia and soffit; Rainwater downpipes and gutters; trapezoidal insulated wall system cladding on cladding rails; External roller shutter doors and personnel doors; Single phase electrics, lighting and power; Gas fuelled hot air burners; Underslab storm drainage from internal downpipes on building area greater than 1,000m2; | Location Adjustment Applicable (See Guidance Notes) - ERC = UK mean of 1.00 | (BEAMS Note 2) The ERC for this item should be added to all other rateable items on the hereditament (except land). Therefore the total of the ERC of the other Building Items and the P&M ERC (where applicable) to enable the correct contract size adjustment to be made. ERC of Building Component + ERC of P&M = Total ERC to which contract size adjustment should be applied. The appropriate % adjustment should be made in accordance with the scale for contract size adjustment specified under section 6 of the RCG 2023 Guidance notes. The currency ERC rates are set at £4m (Four Million Pounds) @ 1st April 2021 (AVD) for the RCG 2023 Publication. | The data consists of a typical Industrial shell. Works include the Industrial shell as described and includes works up to 1m perimeter to the building (1m wide paving slabs & foul/storm drainage), The cost include 2 no. personnel doors and roller shutters are included at 1 door up to 1,000m2 , 2 roller doors over 1,000m2 (GIA), and 4 roller doors over 5,000m2. Costs are for the shell only and do not include for internal rooms such as offices or toilets which should be added for seperately. See Variations for assistance. | - | - | - | - | - | Cavity Wall construction to lower walls should be added by measuring wall area at an E/O rate of £102m2, single block walls are cost neutral. Additional roller shutter doors over and above the beacon specification at should be added at additonal cost of £ 232 each (4 x 4m) . Additional personnel doors over the assumed 2nr. - add £1,077 each. If no heating is present a deduction of £28m2 (GIA) should be made to the beacon cost. Internal offices (in Industrial complexes) should be added by reference to Cost Guide code series 42P04A -42P40V, Internal WC - 42P40W, amenity blocks - showers & toilets (New code TBC) & Canteens (New CodeTBC) | - | - | 10104 | 41P83R, 41P445 | m2 | - | 3 - INDUSTRIAL | David Grace | Jim Allen | 498.2006 | Option 1 | 617.6712 | 23.98% | 788.7912 | 566.3332 | 13.68% | -8.312% | 566.3332 | 13.68% | Price Book Data | P. Avo | VOA_GPN_GOV_UK\7243572 | 2021-07-09 | Low | - | Low | - | - | Updated indiced etc. 24/03/2021 - Copied to the latest DCS. | NA | SPONS A&B | 1.561 | (BEAMS Note 2) The ERC for this item should be added to all other rateable items on the hereditament (except land). Therefore the total of the ERC of the other Building Items and the P&M ERC (where applicable) to enable the correct contract size adjustment to be made. ERC of Building Component + ERC of P&M = Total ERC to which contract size adjustment should be applied. The appropriate % adjustment should be made in accordance with the scale for contract size adjustment specified under section 6 of the RCG 2021 Guidance notes. The currency ERC rates are set at £4m (Four Million Pounds) @ 1st April 2019 (AVD) for the RCG 2021 Publication. | - | - | 2 | TRUE
2986 | 41P752 | 5579 | 41P752 | Industrial Buildings | Insulated Buildings | Sheet Metal Cladding | 501 - 1,000m2 | Eaves Height - 18m | Building Area only; Site strip vegetation; Strip foundations; Column bases; Insulated Concrete GF slab with DPM and Mesh,150 thick up to 10,000m2, 200mm thick over 10,000m2 GIA; Steel Portal frame with bolts and baseplates; Coated galvanised trapezoidal roof sheets with insulation on steel purlins; Roof lights; valley gutters; matching fascia and soffit; Rainwater downpipes and gutters; trapezoidal insulated wall system cladding on cladding rails; External roller shutter doors and personnel doors; Single phase electrics, lighting and power; Gas fuelled hot air burners; Underslab storm drainage from internal downpipes on building area greater than 1,000m2; | Location Adjustment Applicable (See Guidance Notes) - ERC = UK mean of 1.00 | (BEAMS Note 2) The ERC for this item should be added to all other rateable items on the hereditament (except land). Therefore the total of the ERC of the other Building Items and the P&M ERC (where applicable) to enable the correct contract size adjustment to be made. ERC of Building Component + ERC of P&M = Total ERC to which contract size adjustment should be applied. The appropriate % adjustment should be made in accordance with the scale for contract size adjustment specified under section 6 of the RCG 2023 Guidance notes. The currency ERC rates are set at £4m (Four Million Pounds) @ 1st April 2021 (AVD) for the RCG 2023 Publication. | The data consists of a typical Industrial shell. Works include the Industrial shell as described and includes works up to 1m perimeter to the building (1m wide paving slabs & foul/storm drainage), The cost include 2 no. personnel doors and roller shutters are included at 1 door up to 1,000m2 , 2 roller doors over 1,000m2 (GIA), and 4 roller doors over 5,000m2. Costs are for the shell only and do not include for internal rooms such as offices or toilets which should be added for seperately. See Variations for assistance. | - | - | - | - | - | Cavity Wall construction to lower walls should be added by measuring wall area at an E/O rate of £102m2, single block walls are cost neutral. Additional roller shutter doors over and above the beacon specification at should be added at additonal cost of £ 232 each (4 x 4m) . Additional personnel doors over the assumed 2nr. - add £1,077 each. If no heating is present a deduction of £28m2 (GIA) should be made to the beacon cost. Internal offices (in Industrial complexes) should be added by reference to Cost Guide code series 42P04A -42P40V, Internal WC - 42P40W, amenity blocks - showers & toilets (New code TBC) & Canteens (New CodeTBC) | - | - | 10104 | 41P83S ,41P446 | m2 | - | 3 - INDUSTRIAL | David Grace | Jim Allen | 511.2707 | Option 1 | 633.8755 | 23.98% | 802.6788 | 576.3042 | 12.72% | -9.082% | 576.3042 | 12.72% | Price Book Data | P. Avo | VOA_GPN_GOV_UK\7243572 | 2021-07-09 | Low | - | Low | - | - | Updated indiced etc. 24/03/2021 - Copied to the latest DCS. | NA | SPONS A&B | 1.561 | (BEAMS Note 2) The ERC for this item should be added to all other rateable items on the hereditament (except land). Therefore the total of the ERC of the other Building Items and the P&M ERC (where applicable) to enable the correct contract size adjustment to be made. ERC of Building Component + ERC of P&M = Total ERC to which contract size adjustment should be applied. The appropriate % adjustment should be made in accordance with the scale for contract size adjustment specified under section 6 of the RCG 2021 Guidance notes. The currency ERC rates are set at £4m (Four Million Pounds) @ 1st April 2019 (AVD) for the RCG 2021 Publication. | - | - | 2 | TRUE
2987 | 41P753 | 5580 | 41P753 | Industrial Buildings | Insulated Buildings | Sheet Metal Cladding | 501 - 1,000m2 | Eaves Height - 19m | Building Area only; Site strip vegetation; Strip foundations; Column bases; Insulated Concrete GF slab with DPM and Mesh,150 thick up to 10,000m2, 200mm thick over 10,000m2 GIA; Steel Portal frame with bolts and baseplates; Coated galvanised trapezoidal roof sheets with insulation on steel purlins; Roof lights; valley gutters; matching fascia and soffit; Rainwater downpipes and gutters; trapezoidal insulated wall system cladding on cladding rails; External roller shutter doors and personnel doors; Single phase electrics, lighting and power; Gas fuelled hot air burners; Underslab storm drainage from internal downpipes on building area greater than 1,000m2; | Location Adjustment Applicable (See Guidance Notes) - ERC = UK mean of 1.00 | (BEAMS Note 2) The ERC for this item should be added to all other rateable items on the hereditament (except land). Therefore the total of the ERC of the other Building Items and the P&M ERC (where applicable) to enable the correct contract size adjustment to be made. ERC of Building Component + ERC of P&M = Total ERC to which contract size adjustment should be applied. The appropriate % adjustment should be made in accordance with the scale for contract size adjustment specified under section 6 of the RCG 2023 Guidance notes. The currency ERC rates are set at £4m (Four Million Pounds) @ 1st April 2021 (AVD) for the RCG 2023 Publication. | The data consists of a typical Industrial shell. Works include the Industrial shell as described and includes works up to 1m perimeter to the building (1m wide paving slabs & foul/storm drainage), The cost include 2 no. personnel doors and roller shutters are included at 1 door up to 1,000m2 , 2 roller doors over 1,000m2 (GIA), and 4 roller doors over 5,000m2. Costs are for the shell only and do not include for internal rooms such as offices or toilets which should be added for seperately. See Variations for assistance. | - | - | - | - | - | Cavity Wall construction to lower walls should be added by measuring wall area at an E/O rate of £102m2, single block walls are cost neutral. Additional roller shutter doors over and above the beacon specification at should be added at additonal cost of £ 232 each (4 x 4m) . Additional personnel doors over the assumed 2nr. - add £1,077 each. If no heating is present a deduction of £28m2 (GIA) should be made to the beacon cost. Internal offices (in Industrial complexes) should be added by reference to Cost Guide code series 42P04A -42P40V, Internal WC - 42P40W, amenity blocks - showers & toilets (New code TBC) & Canteens (New CodeTBC) | - | - | 10104 | 41P83T, 41P447 | m2 | - | 3 - INDUSTRIAL | David Grace | Jim Allen | 524.3408 | Option 1 | 650.0799 | 23.98% | 816.5665 | 586.2752 | 11.81% | -9.815% | 586.2752 | 11.81% | Price Book Data | P. Avo | VOA_GPN_GOV_UK\7243572 | 2021-07-09 | Low | - | Low | - | - | Updated indiced etc. 24/03/2021 - Copied to the latest DCS. | NA | SPONS A&B | 1.561 | (BEAMS Note 2) The ERC for this item should be added to all other rateable items on the hereditament (except land). Therefore the total of the ERC of the other Building Items and the P&M ERC (where applicable) to enable the correct contract size adjustment to be made. ERC of Building Component + ERC of P&M = Total ERC to which contract size adjustment should be applied. The appropriate % adjustment should be made in accordance with the scale for contract size adjustment specified under section 6 of the RCG 2021 Guidance notes. The currency ERC rates are set at £4m (Four Million Pounds) @ 1st April 2019 (AVD) for the RCG 2021 Publication. | - | - | 2 | TRUE
2988 | 41P754 | 5581 | 41P754 | Industrial Buildings | Insulated Buildings | Sheet Metal Cladding | 501 - 1,000m2 | Eaves Height - 20m | Building Area only; Site strip vegetation; Strip foundations; Column bases; Insulated Concrete GF slab with DPM and Mesh,150 thick up to 10,000m2, 200mm thick over 10,000m2 GIA; Steel Portal frame with bolts and baseplates; Coated galvanised trapezoidal roof sheets with insulation on steel purlins; Roof lights; valley gutters; matching fascia and soffit; Rainwater downpipes and gutters; trapezoidal insulated wall system cladding on cladding rails; External roller shutter doors and personnel doors; Single phase electrics, lighting and power; Gas fuelled hot air burners; Underslab storm drainage from internal downpipes on building area greater than 1,000m2; | Location Adjustment Applicable (See Guidance Notes) - ERC = UK mean of 1.00 | (BEAMS Note 2) The ERC for this item should be added to all other rateable items on the hereditament (except land). Therefore the total of the ERC of the other Building Items and the P&M ERC (where applicable) to enable the correct contract size adjustment to be made. ERC of Building Component + ERC of P&M = Total ERC to which contract size adjustment should be applied. The appropriate % adjustment should be made in accordance with the scale for contract size adjustment specified under section 6 of the RCG 2023 Guidance notes. The currency ERC rates are set at £4m (Four Million Pounds) @ 1st April 2021 (AVD) for the RCG 2023 Publication. | The data consists of a typical Industrial shell. Works include the Industrial shell as described and includes works up to 1m perimeter to the building (1m wide paving slabs & foul/storm drainage), The cost include 2 no. personnel doors and roller shutters are included at 1 door up to 1,000m2 , 2 roller doors over 1,000m2 (GIA), and 4 roller doors over 5,000m2. Costs are for the shell only and do not include for internal rooms such as offices or toilets which should be added for seperately. See Variations for assistance. | - | - | - | - | - | Cavity Wall construction to lower walls should be added by measuring wall area at an E/O rate of £102m2, single block walls are cost neutral. Additional roller shutter doors over and above the beacon specification at should be added at additonal cost of £ 232 each (4 x 4m) . Additional personnel doors over the assumed 2nr. - add £1,077 each. If no heating is present a deduction of £28m2 (GIA) should be made to the beacon cost. Internal offices (in Industrial complexes) should be added by reference to Cost Guide code series 42P04A -42P40V, Internal WC - 42P40W, amenity blocks - showers & toilets (New code TBC) & Canteens (New CodeTBC) | - | - | 10104 | 41P83U, 41P448 | m2 | - | 3 - INDUSTRIAL | David Grace | Jim Allen | 538.1797 | Option 1 | 667.2374 | 23.98% | 830.4541 | 596.2462 | 10.79% | -10.64% | 596.2462 | 10.79% | Price Book Data | P. Avo | VOA_GPN_GOV_UK\7243572 | 2021-07-09 | Low | - | Low | - | - | Updated indiced etc. 24/03/2021 - Copied to the latest DCS. | NA | SPONS A&B | 1.561 | (BEAMS Note 2) The ERC for this item should be added to all other rateable items on the hereditament (except land). Therefore the total of the ERC of the other Building Items and the P&M ERC (where applicable) to enable the correct contract size adjustment to be made. ERC of Building Component + ERC of P&M = Total ERC to which contract size adjustment should be applied. The appropriate % adjustment should be made in accordance with the scale for contract size adjustment specified under section 6 of the RCG 2021 Guidance notes. The currency ERC rates are set at £4m (Four Million Pounds) @ 1st April 2019 (AVD) for the RCG 2021 Publication. | - | - | 2 | TRUE
2989 | 41P75P | 5593 | 41P75P | Industrial Buildings | Insulated Buildings | Sheet Metal Cladding | 501 - 1,000m2 | Eaves Height - 11m | Building Area only; Site strip vegetation; Strip foundations; Column bases; Insulated Concrete GF slab with DPM and Mesh,150 thick up to 10,000m2, 200mm thick over 10,000m2 GIA; Steel Portal frame with bolts and baseplates; Coated galvanised trapezoidal roof sheets with insulation on steel purlins; Roof lights; valley gutters; matching fascia and soffit; Rainwater downpipes and gutters; trapezoidal insulated wall system cladding on cladding rails; External roller shutter doors and personnel doors; Single phase electrics, lighting and power; Gas fuelled hot air burners; Underslab storm drainage from internal downpipes on building area greater than 1,000m2; | Location Adjustment Applicable (See Guidance Notes) - ERC = UK mean of 1.00 | (BEAMS Note 2) The ERC for this item should be added to all other rateable items on the hereditament (except land). Therefore the total of the ERC of the other Building Items and the P&M ERC (where applicable) to enable the correct contract size adjustment to be made. ERC of Building Component + ERC of P&M = Total ERC to which contract size adjustment should be applied. The appropriate % adjustment should be made in accordance with the scale for contract size adjustment specified under section 6 of the RCG 2023 Guidance notes. The currency ERC rates are set at £4m (Four Million Pounds) @ 1st April 2021 (AVD) for the RCG 2023 Publication. | The data consists of a typical Industrial shell. Works include the Industrial shell as described and includes works up to 1m perimeter to the building (1m wide paving slabs & foul/storm drainage), The cost include 2 no. personnel doors and roller shutters are included at 1 door up to 1,000m2 , 2 roller doors over 1,000m2 (GIA), and 4 roller doors over 5,000m2. Costs are for the shell only and do not include for internal rooms such as offices or toilets which should be added for seperately. See Variations for assistance. | - | - | - | - | - | Cavity Wall construction to lower walls should be added by measuring wall area at an E/O rate of £102m2, single block walls are cost neutral. Additional roller shutter doors over and above the beacon specification at should be added at additonal cost of £ 232 each (4 x 4m) . Additional personnel doors over the assumed 2nr. - add £1,077 each. If no heating is present a deduction of £28m2 (GIA) should be made to the beacon cost. Internal offices (in Industrial complexes) should be added by reference to Cost Guide code series 42P04A -42P40V, Internal WC - 42P40W, amenity blocks - showers & toilets (New code TBC) & Canteens (New CodeTBC) | - | - | 10104 | 41P83A, 41R25A, 41P37P | m2 | - | 3 - INDUSTRIAL | David Grace | Jim Allen | 420.549 | Option 1 | 521.3984 | 23.98% | 705.4652 | 506.5071 | 20.44% | -2.856% | 506.5071 | 20.44% | Price Book Data | P. Avo | VOA_GPN_GOV_UK\7243572 | 2021-07-09 | Low | - | Low | - | - | Updated indiced etc. 24/03/2021 - Copied to the latest DCS. | NA | SPONS A&B | 1.561 | (BEAMS Note 2) The ERC for this item should be added to all other rateable items on the hereditament (except land). Therefore the total of the ERC of the other Building Items and the P&M ERC (where applicable) to enable the correct contract size adjustment to be made. ERC of Building Component + ERC of P&M = Total ERC to which contract size adjustment should be applied. The appropriate % adjustment should be made in accordance with the scale for contract size adjustment specified under section 6 of the RCG 2021 Guidance notes. The currency ERC rates are set at £4m (Four Million Pounds) @ 1st April 2019 (AVD) for the RCG 2021 Publication. | - | - | 2 | TRUE
2990 | 41P75T | 5594 | 41P75T | Industrial Buildings | Insulated Buildings | Sheet Metal Cladding | 501 - 1,000m2 | Eaves Height - 12m | Building Area only; Site strip vegetation; Strip foundations; Column bases; Insulated Concrete GF slab with DPM and Mesh,150 thick up to 10,000m2, 200mm thick over 10,000m2 GIA; Steel Portal frame with bolts and baseplates; Coated galvanised trapezoidal roof sheets with insulation on steel purlins; Roof lights; valley gutters; matching fascia and soffit; Rainwater downpipes and gutters; trapezoidal insulated wall system cladding on cladding rails; External roller shutter doors and personnel doors; Single phase electrics, lighting and power; Gas fuelled hot air burners; Underslab storm drainage from internal downpipes on building area greater than 1,000m2; | Location Adjustment Applicable (See Guidance Notes) - ERC = UK mean of 1.00 | (BEAMS Note 2) The ERC for this item should be added to all other rateable items on the hereditament (except land). Therefore the total of the ERC of the other Building Items and the P&M ERC (where applicable) to enable the correct contract size adjustment to be made. ERC of Building Component + ERC of P&M = Total ERC to which contract size adjustment should be applied. The appropriate % adjustment should be made in accordance with the scale for contract size adjustment specified under section 6 of the RCG 2023 Guidance notes. The currency ERC rates are set at £4m (Four Million Pounds) @ 1st April 2021 (AVD) for the RCG 2023 Publication. | The data consists of a typical Industrial shell. Works include the Industrial shell as described and includes works up to 1m perimeter to the building (1m wide paving slabs & foul/storm drainage), The cost include 2 no. personnel doors and roller shutters are included at 1 door up to 1,000m2 , 2 roller doors over 1,000m2 (GIA), and 4 roller doors over 5,000m2. Costs are for the shell only and do not include for internal rooms such as offices or toilets which should be added for seperately. See Variations for assistance. | - | - | - | - | - | Cavity Wall construction to lower walls should be added by measuring wall area at an E/O rate of £102m2, single block walls are cost neutral. Additional roller shutter doors over and above the beacon specification at should be added at additonal cost of £ 232 each (4 x 4m) . Additional personnel doors over the assumed 2nr. - add £1,077 each. If no heating is present a deduction of £28m2 (GIA) should be made to the beacon cost. Internal offices (in Industrial complexes) should be added by reference to Cost Guide code series 42P04A -42P40V, Internal WC - 42P40W, amenity blocks - showers & toilets (New code TBC) & Canteens (New CodeTBC) | - | - | 10104 | 41P83F, 41R25F ,41P37T | m2 | - | 3 - INDUSTRIAL | David Grace | Jim Allen | 432.8502 | Option 1 | 536.6495 | 23.98% | 719.3529 | 516.4781 | 19.32% | -3.759% | 516.4781 | 19.32% | Price Book Data | P. Avo | VOA_GPN_GOV_UK\7243572 | 2021-07-09 | Low | - | Low | - | - | Updated indiced etc. 24/03/2021 - Copied to the latest DCS. | NA | SPONS A&B | 1.561 | (BEAMS Note 2) The ERC for this item should be added to all other rateable items on the hereditament (except land). Therefore the total of the ERC of the other Building Items and the P&M ERC (where applicable) to enable the correct contract size adjustment to be made. ERC of Building Component + ERC of P&M = Total ERC to which contract size adjustment should be applied. The appropriate % adjustment should be made in accordance with the scale for contract size adjustment specified under section 6 of the RCG 2021 Guidance notes. The currency ERC rates are set at £4m (Four Million Pounds) @ 1st April 2019 (AVD) for the RCG 2021 Publication. | - | - | 2 | TRUE
2991 | 41P75V | 5595 | 41P75V | Industrial Buildings | Insulated Buildings | Sheet Metal Cladding | 501 - 1,000m2 | Eaves Height - 13m | Building Area only; Site strip vegetation; Strip foundations; Column bases; Insulated Concrete GF slab with DPM and Mesh,150 thick up to 10,000m2, 200mm thick over 10,000m2 GIA; Steel Portal frame with bolts and baseplates; Coated galvanised trapezoidal roof sheets with insulation on steel purlins; Roof lights; valley gutters; matching fascia and soffit; Rainwater downpipes and gutters; trapezoidal insulated wall system cladding on cladding rails; External roller shutter doors and personnel doors; Single phase electrics, lighting and power; Gas fuelled hot air burners; Underslab storm drainage from internal downpipes on building area greater than 1,000m2; | Location Adjustment Applicable (See Guidance Notes) - ERC = UK mean of 1.00 | (BEAMS Note 2) The ERC for this item should be added to all other rateable items on the hereditament (except land). Therefore the total of the ERC of the other Building Items and the P&M ERC (where applicable) to enable the correct contract size adjustment to be made. ERC of Building Component + ERC of P&M = Total ERC to which contract size adjustment should be applied. The appropriate % adjustment should be made in accordance with the scale for contract size adjustment specified under section 6 of the RCG 2023 Guidance notes. The currency ERC rates are set at £4m (Four Million Pounds) @ 1st April 2021 (AVD) for the RCG 2023 Publication. | The data consists of a typical Industrial shell. Works include the Industrial shell as described and includes works up to 1m perimeter to the building (1m wide paving slabs & foul/storm drainage), The cost include 2 no. personnel doors and roller shutters are included at 1 door up to 1,000m2 , 2 roller doors over 1,000m2 (GIA), and 4 roller doors over 5,000m2. Costs are for the shell only and do not include for internal rooms such as offices or toilets which should be added for seperately. See Variations for assistance. | - | - | - | - | - | Cavity Wall construction to lower walls should be added by measuring wall area at an E/O rate of £102m2, single block walls are cost neutral. Additional roller shutter doors over and above the beacon specification at should be added at additonal cost of £ 232 each (4 x 4m) . Additional personnel doors over the assumed 2nr. - add £1,077 each. If no heating is present a deduction of £28m2 (GIA) should be made to the beacon cost. Internal offices (in Industrial complexes) should be added by reference to Cost Guide code series 42P04A -42P40V, Internal WC - 42P40W, amenity blocks - showers & toilets (New code TBC) & Canteens (New CodeTBC) | - | - | 10104 | 41P83H, 41R25G, 41P441 | m2 | - | 3 - INDUSTRIAL | David Grace | Jim Allen | 445.1515 | Option 1 | 551.9006 | 23.98% | 733.2405 | 526.4492 | 18.26% | -4.612% | 526.4492 | 18.26% | Price Book Data | P. Avo | VOA_GPN_GOV_UK\7243572 | 2021-07-09 | Low | - | Low | - | - | Updated indiced etc. 24/03/2021 - Copied to the latest DCS. | NA | SPONS A&B | 1.561 | (BEAMS Note 2) The ERC for this item should be added to all other rateable items on the hereditament (except land). Therefore the total of the ERC of the other Building Items and the P&M ERC (where applicable) to enable the correct contract size adjustment to be made. ERC of Building Component + ERC of P&M = Total ERC to which contract size adjustment should be applied. The appropriate % adjustment should be made in accordance with the scale for contract size adjustment specified under section 6 of the RCG 2021 Guidance notes. The currency ERC rates are set at £4m (Four Million Pounds) @ 1st April 2019 (AVD) for the RCG 2021 Publication. | - | - | 2 | TRUE
2992 | 41P75X | 5596 | 41P75X | Industrial Buildings | Insulated Buildings | Sheet Metal Cladding | 501 - 1,000m2 | Eaves Height - 14m | Building Area only; Site strip vegetation; Strip foundations; Column bases; Insulated Concrete GF slab with DPM and Mesh,150 thick up to 10,000m2, 200mm thick over 10,000m2 GIA; Steel Portal frame with bolts and baseplates; Coated galvanised trapezoidal roof sheets with insulation on steel purlins; Roof lights; valley gutters; matching fascia and soffit; Rainwater downpipes and gutters; trapezoidal insulated wall system cladding on cladding rails; External roller shutter doors and personnel doors; Single phase electrics, lighting and power; Gas fuelled hot air burners; Underslab storm drainage from internal downpipes on building area greater than 1,000m2; | Location Adjustment Applicable (See Guidance Notes) - ERC = UK mean of 1.00 | (BEAMS Note 2) The ERC for this item should be added to all other rateable items on the hereditament (except land). Therefore the total of the ERC of the other Building Items and the P&M ERC (where applicable) to enable the correct contract size adjustment to be made. ERC of Building Component + ERC of P&M = Total ERC to which contract size adjustment should be applied. The appropriate % adjustment should be made in accordance with the scale for contract size adjustment specified under section 6 of the RCG 2023 Guidance notes. The currency ERC rates are set at £4m (Four Million Pounds) @ 1st April 2021 (AVD) for the RCG 2023 Publication. | The data consists of a typical Industrial shell. Works include the Industrial shell as described and includes works up to 1m perimeter to the building (1m wide paving slabs & foul/storm drainage), The cost include 2 no. personnel doors and roller shutters are included at 1 door up to 1,000m2 , 2 roller doors over 1,000m2 (GIA), and 4 roller doors over 5,000m2. Costs are for the shell only and do not include for internal rooms such as offices or toilets which should be added for seperately. See Variations for assistance. | - | - | - | - | - | Cavity Wall construction to lower walls should be added by measuring wall area at an E/O rate of £102m2, single block walls are cost neutral. Additional roller shutter doors over and above the beacon specification at should be added at additonal cost of £ 232 each (4 x 4m) . Additional personnel doors over the assumed 2nr. - add £1,077 each. If no heating is present a deduction of £28m2 (GIA) should be made to the beacon cost. Internal offices (in Industrial complexes) should be added by reference to Cost Guide code series 42P04A -42P40V, Internal WC - 42P40W, amenity blocks - showers & toilets (New code TBC) & Canteens (New CodeTBC) | - | - | 10104 | 41P83L, 41R25H, 41P442 | m2 | - | 3 - INDUSTRIAL | David Grace | Jim Allen | 456.6839 | Option 1 | 566.1986 | 23.98% | 747.1282 | 536.4202 | 17.46% | -5.259% | 536.4202 | 17.46% | Price Book Data | P. Avo | VOA_GPN_GOV_UK\7243572 | 2021-07-09 | Low | - | Low | - | - | Updated indiced etc. 24/03/2021 - Copied to the latest DCS. | NA | SPONS A&B | 1.561 | (BEAMS Note 2) The ERC for this item should be added to all other rateable items on the hereditament (except land). Therefore the total of the ERC of the other Building Items and the P&M ERC (where applicable) to enable the correct contract size adjustment to be made. ERC of Building Component + ERC of P&M = Total ERC to which contract size adjustment should be applied. The appropriate % adjustment should be made in accordance with the scale for contract size adjustment specified under section 6 of the RCG 2021 Guidance notes. The currency ERC rates are set at £4m (Four Million Pounds) @ 1st April 2019 (AVD) for the RCG 2021 Publication. | - | - | 2 | TRUE
2993 | 41P75Y | 5597 | 41P75Y | Industrial Buildings | Insulated Buildings | Sheet Metal Cladding | 501 - 1,000m2 | Eaves Height - 15m | Building Area only; Site strip vegetation; Strip foundations; Column bases; Insulated Concrete GF slab with DPM and Mesh,150 thick up to 10,000m2, 200mm thick over 10,000m2 GIA; Steel Portal frame with bolts and baseplates; Coated galvanised trapezoidal roof sheets with insulation on steel purlins; Roof lights; valley gutters; matching fascia and soffit; Rainwater downpipes and gutters; trapezoidal insulated wall system cladding on cladding rails; External roller shutter doors and personnel doors; Single phase electrics, lighting and power; Gas fuelled hot air burners; Underslab storm drainage from internal downpipes on building area greater than 1,000m2; | Location Adjustment Applicable (See Guidance Notes) - ERC = UK mean of 1.00 | (BEAMS Note 2) The ERC for this item should be added to all other rateable items on the hereditament (except land). Therefore the total of the ERC of the other Building Items and the P&M ERC (where applicable) to enable the correct contract size adjustment to be made. ERC of Building Component + ERC of P&M = Total ERC to which contract size adjustment should be applied. The appropriate % adjustment should be made in accordance with the scale for contract size adjustment specified under section 6 of the RCG 2023 Guidance notes. The currency ERC rates are set at £4m (Four Million Pounds) @ 1st April 2021 (AVD) for the RCG 2023 Publication. | The data consists of a typical Industrial shell. Works include the Industrial shell as described and includes works up to 1m perimeter to the building (1m wide paving slabs & foul/storm drainage), The cost include 2 no. personnel doors and roller shutters are included at 1 door up to 1,000m2 , 2 roller doors over 1,000m2 (GIA), and 4 roller doors over 5,000m2. Costs are for the shell only and do not include for internal rooms such as offices or toilets which should be added for seperately. See Variations for assistance. | - | - | - | - | - | Cavity Wall construction to lower walls should be added by measuring wall area at an E/O rate of £102m2, single block walls are cost neutral. Additional roller shutter doors over and above the beacon specification at should be added at additonal cost of £ 232 each (4 x 4m) . Additional personnel doors over the assumed 2nr. - add £1,077 each. If no heating is present a deduction of £28m2 (GIA) should be made to the beacon cost. Internal offices (in Industrial complexes) should be added by reference to Cost Guide code series 42P04A -42P40V, Internal WC - 42P40W, amenity blocks - showers & toilets (New code TBC) & Canteens (New CodeTBC) | - | - | 10104 | 41P83P, 41R25J, 41P443 | m2 | - | 3 - INDUSTRIAL | David Grace | Jim Allen | 468.9852 | Option 1 | 581.4497 | 23.98% | 761.0158 | 546.3912 | 16.51% | -6.03% | 546.3912 | 16.51% | Price Book Data | P. Avo | VOA_GPN_GOV_UK\7243572 | 2021-07-09 | Low | - | Low | - | - | Updated indiced etc. 24/03/2021 - Copied to the latest DCS. | NA | SPONS A&B | 1.561 | (BEAMS Note 2) The ERC for this item should be added to all other rateable items on the hereditament (except land). Therefore the total of the ERC of the other Building Items and the P&M ERC (where applicable) to enable the correct contract size adjustment to be made. ERC of Building Component + ERC of P&M = Total ERC to which contract size adjustment should be applied. The appropriate % adjustment should be made in accordance with the scale for contract size adjustment specified under section 6 of the RCG 2021 Guidance notes. The currency ERC rates are set at £4m (Four Million Pounds) @ 1st April 2019 (AVD) for the RCG 2021 Publication. | - | - | 2 | TRUE
2994 | 41P775 | 5626 | 41P775 | Industrial Buildings | Insulated Buildings | Sheet Metal Cladding | 5,001 - 10,000m2 | Eaves Height - 16m | Building Area only; Site strip vegetation; Strip foundations; Column bases; Insulated Concrete GF slab with DPM and Mesh,150 thick up to 10,000m2, 200mm thick over 10,000m2 GIA; Steel Portal frame with bolts and baseplates; Coated galvanised trapezoidal roof sheets with insulation on steel purlins; Roof lights; valley gutters; matching fascia and soffit; Rainwater downpipes and gutters; trapezoidal insulated wall system cladding on cladding rails; External roller shutter doors and personnel doors; Single phase electrics, lighting and power; Gas fuelled hot air burners; Underslab storm drainage from internal downpipes on building area greater than 1,000m2; | Location Adjustment Applicable (See Guidance Notes) - ERC = UK mean of 1.00 | (BEAMS Note 2) The ERC for this item should be added to all other rateable items on the hereditament (except land). Therefore the total of the ERC of the other Building Items and the P&M ERC (where applicable) to enable the correct contract size adjustment to be made. ERC of Building Component + ERC of P&M = Total ERC to which contract size adjustment should be applied. The appropriate % adjustment should be made in accordance with the scale for contract size adjustment specified under section 6 of the RCG 2023 Guidance notes. The currency ERC rates are set at £4m (Four Million Pounds) @ 1st April 2021 (AVD) for the RCG 2023 Publication. | The data consists of a typical Industrial shell. Works include the Industrial shell as described and includes works up to 1m perimeter to the building (1m wide paving slabs & foul/storm drainage), The cost include 2 no. personnel doors and roller shutters are included at 1 door up to 1,000m2 , 2 roller doors over 1,000m2 (GIA), and 4 roller doors over 5,000m2. Costs are for the shell only and do not include for internal rooms such as offices or toilets which should be added for seperately. See Variations for assistance. | - | - | - | - | - | Cavity Wall construction to lower walls should be added by measuring wall area at an E/O rate of £102m2, single block walls are cost neutral. Additional roller shutter doors over and above the beacon specification at should be added at additonal cost of £ 232 each (4 x 4m) . Additional personnel doors over the assumed 2nr. - add £1,077 each. If no heating is present a deduction of £28m2 (GIA) should be made to the beacon cost. Internal offices (in Industrial complexes) should be added by reference to Cost Guide code series 42P04A -42P40V, Internal WC - 42P40W, amenity blocks - showers & toilets (New code TBC) & Canteens (New CodeTBC) | - | - | 10105 | 41P87Q, 41P468 | m2 | - | 3 - INDUSTRIAL | David Grace | Jim Allen | 372.8816 | Option 1 | 462.3002 | 23.98% | 683.6352 | 490.8337 | 31.63% | 6.172% | 490.8337 | 31.63% | Price Book Data | P. Avo | VOA_GPN_GOV_UK\7243572 | 2021-07-12 | Low | - | Low | - | - | Updated indiced etc. 24/03/2021 - Copied to the latest DCS. | NA | SPONS A&B | 1.561 | (BEAMS Note 2) The ERC for this item should be added to all other rateable items on the hereditament (except land). Therefore the total of the ERC of the other Building Items and the P&M ERC (where applicable) to enable the correct contract size adjustment to be made. ERC of Building Component + ERC of P&M = Total ERC to which contract size adjustment should be applied. The appropriate % adjustment should be made in accordance with the scale for contract size adjustment specified under section 6 of the RCG 2021 Guidance notes. The currency ERC rates are set at £4m (Four Million Pounds) @ 1st April 2019 (AVD) for the RCG 2021 Publication. | - | - | 2 | TRUE
2995 | 41P776 | 5627 | 41P776 | Industrial Buildings | Insulated Buildings | Sheet Metal Cladding | 5,001 - 10,000m2 | Eaves Height - 17m | Building Area only; Site strip vegetation; Strip foundations; Column bases; Insulated Concrete GF slab with DPM and Mesh,150 thick up to 10,000m2, 200mm thick over 10,000m2 GIA; Steel Portal frame with bolts and baseplates; Coated galvanised trapezoidal roof sheets with insulation on steel purlins; Roof lights; valley gutters; matching fascia and soffit; Rainwater downpipes and gutters; trapezoidal insulated wall system cladding on cladding rails; External roller shutter doors and personnel doors; Single phase electrics, lighting and power; Gas fuelled hot air burners; Underslab storm drainage from internal downpipes on building area greater than 1,000m2; | Location Adjustment Applicable (See Guidance Notes) - ERC = UK mean of 1.00 | (BEAMS Note 2) The ERC for this item should be added to all other rateable items on the hereditament (except land). Therefore the total of the ERC of the other Building Items and the P&M ERC (where applicable) to enable the correct contract size adjustment to be made. ERC of Building Component + ERC of P&M = Total ERC to which contract size adjustment should be applied. The appropriate % adjustment should be made in accordance with the scale for contract size adjustment specified under section 6 of the RCG 2023 Guidance notes. The currency ERC rates are set at £4m (Four Million Pounds) @ 1st April 2021 (AVD) for the RCG 2023 Publication. | The data consists of a typical Industrial shell. Works include the Industrial shell as described and includes works up to 1m perimeter to the building (1m wide paving slabs & foul/storm drainage), The cost include 2 no. personnel doors and roller shutters are included at 1 door up to 1,000m2 , 2 roller doors over 1,000m2 (GIA), and 4 roller doors over 5,000m2. Costs are for the shell only and do not include for internal rooms such as offices or toilets which should be added for seperately. See Variations for assistance. | - | - | - | - | - | Cavity Wall construction to lower walls should be added by measuring wall area at an E/O rate of £102m2, single block walls are cost neutral. Additional roller shutter doors over and above the beacon specification at should be added at additonal cost of £ 232 each (4 x 4m) . Additional personnel doors over the assumed 2nr. - add £1,077 each. If no heating is present a deduction of £28m2 (GIA) should be made to the beacon cost. Internal offices (in Industrial complexes) should be added by reference to Cost Guide code series 42P04A -42P40V, Internal WC - 42P40W, amenity blocks - showers & toilets (New code TBC) & Canteens (New CodeTBC) | - | - | 10105 | 41P87R, 41P469 | m2 | - | 3 - INDUSTRIAL | David Grace | Jim Allen | 379.0323 | Option 1 | 469.9258 | 23.98% | 689.0825 | 494.7448 | 30.53% | 5.281% | 494.7448 | 30.53% | Price Book Data | P. Avo | VOA_GPN_GOV_UK\7243572 | 2021-07-12 | Low | - | Low | - | - | Updated indiced etc. 24/03/2021 - Copied to the latest DCS. | NA | SPONS A&B | 1.561 | (BEAMS Note 2) The ERC for this item should be added to all other rateable items on the hereditament (except land). Therefore the total of the ERC of the other Building Items and the P&M ERC (where applicable) to enable the correct contract size adjustment to be made. ERC of Building Component + ERC of P&M = Total ERC to which contract size adjustment should be applied. The appropriate % adjustment should be made in accordance with the scale for contract size adjustment specified under section 6 of the RCG 2021 Guidance notes. The currency ERC rates are set at £4m (Four Million Pounds) @ 1st April 2019 (AVD) for the RCG 2021 Publication. | - | - | 2 | TRUE
2996 | 41P777 | 5628 | 41P777 | Industrial Buildings | Insulated Buildings | Sheet Metal Cladding | 5,001 - 10,000m2 | Eaves Height - 18m | Building Area only; Site strip vegetation; Strip foundations; Column bases; Insulated Concrete GF slab with DPM and Mesh,150 thick up to 10,000m2, 200mm thick over 10,000m2 GIA; Steel Portal frame with bolts and baseplates; Coated galvanised trapezoidal roof sheets with insulation on steel purlins; Roof lights; valley gutters; matching fascia and soffit; Rainwater downpipes and gutters; trapezoidal insulated wall system cladding on cladding rails; External roller shutter doors and personnel doors; Single phase electrics, lighting and power; Gas fuelled hot air burners; Underslab storm drainage from internal downpipes on building area greater than 1,000m2; | Location Adjustment Applicable (See Guidance Notes) - ERC = UK mean of 1.00 | (BEAMS Note 2) The ERC for this item should be added to all other rateable items on the hereditament (except land). Therefore the total of the ERC of the other Building Items and the P&M ERC (where applicable) to enable the correct contract size adjustment to be made. ERC of Building Component + ERC of P&M = Total ERC to which contract size adjustment should be applied. The appropriate % adjustment should be made in accordance with the scale for contract size adjustment specified under section 6 of the RCG 2023 Guidance notes. The currency ERC rates are set at £4m (Four Million Pounds) @ 1st April 2021 (AVD) for the RCG 2023 Publication. | The data consists of a typical Industrial shell. Works include the Industrial shell as described and includes works up to 1m perimeter to the building (1m wide paving slabs & foul/storm drainage), The cost include 2 no. personnel doors and roller shutters are included at 1 door up to 1,000m2 , 2 roller doors over 1,000m2 (GIA), and 4 roller doors over 5,000m2. Costs are for the shell only and do not include for internal rooms such as offices or toilets which should be added for seperately. See Variations for assistance. | - | - | - | - | - | Cavity Wall construction to lower walls should be added by measuring wall area at an E/O rate of £102m2, single block walls are cost neutral. Additional roller shutter doors over and above the beacon specification at should be added at additonal cost of £ 232 each (4 x 4m) . Additional personnel doors over the assumed 2nr. - add £1,077 each. If no heating is present a deduction of £28m2 (GIA) should be made to the beacon cost. Internal offices (in Industrial complexes) should be added by reference to Cost Guide code series 42P04A -42P40V, Internal WC - 42P40W, amenity blocks - showers & toilets (New code TBC) & Canteens (New CodeTBC) | - | - | 10105 | 41P87S, 41P470 | m2 | - | 3 - INDUSTRIAL | David Grace | Jim Allen | 385.9517 | Option 1 | 478.5045 | 23.98% | 695.0333 | 499.0173 | 29.3% | 4.287% | 499.0173 | 29.3% | Price Book Data | P. Avo | VOA_GPN_GOV_UK\7243572 | 2021-07-12 | Low | - | Low | - | - | Updated indiced etc. Redirects missed, now added. 24/03/2021 - Copied to the latest DCS. | NA | SPONS A&B | 1.561 | (BEAMS Note 2) The ERC for this item should be added to all other rateable items on the hereditament (except land). Therefore the total of the ERC of the other Building Items and the P&M ERC (where applicable) to enable the correct contract size adjustment to be made. ERC of Building Component + ERC of P&M = Total ERC to which contract size adjustment should be applied. The appropriate % adjustment should be made in accordance with the scale for contract size adjustment specified under section 6 of the RCG 2021 Guidance notes. The currency ERC rates are set at £4m (Four Million Pounds) @ 1st April 2019 (AVD) for the RCG 2021 Publication. | - | - | 2 | TRUE
2997 | 41P778 | 5629 | 41P778 | Industrial Buildings | Insulated Buildings | Sheet Metal Cladding | 5,001 - 10,000m2 | Eaves Height - 19m | Building Area only; Site strip vegetation; Strip foundations; Column bases; Insulated Concrete GF slab with DPM and Mesh,150 thick up to 10,000m2, 200mm thick over 10,000m2 GIA; Steel Portal frame with bolts and baseplates; Coated galvanised trapezoidal roof sheets with insulation on steel purlins; Roof lights; valley gutters; matching fascia and soffit; Rainwater downpipes and gutters; trapezoidal insulated wall system cladding on cladding rails; External roller shutter doors and personnel doors; Single phase electrics, lighting and power; Gas fuelled hot air burners; Underslab storm drainage from internal downpipes on building area greater than 1,000m2; | Location Adjustment Applicable (See Guidance Notes) - ERC = UK mean of 1.00 | (BEAMS Note 2) The ERC for this item should be added to all other rateable items on the hereditament (except land). Therefore the total of the ERC of the other Building Items and the P&M ERC (where applicable) to enable the correct contract size adjustment to be made. ERC of Building Component + ERC of P&M = Total ERC to which contract size adjustment should be applied. The appropriate % adjustment should be made in accordance with the scale for contract size adjustment specified under section 6 of the RCG 2023 Guidance notes. The currency ERC rates are set at £4m (Four Million Pounds) @ 1st April 2021 (AVD) for the RCG 2023 Publication. | The data consists of a typical Industrial shell. Works include the Industrial shell as described and includes works up to 1m perimeter to the building (1m wide paving slabs & foul/storm drainage), The cost include 2 no. personnel doors and roller shutters are included at 1 door up to 1,000m2 , 2 roller doors over 1,000m2 (GIA), and 4 roller doors over 5,000m2. Costs are for the shell only and do not include for internal rooms such as offices or toilets which should be added for seperately. See Variations for assistance. | - | - | - | - | - | Cavity Wall construction to lower walls should be added by measuring wall area at an E/O rate of £102m2, single block walls are cost neutral. Additional roller shutter doors over and above the beacon specification at should be added at additonal cost of £ 232 each (4 x 4m) . Additional personnel doors over the assumed 2nr. - add £1,077 each. If no heating is present a deduction of £28m2 (GIA) should be made to the beacon cost. Internal offices (in Industrial complexes) should be added by reference to Cost Guide code series 42P04A -42P40V, Internal WC - 42P40W, amenity blocks - showers & toilets (New code TBC) & Canteens (New CodeTBC) | - | - | 10105 | 41P87T, 41P471 | m2 | - | 3 - INDUSTRIAL | David Grace | Jim Allen | 392.8712 | Option 1 | 487.0833 | 23.98% | 699.9772 | 502.5669 | 27.92% | 3.179% | 502.5669 | 27.92% | Price Book Data | P. Avo | VOA_GPN_GOV_UK\7243572 | 2021-07-12 | Low | - | Low | - | - | Updated indiced etc. 24/03/2021 - Copied to the latest DCS. | NA | SPONS A&B | 1.561 | (BEAMS Note 2) The ERC for this item should be added to all other rateable items on the hereditament (except land). Therefore the total of the ERC of the other Building Items and the P&M ERC (where applicable) to enable the correct contract size adjustment to be made. ERC of Building Component + ERC of P&M = Total ERC to which contract size adjustment should be applied. The appropriate % adjustment should be made in accordance with the scale for contract size adjustment specified under section 6 of the RCG 2021 Guidance notes. The currency ERC rates are set at £4m (Four Million Pounds) @ 1st April 2019 (AVD) for the RCG 2021 Publication. | - | - | 2 | TRUE
2998 | 41P779 | 5630 | 41P779 | Industrial Buildings | Insulated Buildings | Sheet Metal Cladding | 5,001 - 10,000m2 | Eaves Height - 20m | Building Area only; Site strip vegetation; Strip foundations; Column bases; Insulated Concrete GF slab with DPM and Mesh,150 thick up to 10,000m2, 200mm thick over 10,000m2 GIA; Steel Portal frame with bolts and baseplates; Coated galvanised trapezoidal roof sheets with insulation on steel purlins; Roof lights; valley gutters; matching fascia and soffit; Rainwater downpipes and gutters; trapezoidal insulated wall system cladding on cladding rails; External roller shutter doors and personnel doors; Single phase electrics, lighting and power; Gas fuelled hot air burners; Underslab storm drainage from internal downpipes on building area greater than 1,000m2; | Location Adjustment Applicable (See Guidance Notes) - ERC = UK mean of 1.00 | (BEAMS Note 2) The ERC for this item should be added to all other rateable items on the hereditament (except land). Therefore the total of the ERC of the other Building Items and the P&M ERC (where applicable) to enable the correct contract size adjustment to be made. ERC of Building Component + ERC of P&M = Total ERC to which contract size adjustment should be applied. The appropriate % adjustment should be made in accordance with the scale for contract size adjustment specified under section 6 of the RCG 2023 Guidance notes. The currency ERC rates are set at £4m (Four Million Pounds) @ 1st April 2021 (AVD) for the RCG 2023 Publication. | The data consists of a typical Industrial shell. Works include the Industrial shell as described and includes works up to 1m perimeter to the building (1m wide paving slabs & foul/storm drainage), The cost include 2 no. personnel doors and roller shutters are included at 1 door up to 1,000m2 , 2 roller doors over 1,000m2 (GIA), and 4 roller doors over 5,000m2. Costs are for the shell only and do not include for internal rooms such as offices or toilets which should be added for seperately. See Variations for assistance. | - | - | - | - | - | Cavity Wall construction to lower walls should be added by measuring wall area at an E/O rate of £102m2, single block walls are cost neutral. Additional roller shutter doors over and above the beacon specification at should be added at additonal cost of £ 232 each (4 x 4m) . Additional personnel doors over the assumed 2nr. - add £1,077 each. If no heating is present a deduction of £28m2 (GIA) should be made to the beacon cost. Internal offices (in Industrial complexes) should be added by reference to Cost Guide code series 42P04A -42P40V, Internal WC - 42P40W, amenity blocks - showers & toilets (New code TBC) & Canteens (New CodeTBC) | - | - | 10105 | 41P87U, 41P472 | m2 | - | 3 - INDUSTRIAL | David Grace | Jim Allen | 399.0218 | Option 1 | 494.7089 | 23.98% | 705.4245 | 506.4779 | 26.93% | 2.379% | 506.4779 | 26.93% | Price Book Data | P. Avo | VOA_GPN_GOV_UK\7243572 | 2021-07-12 | Low | - | Low | - | - | Updated indiced etc. 24/03/2021 - Copied to the latest DCS. | NA | SPONS A&B | 1.561 | (BEAMS Note 2) The ERC for this item should be added to all other rateable items on the hereditament (except land). Therefore the total of the ERC of the other Building Items and the P&M ERC (where applicable) to enable the correct contract size adjustment to be made. ERC of Building Component + ERC of P&M = Total ERC to which contract size adjustment should be applied. The appropriate % adjustment should be made in accordance with the scale for contract size adjustment specified under section 6 of the RCG 2021 Guidance notes. The currency ERC rates are set at £4m (Four Million Pounds) @ 1st April 2019 (AVD) for the RCG 2021 Publication. | - | - | 2 | TRUE
2999 | 41P77P | 5634 | 41P77P | Industrial Buildings | Insulated Buildings | Sheet Metal Cladding | 5,001 - 10,000m2 | Eaves Height - 11m | Building Area only; Site strip vegetation; Strip foundations; Column bases; Insulated Concrete GF slab with DPM and Mesh,150 thick up to 10,000m2, 200mm thick over 10,000m2 GIA; Steel Portal frame with bolts and baseplates; Coated galvanised trapezoidal roof sheets with insulation on steel purlins; Roof lights; valley gutters; matching fascia and soffit; Rainwater downpipes and gutters; trapezoidal insulated wall system cladding on cladding rails; External roller shutter doors and personnel doors; Single phase electrics, lighting and power; Gas fuelled hot air burners; Underslab storm drainage from internal downpipes on building area greater than 1,000m2; | Location Adjustment Applicable (See Guidance Notes) - ERC = UK mean of 1.00 | (BEAMS Note 2) The ERC for this item should be added to all other rateable items on the hereditament (except land). Therefore the total of the ERC of the other Building Items and the P&M ERC (where applicable) to enable the correct contract size adjustment to be made. ERC of Building Component + ERC of P&M = Total ERC to which contract size adjustment should be applied. The appropriate % adjustment should be made in accordance with the scale for contract size adjustment specified under section 6 of the RCG 2023 Guidance notes. The currency ERC rates are set at £4m (Four Million Pounds) @ 1st April 2021 (AVD) for the RCG 2023 Publication. | The data consists of a typical Industrial shell. Works include the Industrial shell as described and includes works up to 1m perimeter to the building (1m wide paving slabs & foul/storm drainage), The cost include 2 no. personnel doors and roller shutters are included at 1 door up to 1,000m2 , 2 roller doors over 1,000m2 (GIA), and 4 roller doors over 5,000m2. Costs are for the shell only and do not include for internal rooms such as offices or toilets which should be added for seperately. See Variations for assistance. | - | - | - | - | - | Cavity Wall construction to lower walls should be added by measuring wall area at an E/O rate of £102m2, single block walls are cost neutral. Additional roller shutter doors over and above the beacon specification at should be added at additonal cost of £ 232 each (4 x 4m) . Additional personnel doors over the assumed 2nr. - add £1,077 each. If no heating is present a deduction of £28m2 (GIA) should be made to the beacon cost. Internal offices (in Industrial complexes) should be added by reference to Cost Guide code series 42P04A -42P40V, Internal WC - 42P40W, amenity blocks - showers & toilets (New code TBC) & Canteens (New CodeTBC) | - | - | 10105 | 41R29A, 41P87A, 41P39P | m2 | - | 3 - INDUSTRIAL | David Grace | Jim Allen | 339.0532 | Option 1 | 420.3596 | 23.98% | 656.3985 | 471.2784 | 39% | 12.11% | 471.2784 | 39% | Price Book Data | P. Avo | VOA_GPN_GOV_UK\7243572 | 2021-07-12 | Low | - | Low | - | - | Updated indiced etc. 24/03/2021 - Copied to the latest DCS. | NA | SPONS A&B | 1.561 | (BEAMS Note 2) The ERC for this item should be added to all other rateable items on the hereditament (except land). Therefore the total of the ERC of the other Building Items and the P&M ERC (where applicable) to enable the correct contract size adjustment to be made. ERC of Building Component + ERC of P&M = Total ERC to which contract size adjustment should be applied. The appropriate % adjustment should be made in accordance with the scale for contract size adjustment specified under section 6 of the RCG 2021 Guidance notes. The currency ERC rates are set at £4m (Four Million Pounds) @ 1st April 2019 (AVD) for the RCG 2021 Publication. | - | - | 2 | TRUE
3000 | 41P77T | 5635 | 41P77T | Industrial Buildings | Insulated Buildings | Sheet Metal Cladding | 5,001 - 10,000m2 | Eaves Height - 12m | Building Area only; Site strip vegetation; Strip foundations; Column bases; Insulated Concrete GF slab with DPM and Mesh,150 thick up to 10,000m2, 200mm thick over 10,000m2 GIA; Steel Portal frame with bolts and baseplates; Coated galvanised trapezoidal roof sheets with insulation on steel purlins; Roof lights; valley gutters; matching fascia and soffit; Rainwater downpipes and gutters; trapezoidal insulated wall system cladding on cladding rails; External roller shutter doors and personnel doors; Single phase electrics, lighting and power; Gas fuelled hot air burners; Underslab storm drainage from internal downpipes on building area greater than 1,000m2; | Location Adjustment Applicable (See Guidance Notes) - ERC = UK mean of 1.00 | (BEAMS Note 2) The ERC for this item should be added to all other rateable items on the hereditament (except land). Therefore the total of the ERC of the other Building Items and the P&M ERC (where applicable) to enable the correct contract size adjustment to be made. ERC of Building Component + ERC of P&M = Total ERC to which contract size adjustment should be applied. The appropriate % adjustment should be made in accordance with the scale for contract size adjustment specified under section 6 of the RCG 2023 Guidance notes. The currency ERC rates are set at £4m (Four Million Pounds) @ 1st April 2021 (AVD) for the RCG 2023 Publication. | The data consists of a typical Industrial shell. Works include the Industrial shell as described and includes works up to 1m perimeter to the building (1m wide paving slabs & foul/storm drainage), The cost include 2 no. personnel doors and roller shutters are included at 1 door up to 1,000m2 , 2 roller doors over 1,000m2 (GIA), and 4 roller doors over 5,000m2. Costs are for the shell only and do not include for internal rooms such as offices or toilets which should be added for seperately. See Variations for assistance. | - | - | - | - | - | Cavity Wall construction to lower walls should be added by measuring wall area at an E/O rate of £102m2, single block walls are cost neutral. Additional roller shutter doors over and above the beacon specification at should be added at additonal cost of £ 232 each (4 x 4m) . Additional personnel doors over the assumed 2nr. - add £1,077 each. If no heating is present a deduction of £28m2 (GIA) should be made to the beacon cost. Internal offices (in Industrial complexes) should be added by reference to Cost Guide code series 42P04A -42P40V, Internal WC - 42P40W, amenity blocks - showers & toilets (New code TBC) & Canteens (New CodeTBC) | - | - | 10105 | 41R29F, 41P87F, 41P39T | m2 | - | 3 - INDUSTRIAL | David Grace | Jim Allen | 345.2038 | Option 1 | 427.9851 | 23.98% | 661.8459 | 475.1895 | 37.65% | 11.03% | 475.1895 | 37.65% | Price Book Data | P. Avo | VOA_GPN_GOV_UK\7243572 | 2021-07-12 | Low | - | Low | - | - | Updated indiced etc. 24/03/2021 - Copied to the latest DCS. | NA | SPONS A&B | 1.561 | (BEAMS Note 2) The ERC for this item should be added to all other rateable items on the hereditament (except land). Therefore the total of the ERC of the other Building Items and the P&M ERC (where applicable) to enable the correct contract size adjustment to be made. ERC of Building Component + ERC of P&M = Total ERC to which contract size adjustment should be applied. The appropriate % adjustment should be made in accordance with the scale for contract size adjustment specified under section 6 of the RCG 2021 Guidance notes. The currency ERC rates are set at £4m (Four Million Pounds) @ 1st April 2019 (AVD) for the RCG 2021 Publication. | - | - | 2 | TRUE
3001 | 41P77V | 5636 | 41P77V | Industrial Buildings | Insulated Buildings | Sheet Metal Cladding | 5,001 - 10,000m2 | Eaves Height - 13m | Building Area only; Site strip vegetation; Strip foundations; Column bases; Insulated Concrete GF slab with DPM and Mesh,150 thick up to 10,000m2, 200mm thick over 10,000m2 GIA; Steel Portal frame with bolts and baseplates; Coated galvanised trapezoidal roof sheets with insulation on steel purlins; Roof lights; valley gutters; matching fascia and soffit; Rainwater downpipes and gutters; trapezoidal insulated wall system cladding on cladding rails; External roller shutter doors and personnel doors; Single phase electrics, lighting and power; Gas fuelled hot air burners; Underslab storm drainage from internal downpipes on building area greater than 1,000m2; | Location Adjustment Applicable (See Guidance Notes) - ERC = UK mean of 1.00 | (BEAMS Note 2) The ERC for this item should be added to all other rateable items on the hereditament (except land). Therefore the total of the ERC of the other Building Items and the P&M ERC (where applicable) to enable the correct contract size adjustment to be made. ERC of Building Component + ERC of P&M = Total ERC to which contract size adjustment should be applied. The appropriate % adjustment should be made in accordance with the scale for contract size adjustment specified under section 6 of the RCG 2023 Guidance notes. The currency ERC rates are set at £4m (Four Million Pounds) @ 1st April 2021 (AVD) for the RCG 2023 Publication. | The data consists of a typical Industrial shell. Works include the Industrial shell as described and includes works up to 1m perimeter to the building (1m wide paving slabs & foul/storm drainage), The cost include 2 no. personnel doors and roller shutters are included at 1 door up to 1,000m2 , 2 roller doors over 1,000m2 (GIA), and 4 roller doors over 5,000m2. Costs are for the shell only and do not include for internal rooms such as offices or toilets which should be added for seperately. See Variations for assistance. | - | - | - | - | - | Cavity Wall construction to lower walls should be added by measuring wall area at an E/O rate of £102m2, single block walls are cost neutral. Additional roller shutter doors over and above the beacon specification at should be added at additonal cost of £ 232 each (4 x 4m) . Additional personnel doors over the assumed 2nr. - add £1,077 each. If no heating is present a deduction of £28m2 (GIA) should be made to the beacon cost. Internal offices (in Industrial complexes) should be added by reference to Cost Guide code series 42P04A -42P40V, Internal WC - 42P40W, amenity blocks - showers & toilets (New code TBC) & Canteens (New CodeTBC) | - | - | 10105 | 41R29G, 41P87H, 41P465 | m2 | - | 3 - INDUSTRIAL | David Grace | Jim Allen | 351.3545 | Option 1 | 435.6107 | 23.98% | 667.2932 | 479.1006 | 36.36% | 9.984% | 479.1006 | 36.36% | Price Book Data | P. Avo | VOA_GPN_GOV_UK\7243572 | 2021-07-12 | Low | - | Low | - | - | Updated indiced etc. 24/03/2021 - Copied to the latest DCS. | NA | SPONS A&B | 1.561 | (BEAMS Note 2) The ERC for this item should be added to all other rateable items on the hereditament (except land). Therefore the total of the ERC of the other Building Items and the P&M ERC (where applicable) to enable the correct contract size adjustment to be made. ERC of Building Component + ERC of P&M = Total ERC to which contract size adjustment should be applied. The appropriate % adjustment should be made in accordance with the scale for contract size adjustment specified under section 6 of the RCG 2021 Guidance notes. The currency ERC rates are set at £4m (Four Million Pounds) @ 1st April 2019 (AVD) for the RCG 2021 Publication. | - | - | 2 | TRUE
3002 | 41P77X | 5637 | 41P77X | Industrial Buildings | Insulated Buildings | Sheet Metal Cladding | 5,001 - 10,000m2 | Eaves Height - 14m | Building Area only; Site strip vegetation; Strip foundations; Column bases; Insulated Concrete GF slab with DPM and Mesh,150 thick up to 10,000m2, 200mm thick over 10,000m2 GIA; Steel Portal frame with bolts and baseplates; Coated galvanised trapezoidal roof sheets with insulation on steel purlins; Roof lights; valley gutters; matching fascia and soffit; Rainwater downpipes and gutters; trapezoidal insulated wall system cladding on cladding rails; External roller shutter doors and personnel doors; Single phase electrics, lighting and power; Gas fuelled hot air burners; Underslab storm drainage from internal downpipes on building area greater than 1,000m2; | Location Adjustment Applicable (See Guidance Notes) - ERC = UK mean of 1.00 | (BEAMS Note 2) The ERC for this item should be added to all other rateable items on the hereditament (except land). Therefore the total of the ERC of the other Building Items and the P&M ERC (where applicable) to enable the correct contract size adjustment to be made. ERC of Building Component + ERC of P&M = Total ERC to which contract size adjustment should be applied. The appropriate % adjustment should be made in accordance with the scale for contract size adjustment specified under section 6 of the RCG 2023 Guidance notes. The currency ERC rates are set at £4m (Four Million Pounds) @ 1st April 2021 (AVD) for the RCG 2023 Publication. | The data consists of a typical Industrial shell. Works include the Industrial shell as described and includes works up to 1m perimeter to the building (1m wide paving slabs & foul/storm drainage), The cost include 2 no. personnel doors and roller shutters are included at 1 door up to 1,000m2 , 2 roller doors over 1,000m2 (GIA), and 4 roller doors over 5,000m2. Costs are for the shell only and do not include for internal rooms such as offices or toilets which should be added for seperately. See Variations for assistance. | - | - | - | - | - | Cavity Wall construction to lower walls should be added by measuring wall area at an E/O rate of £102m2, single block walls are cost neutral. Additional roller shutter doors over and above the beacon specification at should be added at additonal cost of £ 232 each (4 x 4m) . Additional personnel doors over the assumed 2nr. - add £1,077 each. If no heating is present a deduction of £28m2 (GIA) should be made to the beacon cost. Internal offices (in Industrial complexes) should be added by reference to Cost Guide code series 42P04A -42P40V, Internal WC - 42P40W, amenity blocks - showers & toilets (New code TBC) & Canteens (New CodeTBC) | - | - | 10105 | 41R29H, 41P87L, 41P466 | m2 | - | 3 - INDUSTRIAL | David Grace | Jim Allen | 356.7363 | Option 1 | 442.2831 | 23.98% | 672.7405 | 483.0116 | 35.4% | 9.209% | 483.0116 | 35.4% | Price Book Data | P. Avo | VOA_GPN_GOV_UK\7243572 | 2021-07-12 | Low | - | Low | - | - | Updated indiced etc. 24/03/2021 - Copied to the latest DCS. | NA | SPONS A&B | 1.561 | (BEAMS Note 2) The ERC for this item should be added to all other rateable items on the hereditament (except land). Therefore the total of the ERC of the other Building Items and the P&M ERC (where applicable) to enable the correct contract size adjustment to be made. ERC of Building Component + ERC of P&M = Total ERC to which contract size adjustment should be applied. The appropriate % adjustment should be made in accordance with the scale for contract size adjustment specified under section 6 of the RCG 2021 Guidance notes. The currency ERC rates are set at £4m (Four Million Pounds) @ 1st April 2019 (AVD) for the RCG 2021 Publication. | - | - | 2 | TRUE
3003 | 41P77Y | 5638 | 41P77Y | Industrial Buildings | Insulated Buildings | Sheet Metal Cladding | 5,001 - 10,000m2 | Eaves Height - 15m | Building Area only; Site strip vegetation; Strip foundations; Column bases; Insulated Concrete GF slab with DPM and Mesh,150 thick up to 10,000m2, 200mm thick over 10,000m2 GIA; Steel Portal frame with bolts and baseplates; Coated galvanised trapezoidal roof sheets with insulation on steel purlins; Roof lights; valley gutters; matching fascia and soffit; Rainwater downpipes and gutters; trapezoidal insulated wall system cladding on cladding rails; External roller shutter doors and personnel doors; Single phase electrics, lighting and power; Gas fuelled hot air burners; Underslab storm drainage from internal downpipes on building area greater than 1,000m2; | Location Adjustment Applicable (See Guidance Notes) - ERC = UK mean of 1.00 | (BEAMS Note 2) The ERC for this item should be added to all other rateable items on the hereditament (except land). Therefore the total of the ERC of the other Building Items and the P&M ERC (where applicable) to enable the correct contract size adjustment to be made. ERC of Building Component + ERC of P&M = Total ERC to which contract size adjustment should be applied. The appropriate % adjustment should be made in accordance with the scale for contract size adjustment specified under section 6 of the RCG 2023 Guidance notes. The currency ERC rates are set at £4m (Four Million Pounds) @ 1st April 2021 (AVD) for the RCG 2023 Publication. | The data consists of a typical Industrial shell. Works include the Industrial shell as described and includes works up to 1m perimeter to the building (1m wide paving slabs & foul/storm drainage), The cost include 2 no. personnel doors and roller shutters are included at 1 door up to 1,000m2 , 2 roller doors over 1,000m2 (GIA), and 4 roller doors over 5,000m2. Costs are for the shell only and do not include for internal rooms such as offices or toilets which should be added for seperately. See Variations for assistance. | - | - | - | - | - | Cavity Wall construction to lower walls should be added by measuring wall area at an E/O rate of £102m2, single block walls are cost neutral. Additional roller shutter doors over and above the beacon specification at should be added at additonal cost of £ 232 each (4 x 4m) . Additional personnel doors over the assumed 2nr. - add £1,077 each. If no heating is present a deduction of £28m2 (GIA) should be made to the beacon cost. Internal offices (in Industrial complexes) should be added by reference to Cost Guide code series 42P04A -42P40V, Internal WC - 42P40W, amenity blocks - showers & toilets (New code TBC) & Canteens (New CodeTBC) | - | - | 10105 | 41R29J, 41P87P, 41P467 | m2 | - | 3 - INDUSTRIAL | David Grace | Jim Allen | 362.8869 | Option 1 | 449.9086 | 23.98% | 678.1878 | 486.9227 | 34.18% | 8.227% | 486.9227 | 34.18% | Price Book Data | P. Avo | VOA_GPN_GOV_UK\7243572 | 2021-07-12 | Low | - | Low | - | - | Updated indiced etc. 24/03/2021 - Copied to the latest DCS. | NA | SPONS A&B | 1.561 | (BEAMS Note 2) The ERC for this item should be added to all other rateable items on the hereditament (except land). Therefore the total of the ERC of the other Building Items and the P&M ERC (where applicable) to enable the correct contract size adjustment to be made. ERC of Building Component + ERC of P&M = Total ERC to which contract size adjustment should be applied. The appropriate % adjustment should be made in accordance with the scale for contract size adjustment specified under section 6 of the RCG 2021 Guidance notes. The currency ERC rates are set at £4m (Four Million Pounds) @ 1st April 2019 (AVD) for the RCG 2021 Publication. | - | - | 2 | TRUE
3004 | 41P781 | 5640 | 41P781 | Industrial Buildings | Insulated Buildings | Sheet Metal Cladding | 5,001 - 10,000m2 | Eaves Height - 22m | Building Area only; Site strip vegetation; Strip foundations; Column bases; Insulated Concrete GF slab with DPM and Mesh,150 thick up to 10,000m2, 200mm thick over 10,000m2 GIA; Steel Portal frame with bolts and baseplates; Coated galvanised trapezoidal roof sheets with insulation on steel purlins; Roof lights; valley gutters; matching fascia and soffit; Rainwater downpipes and gutters; trapezoidal insulated wall system cladding on cladding rails; External roller shutter doors and personnel doors; Single phase electrics, lighting and power; Gas fuelled hot air burners; Underslab storm drainage from internal downpipes on building area greater than 1,000m2; | Location Adjustment Applicable (See Guidance Notes) - ERC = UK mean of 1.00 | (BEAMS Note 2) The ERC for this item should be added to all other rateable items on the hereditament (except land). Therefore the total of the ERC of the other Building Items and the P&M ERC (where applicable) to enable the correct contract size adjustment to be made. ERC of Building Component + ERC of P&M = Total ERC to which contract size adjustment should be applied. The appropriate % adjustment should be made in accordance with the scale for contract size adjustment specified under section 6 of the RCG 2023 Guidance notes. The currency ERC rates are set at £4m (Four Million Pounds) @ 1st April 2021 (AVD) for the RCG 2023 Publication. | The data consists of a typical Industrial shell. Works include the Industrial shell as described and includes works up to 1m perimeter to the building (1m wide paving slabs & foul/storm drainage), The cost include 2 no. personnel doors and roller shutters are included at 1 door up to 1,000m2 , 2 roller doors over 1,000m2 (GIA), and 4 roller doors over 5,000m2. Costs are for the shell only and do not include for internal rooms such as offices or toilets which should be added for seperately. See Variations for assistance. | - | - | - | - | - | Cavity Wall construction to lower walls should be added by measuring wall area at an E/O rate of £102m2, single block walls are cost neutral. Additional roller shutter doors over and above the beacon specification at should be added at additonal cost of £ 232 each (4 x 4m) . Additional personnel doors over the assumed 2nr. - add £1,077 each. If no heating is present a deduction of £28m2 (GIA) should be made to the beacon cost. Internal offices (in Industrial complexes) should be added by reference to Cost Guide code series 42P04A -42P40V, Internal WC - 42P40W, amenity blocks - showers & toilets (New code TBC) & Canteens (New CodeTBC) | - | - | 10105 | 41P87W, 41P474 | m2 | - | 3 - INDUSTRIAL | David Grace | Jim Allen | 412.8607 | Option 1 | 511.8664 | 23.98% | 764.5648 | 548.9392 | 32.96% | 7.243% | 548.9392 | 32.96% | Price Book Data | P. Avo | VOA_GPN_GOV_UK\7243572 | 2021-07-12 | Low | - | Low | - | - | Updated indiced etc. 24/03/2021 - Copied to the latest DCS. | NA | SPONS A&B | 1.561 | (BEAMS Note 2) The ERC for this item should be added to all other rateable items on the hereditament (except land). Therefore the total of the ERC of the other Building Items and the P&M ERC (where applicable) to enable the correct contract size adjustment to be made. ERC of Building Component + ERC of P&M = Total ERC to which contract size adjustment should be applied. The appropriate % adjustment should be made in accordance with the scale for contract size adjustment specified under section 6 of the RCG 2021 Guidance notes. The currency ERC rates are set at £4m (Four Million Pounds) @ 1st April 2019 (AVD) for the RCG 2021 Publication. | - | - | 2 | TRUE
3005 | 41P85Q | 5424 | 41P85Q | Industrial Buildings | Insulated Buildings | Sheet Metal Cladding | 1,001 - 5,000m2 | Eaves Height - 16m | Building Area only; Site strip vegetation; Strip foundations; Column bases; Insulated Concrete GF slab with DPM and Mesh,150 thick up to 10,000m2, 200mm thick over 10,000m2 GIA; Steel Portal frame with bolts and baseplates; Coated galvanised trapezoidal roof sheets with insulation on steel purlins; Roof lights; valley gutters; matching fascia and soffit; Rainwater downpipes and gutters; trapezoidal insulated wall system cladding on cladding rails; External roller shutter doors and personnel doors; Single phase electrics, lighting and power; Gas fuelled hot air burners; Underslab storm drainage from internal downpipes on building area greater than 1,000m2; | Location Adjustment Applicable (See Guidance Notes) - ERC = UK mean of 1.00 | (BEAMS Note 2) The ERC for this item should be added to all other rateable items on the hereditament (except land). Therefore the total of the ERC of the other Building Items and the P&M ERC (where applicable) to enable the correct contract size adjustment to be made. ERC of Building Component + ERC of P&M = Total ERC to which contract size adjustment should be applied. The appropriate % adjustment should be made in accordance with the scale for contract size adjustment specified under section 6 of the RCG 2023 Guidance notes. The currency ERC rates are set at £4m (Four Million Pounds) @ 1st April 2021 (AVD) for the RCG 2023 Publication. | The data consists of a typical Industrial shell. Works include the Industrial shell as described and includes works up to 1m perimeter to the building (1m wide paving slabs & foul/storm drainage), The cost include 2 no. personnel doors and roller shutters are included at 1 door up to 1,000m2 , 2 roller doors over 1,000m2 (GIA), and 4 roller doors over 5,000m2. Costs are for the shell only and do not include for internal rooms such as offices or toilets which should be added for seperately. See Variations for assistance. | - | - | - | - | - | Cavity Wall construction to lower walls should be added by measuring wall area at an E/O rate of £102m2, single block walls are cost neutral. Additional roller shutter doors over and above the beacon specification at should be added at additonal cost of £ 232 each (4 x 4m) . Additional personnel doors over the assumed 2nr. - add £1,077 each. If no heating is present a deduction of £28m2 (GIA) should be made to the beacon cost. Internal offices (in Industrial complexes) should be added by reference to Cost Guide code series 42P04A -42P40V, Internal WC - 42P40W, amenity blocks - showers & toilets (New code TBC) & Canteens (New CodeTBC) | - | - | 10094 |  | m2 | - | 3 - INDUSTRIAL | David Grace | Jim Allen | 475.9046 | Option 1 | 590.0285 | 23.98% | 679.6874 | 487.9993 | 2.541% | -17.29% | 487.9993 | 2.541% | Price Book Data | P. Avo | VOA_GPN_GOV_UK\7243572 | 2021-07-09 | Low | - | Low | - | - | Updated indiced etc. 24/03/2021 - Copied to the latest DCS. | NA | SPONS A&B | 1.561 | (BEAMS Note 2) The ERC for this item should be added to all other rateable items on the hereditament (except land). Therefore the total of the ERC of the other Building Items and the P&M ERC (where applicable) to enable the correct contract size adjustment to be made. ERC of Building Component + ERC of P&M = Total ERC to which contract size adjustment should be applied. The appropriate % adjustment should be made in accordance with the scale for contract size adjustment specified under section 6 of the RCG 2021 Guidance notes. The currency ERC rates are set at £4m (Four Million Pounds) @ 1st April 2019 (AVD) for the RCG 2021 Publication. | - | - | 2 | TRUE
3006 | 41P85R | 5425 | 41P85R | Industrial Buildings | Insulated Buildings | Sheet Metal Cladding | 1,001 - 5,000m2 | Eaves Height - 17m | Building Area only; Site strip vegetation; Strip foundations; Column bases; Insulated Concrete GF slab with DPM and Mesh,150 thick up to 10,000m2, 200mm thick over 10,000m2 GIA; Steel Portal frame with bolts and baseplates; Coated galvanised trapezoidal roof sheets with insulation on steel purlins; Roof lights; valley gutters; matching fascia and soffit; Rainwater downpipes and gutters; trapezoidal insulated wall system cladding on cladding rails; External roller shutter doors and personnel doors; Single phase electrics, lighting and power; Gas fuelled hot air burners; Underslab storm drainage from internal downpipes on building area greater than 1,000m2; | Location Adjustment Applicable (See Guidance Notes) - ERC = UK mean of 1.00 | (BEAMS Note 2) The ERC for this item should be added to all other rateable items on the hereditament (except land). Therefore the total of the ERC of the other Building Items and the P&M ERC (where applicable) to enable the correct contract size adjustment to be made. ERC of Building Component + ERC of P&M = Total ERC to which contract size adjustment should be applied. The appropriate % adjustment should be made in accordance with the scale for contract size adjustment specified under section 6 of the RCG 2023 Guidance notes. The currency ERC rates are set at £4m (Four Million Pounds) @ 1st April 2021 (AVD) for the RCG 2023 Publication. | The data consists of a typical Industrial shell. Works include the Industrial shell as described and includes works up to 1m perimeter to the building (1m wide paving slabs & foul/storm drainage), The cost include 2 no. personnel doors and roller shutters are included at 1 door up to 1,000m2 , 2 roller doors over 1,000m2 (GIA), and 4 roller doors over 5,000m2. Costs are for the shell only and do not include for internal rooms such as offices or toilets which should be added for seperately. See Variations for assistance. | - | - | - | - | - | Cavity Wall construction to lower walls should be added by measuring wall area at an E/O rate of £102m2, single block walls are cost neutral. Additional roller shutter doors over and above the beacon specification at should be added at additonal cost of £ 232 each (4 x 4m) . Additional personnel doors over the assumed 2nr. - add £1,077 each. If no heating is present a deduction of £28m2 (GIA) should be made to the beacon cost. Internal offices (in Industrial complexes) should be added by reference to Cost Guide code series 42P04A -42P40V, Internal WC - 42P40W, amenity blocks - showers & toilets (New code TBC) & Canteens (New CodeTBC) | - | - | 10094 |  | m2 | - | 3 - INDUSTRIAL | David Grace | Jim Allen | 489.7435 | Option 1 | 607.186 | 23.98% | 687.3603 | 493.5083 | 0.7687% | -18.72% | 493.5083 | 0.7687% | Price Book Data | P. Avo | VOA_GPN_GOV_UK\7243572 | 2021-07-09 | Low | - | Low | - | - | Updated indiced etc. 24/03/2021 - Copied to the latest DCS. | NA | SPONS A&B | 1.561 | (BEAMS Note 2) The ERC for this item should be added to all other rateable items on the hereditament (except land). Therefore the total of the ERC of the other Building Items and the P&M ERC (where applicable) to enable the correct contract size adjustment to be made. ERC of Building Component + ERC of P&M = Total ERC to which contract size adjustment should be applied. The appropriate % adjustment should be made in accordance with the scale for contract size adjustment specified under section 6 of the RCG 2021 Guidance notes. The currency ERC rates are set at £4m (Four Million Pounds) @ 1st April 2019 (AVD) for the RCG 2021 Publication. | - | - | 2 | TRUE
3007 | 41P85S | 5426 | 41P85S | Industrial Buildings | Insulated Buildings | Sheet Metal Cladding | 1,001 - 5,000m2 | Eaves Height - 18m | Building Area only; Site strip vegetation; Strip foundations; Column bases; Insulated Concrete GF slab with DPM and Mesh,150 thick up to 10,000m2, 200mm thick over 10,000m2 GIA; Steel Portal frame with bolts and baseplates; Coated galvanised trapezoidal roof sheets with insulation on steel purlins; Roof lights; valley gutters; matching fascia and soffit; Rainwater downpipes and gutters; trapezoidal insulated wall system cladding on cladding rails; External roller shutter doors and personnel doors; Single phase electrics, lighting and power; Gas fuelled hot air burners; Underslab storm drainage from internal downpipes on building area greater than 1,000m2; | Location Adjustment Applicable (See Guidance Notes) - ERC = UK mean of 1.00 | (BEAMS Note 2) The ERC for this item should be added to all other rateable items on the hereditament (except land). Therefore the total of the ERC of the other Building Items and the P&M ERC (where applicable) to enable the correct contract size adjustment to be made. ERC of Building Component + ERC of P&M = Total ERC to which contract size adjustment should be applied. The appropriate % adjustment should be made in accordance with the scale for contract size adjustment specified under section 6 of the RCG 2023 Guidance notes. The currency ERC rates are set at £4m (Four Million Pounds) @ 1st April 2021 (AVD) for the RCG 2023 Publication. | The data consists of a typical Industrial shell. Works include the Industrial shell as described and includes works up to 1m perimeter to the building (1m wide paving slabs & foul/storm drainage), The cost include 2 no. personnel doors and roller shutters are included at 1 door up to 1,000m2 , 2 roller doors over 1,000m2 (GIA), and 4 roller doors over 5,000m2. Costs are for the shell only and do not include for internal rooms such as offices or toilets which should be added for seperately. See Variations for assistance. | - | - | - | - | - | Cavity Wall construction to lower walls should be added by measuring wall area at an E/O rate of £102m2, single block walls are cost neutral. Additional roller shutter doors over and above the beacon specification at should be added at additonal cost of £ 232 each (4 x 4m) . Additional personnel doors over the assumed 2nr. - add £1,077 each. If no heating is present a deduction of £28m2 (GIA) should be made to the beacon cost. Internal offices (in Industrial complexes) should be added by reference to Cost Guide code series 42P04A -42P40V, Internal WC - 42P40W, amenity blocks - showers & toilets (New code TBC) & Canteens (New CodeTBC) | - | - | 10094 |  | m2 | - | 3 - INDUSTRIAL | David Grace | Jim Allen | 503.5824 | Option 1 | 624.3436 | 23.98% | 695.0333 | 499.0173 | -0.9065% | -20.07% | 499.0173 | -0.9065% | Price Book Data | P. Avo | VOA_GPN_GOV_UK\7243572 | 2021-07-09 | Low | - | Low | - | - | Updated indiced etc. 24/03/2021 - Copied to the latest DCS. | NA | SPONS A&B | 1.561 | (BEAMS Note 2) The ERC for this item should be added to all other rateable items on the hereditament (except land). Therefore the total of the ERC of the other Building Items and the P&M ERC (where applicable) to enable the correct contract size adjustment to be made. ERC of Building Component + ERC of P&M = Total ERC to which contract size adjustment should be applied. The appropriate % adjustment should be made in accordance with the scale for contract size adjustment specified under section 6 of the RCG 2021 Guidance notes. The currency ERC rates are set at £4m (Four Million Pounds) @ 1st April 2019 (AVD) for the RCG 2021 Publication. | - | - | 2 | TRUE
3008 | 41P85T | 5427 | 41P85T | Industrial Buildings | Insulated Buildings | Sheet Metal Cladding | 1,001 - 5,000m2 | Eaves Height - 19m | Building Area only; Site strip vegetation; Strip foundations; Column bases; Insulated Concrete GF slab with DPM and Mesh,150 thick up to 10,000m2, 200mm thick over 10,000m2 GIA; Steel Portal frame with bolts and baseplates; Coated galvanised trapezoidal roof sheets with insulation on steel purlins; Roof lights; valley gutters; matching fascia and soffit; Rainwater downpipes and gutters; trapezoidal insulated wall system cladding on cladding rails; External roller shutter doors and personnel doors; Single phase electrics, lighting and power; Gas fuelled hot air burners; Underslab storm drainage from internal downpipes on building area greater than 1,000m2; | Location Adjustment Applicable (See Guidance Notes) - ERC = UK mean of 1.00 | (BEAMS Note 2) The ERC for this item should be added to all other rateable items on the hereditament (except land). Therefore the total of the ERC of the other Building Items and the P&M ERC (where applicable) to enable the correct contract size adjustment to be made. ERC of Building Component + ERC of P&M = Total ERC to which contract size adjustment should be applied. The appropriate % adjustment should be made in accordance with the scale for contract size adjustment specified under section 6 of the RCG 2023 Guidance notes. The currency ERC rates are set at £4m (Four Million Pounds) @ 1st April 2021 (AVD) for the RCG 2023 Publication. | The data consists of a typical Industrial shell. Works include the Industrial shell as described and includes works up to 1m perimeter to the building (1m wide paving slabs & foul/storm drainage), The cost include 2 no. personnel doors and roller shutters are included at 1 door up to 1,000m2 , 2 roller doors over 1,000m2 (GIA), and 4 roller doors over 5,000m2. Costs are for the shell only and do not include for internal rooms such as offices or toilets which should be added for seperately. See Variations for assistance. | - | - | - | - | - | Cavity Wall construction to lower walls should be added by measuring wall area at an E/O rate of £102m2, single block walls are cost neutral. Additional roller shutter doors over and above the beacon specification at should be added at additonal cost of £ 232 each (4 x 4m) . Additional personnel doors over the assumed 2nr. - add £1,077 each. If no heating is present a deduction of £28m2 (GIA) should be made to the beacon cost. Internal offices (in Industrial complexes) should be added by reference to Cost Guide code series 42P04A -42P40V, Internal WC - 42P40W, amenity blocks - showers & toilets (New code TBC) & Canteens (New CodeTBC) | - | - | 10094 |  | m2 | - | 3 - INDUSTRIAL | David Grace | Jim Allen | 518.1902 | Option 1 | 642.4543 | 23.98% | 702.7062 | 504.5263 | -2.637% | -21.47% | 504.5263 | -2.637% | Price Book Data | P. Avo | VOA_GPN_GOV_UK\7243572 | 2021-07-09 | Low | - | Low | - | - | Updated indiced etc. 24/03/2021 - Copied to the latest DCS. | NA | SPONS A&B | 1.561 | (BEAMS Note 2) The ERC for this item should be added to all other rateable items on the hereditament (except land). Therefore the total of the ERC of the other Building Items and the P&M ERC (where applicable) to enable the correct contract size adjustment to be made. ERC of Building Component + ERC of P&M = Total ERC to which contract size adjustment should be applied. The appropriate % adjustment should be made in accordance with the scale for contract size adjustment specified under section 6 of the RCG 2021 Guidance notes. The currency ERC rates are set at £4m (Four Million Pounds) @ 1st April 2019 (AVD) for the RCG 2021 Publication. | - | - | 2 | TRUE
3009 | 41P85U | 5428 | 41P85U | Industrial Buildings | Insulated Buildings | Sheet Metal Cladding | 1,001 - 5,000m2 | Eaves Height - 20m | Building Area only; Site strip vegetation; Strip foundations; Column bases; Insulated Concrete GF slab with DPM and Mesh,150 thick up to 10,000m2, 200mm thick over 10,000m2 GIA; Steel Portal frame with bolts and baseplates; Coated galvanised trapezoidal roof sheets with insulation on steel purlins; Roof lights; valley gutters; matching fascia and soffit; Rainwater downpipes and gutters; trapezoidal insulated wall system cladding on cladding rails; External roller shutter doors and personnel doors; Single phase electrics, lighting and power; Gas fuelled hot air burners; Underslab storm drainage from internal downpipes on building area greater than 1,000m2; | Location Adjustment Applicable (See Guidance Notes) - ERC = UK mean of 1.00 | (BEAMS Note 2) The ERC for this item should be added to all other rateable items on the hereditament (except land). Therefore the total of the ERC of the other Building Items and the P&M ERC (where applicable) to enable the correct contract size adjustment to be made. ERC of Building Component + ERC of P&M = Total ERC to which contract size adjustment should be applied. The appropriate % adjustment should be made in accordance with the scale for contract size adjustment specified under section 6 of the RCG 2023 Guidance notes. The currency ERC rates are set at £4m (Four Million Pounds) @ 1st April 2021 (AVD) for the RCG 2023 Publication. | The data consists of a typical Industrial shell. Works include the Industrial shell as described and includes works up to 1m perimeter to the building (1m wide paving slabs & foul/storm drainage), The cost include 2 no. personnel doors and roller shutters are included at 1 door up to 1,000m2 , 2 roller doors over 1,000m2 (GIA), and 4 roller doors over 5,000m2. Costs are for the shell only and do not include for internal rooms such as offices or toilets which should be added for seperately. See Variations for assistance. | - | - | - | - | - | Cavity Wall construction to lower walls should be added by measuring wall area at an E/O rate of £102m2, single block walls are cost neutral. Additional roller shutter doors over and above the beacon specification at should be added at additonal cost of £ 232 each (4 x 4m) . Additional personnel doors over the assumed 2nr. - add £1,077 each. If no heating is present a deduction of £28m2 (GIA) should be made to the beacon cost. Internal offices (in Industrial complexes) should be added by reference to Cost Guide code series 42P04A -42P40V, Internal WC - 42P40W, amenity blocks - showers & toilets (New code TBC) & Canteens (New CodeTBC) | - | - | 10094 |  | m2 | - | 3 - INDUSTRIAL | David Grace | Jim Allen | 532.7979 | Option 1 | 660.565 | 23.98% | 710.3792 | 510.0353 | -4.272% | -22.79% | 510.0353 | -4.272% | Price Book Data | P. Avo | VOA_GPN_GOV_UK\7243572 | 2021-07-09 | Low | - | Low | - | - | Updated indiced etc. 24/03/2021 - Copied to the latest DCS. | NA | SPONS A&B | 1.561 | (BEAMS Note 2) The ERC for this item should be added to all other rateable items on the hereditament (except land). Therefore the total of the ERC of the other Building Items and the P&M ERC (where applicable) to enable the correct contract size adjustment to be made. ERC of Building Component + ERC of P&M = Total ERC to which contract size adjustment should be applied. The appropriate % adjustment should be made in accordance with the scale for contract size adjustment specified under section 6 of the RCG 2021 Guidance notes. The currency ERC rates are set at £4m (Four Million Pounds) @ 1st April 2019 (AVD) for the RCG 2021 Publication. | - | - | 2 | TRUE
3010 | 41P85X | 5431 | 41P85X | Industrial Buildings | Insulated Buildings | Sheet Metal Cladding | 1,001 - 5,000m2 | Eaves Height - 23m | Building Area only; Site strip vegetation; Strip foundations; Column bases; Insulated Concrete GF slab with DPM and Mesh,150 thick up to 10,000m2, 200mm thick over 10,000m2 GIA; Steel Portal frame with bolts and baseplates; Coated galvanised trapezoidal roof sheets with insulation on steel purlins; Roof lights; valley gutters; matching fascia and soffit; Rainwater downpipes and gutters; trapezoidal insulated wall system cladding on cladding rails; External roller shutter doors and personnel doors; Single phase electrics, lighting and power; Gas fuelled hot air burners; Underslab storm drainage from internal downpipes on building area greater than 1,000m2; | Location Adjustment Applicable (See Guidance Notes) - ERC = UK mean of 1.00 | (BEAMS Note 2) The ERC for this item should be added to all other rateable items on the hereditament (except land). Therefore the total of the ERC of the other Building Items and the P&M ERC (where applicable) to enable the correct contract size adjustment to be made. ERC of Building Component + ERC of P&M = Total ERC to which contract size adjustment should be applied. The appropriate % adjustment should be made in accordance with the scale for contract size adjustment specified under section 6 of the RCG 2023 Guidance notes. The currency ERC rates are set at £4m (Four Million Pounds) @ 1st April 2021 (AVD) for the RCG 2023 Publication. | The data consists of a typical Industrial shell. Works include the Industrial shell as described and includes works up to 1m perimeter to the building (1m wide paving slabs & foul/storm drainage), The cost include 2 no. personnel doors and roller shutters are included at 1 door up to 1,000m2 , 2 roller doors over 1,000m2 (GIA), and 4 roller doors over 5,000m2. Costs are for the shell only and do not include for internal rooms such as offices or toilets which should be added for seperately. See Variations for assistance. | - | - | - | - | - | Cavity Wall construction to lower walls should be added by measuring wall area at an E/O rate of £102m2, single block walls are cost neutral. Additional roller shutter doors over and above the beacon specification at should be added at additonal cost of £ 232 each (4 x 4m) . Additional personnel doors over the assumed 2nr. - add £1,077 each. If no heating is present a deduction of £28m2 (GIA) should be made to the beacon cost. Internal offices (in Industrial complexes) should be added by reference to Cost Guide code series 42P04A -42P40V, Internal WC - 42P40W, amenity blocks - showers & toilets (New code TBC) & Canteens (New CodeTBC) | - | - | 10094 |  | m2 | - | 3 - INDUSTRIAL | David Grace | Jim Allen | 576.6211 | Option 1 | 714.8972 | 23.98% | 776.819 | 557.7375 | -3.275% | -21.98% | 557.7375 | -3.275% | Price Book Data | P. Avo | VOA_GPN_GOV_UK\7243572 | 2021-07-09 | Low | - | Low | - | - | Updated indiced etc. 24/03/2021 - Copied to the latest DCS. | NA | SPONS A&B | 1.561 | (BEAMS Note 2) The ERC for this item should be added to all other rateable items on the hereditament (except land). Therefore the total of the ERC of the other Building Items and the P&M ERC (where applicable) to enable the correct contract size adjustment to be made. ERC of Building Component + ERC of P&M = Total ERC to which contract size adjustment should be applied. The appropriate % adjustment should be made in accordance with the scale for contract size adjustment specified under section 6 of the RCG 2021 Guidance notes. The currency ERC rates are set at £4m (Four Million Pounds) @ 1st April 2019 (AVD) for the RCG 2021 Publication. | - | - | 2 | TRUE
3011 | 41PAB0 | 5274 | 41PAB0 | Industrial Buildings | Insulated Buildings | Sheet Metal Cladding | 0 - 100m2 | Eaves Height - 14m | Building Area only; Site strip vegetation; Strip foundations; Column bases; Insulated Concrete GF slab with DPM and Mesh,150 thick up to 10,000m2, 200mm thick over 10,000m2 GIA; Steel Portal frame with bolts and baseplates; Coated galvanised trapezoidal roof sheets with insulation on steel purlins; Roof lights; valley gutters; matching fascia and soffit; Rainwater downpipes and gutters; trapezoidal insulated wall system cladding on cladding rails; External roller shutter doors and personnel doors; Single phase electrics, lighting and power; Gas fuelled hot air burners; Underslab storm drainage from internal downpipes on building area greater than 1,000m2; | Location Adjustment Applicable (See Guidance Notes) - ERC = UK mean of 1.00 | (BEAMS Note 2) The ERC for this item should be added to all other rateable items on the hereditament (except land). Therefore the total of the ERC of the other Building Items and the P&M ERC (where applicable) to enable the correct contract size adjustment to be made. ERC of Building Component + ERC of P&M = Total ERC to which contract size adjustment should be applied. The appropriate % adjustment should be made in accordance with the scale for contract size adjustment specified under section 6 of the RCG 2023 Guidance notes. The currency ERC rates are set at £4m (Four Million Pounds) @ 1st April 2021 (AVD) for the RCG 2023 Publication. | The data consists of a typical Industrial shell. Works include the Industrial shell as described and includes works up to 1m perimeter to the building (1m wide paving slabs & foul/storm drainage), The cost include 2 no. personnel doors and roller shutters are included at 1 door up to 1,000m2 , 2 roller doors over 1,000m2 (GIA), and 4 roller doors over 5,000m2. Costs are for the shell only and do not include for internal rooms such as offices or toilets which should be added for seperately. See Variations for assistance. | - | - | - | - | - | Cavity Wall construction to lower walls should be added by measuring wall area at an E/O rate of £102m2, single block walls are cost neutral. Additional roller shutter doors over and above the beacon specification at should be added at additonal cost of £ 232 each (4 x 4m) . Additional personnel doors over the assumed 2nr. - add £1,077 each. If no heating is present a deduction of £28m2 (GIA) should be made to the beacon cost. Internal offices (in Industrial complexes) should be added by reference to Cost Guide code series 42P04A -42P40V, Internal WC - 42P40W, amenity blocks - showers & toilets (New code TBC) & Canteens (New CodeTBC) | - | - | 10101 | 41P366 | m2 | - | 3 - INDUSTRIAL | David Grace | Jim Allen | 923.3626 | Option 1 | 1144.7887 | 23.98% | 1463.499 | 1050.7573 | 13.8% | -8.214% | 1050.7573 | 13.8% | Price Book Data | P. Avo | VOA_GPN_GOV_UK\7243572 | 2021-07-07 | Low | - | Low | - | - | Updated indiced etc. 24/03/2021 - Copied to the latest DCS. | NA | SPONS A&B | 1.561 | (BEAMS Note 2) The ERC for this item should be added to all other rateable items on the hereditament (except land). Therefore the total of the ERC of the other Building Items and the P&M ERC (where applicable) to enable the correct contract size adjustment to be made. ERC of Building Component + ERC of P&M = Total ERC to which contract size adjustment should be applied. The appropriate % adjustment should be made in accordance with the scale for contract size adjustment specified under section 6 of the RCG 2021 Guidance notes. The currency ERC rates are set at £4m (Four Million Pounds) @ 1st April 2019 (AVD) for the RCG 2021 Publication. | - | - | 2 | TRUE
3012 | 41PAB7 | 5284 | 41PAB7 | Industrial Buildings | Insulated Buildings | Sheet Metal Cladding | 0 - 100m2 | Eaves Height - 11m | Building Area only; Site strip vegetation; Strip foundations; Column bases; Insulated Concrete GF slab with DPM and Mesh,150 thick up to 10,000m2, 200mm thick over 10,000m2 GIA; Steel Portal frame with bolts and baseplates; Coated galvanised trapezoidal roof sheets with insulation on steel purlins; Roof lights; valley gutters; matching fascia and soffit; Rainwater downpipes and gutters; trapezoidal insulated wall system cladding on cladding rails; External roller shutter doors and personnel doors; Single phase electrics, lighting and power; Gas fuelled hot air burners; Underslab storm drainage from internal downpipes on building area greater than 1,000m2; | Location Adjustment Applicable (See Guidance Notes) - ERC = UK mean of 1.00 | (BEAMS Note 2) The ERC for this item should be added to all other rateable items on the hereditament (except land). Therefore the total of the ERC of the other Building Items and the P&M ERC (where applicable) to enable the correct contract size adjustment to be made. ERC of Building Component + ERC of P&M = Total ERC to which contract size adjustment should be applied. The appropriate % adjustment should be made in accordance with the scale for contract size adjustment specified under section 6 of the RCG 2023 Guidance notes. The currency ERC rates are set at £4m (Four Million Pounds) @ 1st April 2021 (AVD) for the RCG 2023 Publication. | The data consists of a typical Industrial shell. Works include the Industrial shell as described and includes works up to 1m perimeter to the building (1m wide paving slabs & foul/storm drainage), The cost include 2 no. personnel doors and roller shutters are included at 1 door up to 1,000m2 , 2 roller doors over 1,000m2 (GIA), and 4 roller doors over 5,000m2. Costs are for the shell only and do not include for internal rooms such as offices or toilets which should be added for seperately. See Variations for assistance. | - | - | - | - | - | Cavity Wall construction to lower walls should be added by measuring wall area at an E/O rate of £102m2, single block walls are cost neutral. Additional roller shutter doors over and above the beacon specification at should be added at additonal cost of £ 232 each (4 x 4m) . Additional personnel doors over the assumed 2nr. - add £1,077 each. If no heating is present a deduction of £28m2 (GIA) should be made to the beacon cost. Internal offices (in Industrial complexes) should be added by reference to Cost Guide code series 42P04A -42P40V, Internal WC - 42P40W, amenity blocks - showers & toilets (New code TBC) & Canteens (New CodeTBC) | - | - | 10101 | 41P31P | m2 | - | 3 - INDUSTRIAL | David Grace | Jim Allen | 806.5007 | Option 1 | 999.9029 | 23.98% | 1336.5282 | 959.5953 | 18.98% | -4.031% | 959.5953 | 18.98% | Price Book Data | P. Avo | VOA_GPN_GOV_UK\7243572 | 2021-07-07 | Low | - | Low | - | - | Updated indiced etc. 24/03/2021 - Copied to the latest DCS. | NA | SPONS A&B | 1.561 | (BEAMS Note 2) The ERC for this item should be added to all other rateable items on the hereditament (except land). Therefore the total of the ERC of the other Building Items and the P&M ERC (where applicable) to enable the correct contract size adjustment to be made. ERC of Building Component + ERC of P&M = Total ERC to which contract size adjustment should be applied. The appropriate % adjustment should be made in accordance with the scale for contract size adjustment specified under section 6 of the RCG 2021 Guidance notes. The currency ERC rates are set at £4m (Four Million Pounds) @ 1st April 2019 (AVD) for the RCG 2021 Publication. | - | - | 2 | TRUE
3013 | 41PAB8 | 5285 | 41PAB8 | Industrial Buildings | Insulated Buildings | Sheet Metal Cladding | 0 - 100m2 | Eaves Height - 12m | Building Area only; Site strip vegetation; Strip foundations; Column bases; Insulated Concrete GF slab with DPM and Mesh,150 thick up to 10,000m2, 200mm thick over 10,000m2 GIA; Steel Portal frame with bolts and baseplates; Coated galvanised trapezoidal roof sheets with insulation on steel purlins; Roof lights; valley gutters; matching fascia and soffit; Rainwater downpipes and gutters; trapezoidal insulated wall system cladding on cladding rails; External roller shutter doors and personnel doors; Single phase electrics, lighting and power; Gas fuelled hot air burners; Underslab storm drainage from internal downpipes on building area greater than 1,000m2; | Location Adjustment Applicable (See Guidance Notes) - ERC = UK mean of 1.00 | (BEAMS Note 2) The ERC for this item should be added to all other rateable items on the hereditament (except land). Therefore the total of the ERC of the other Building Items and the P&M ERC (where applicable) to enable the correct contract size adjustment to be made. ERC of Building Component + ERC of P&M = Total ERC to which contract size adjustment should be applied. The appropriate % adjustment should be made in accordance with the scale for contract size adjustment specified under section 6 of the RCG 2023 Guidance notes. The currency ERC rates are set at £4m (Four Million Pounds) @ 1st April 2021 (AVD) for the RCG 2023 Publication. | The data consists of a typical Industrial shell. Works include the Industrial shell as described and includes works up to 1m perimeter to the building (1m wide paving slabs & foul/storm drainage), The cost include 2 no. personnel doors and roller shutters are included at 1 door up to 1,000m2 , 2 roller doors over 1,000m2 (GIA), and 4 roller doors over 5,000m2. Costs are for the shell only and do not include for internal rooms such as offices or toilets which should be added for seperately. See Variations for assistance. | - | - | - | - | - | Cavity Wall construction to lower walls should be added by measuring wall area at an E/O rate of £102m2, single block walls are cost neutral. Additional roller shutter doors over and above the beacon specification at should be added at additonal cost of £ 232 each (4 x 4m) . Additional personnel doors over the assumed 2nr. - add £1,077 each. If no heating is present a deduction of £28m2 (GIA) should be made to the beacon cost. Internal offices (in Industrial complexes) should be added by reference to Cost Guide code series 42P04A -42P40V, Internal WC - 42P40W, amenity blocks - showers & toilets (New code TBC) & Canteens (New CodeTBC) | - | - | 10101 | 41P31T | m2 | - | 3 - INDUSTRIAL | David Grace | Jim Allen | 844.9421 | Option 1 | 1047.5627 | 23.98% | 1378.8518 | 989.9826 | 17.17% | -5.497% | 989.9826 | 17.17% | Price Book Data | P. Avo | VOA_GPN_GOV_UK\7243572 | 2021-07-07 | Low | - | Low | - | - | Updated indiced etc. 24/03/2021 - Copied to the latest DCS. | NA | SPONS A&B | 1.561 | (BEAMS Note 2) The ERC for this item should be added to all other rateable items on the hereditament (except land). Therefore the total of the ERC of the other Building Items and the P&M ERC (where applicable) to enable the correct contract size adjustment to be made. ERC of Building Component + ERC of P&M = Total ERC to which contract size adjustment should be applied. The appropriate % adjustment should be made in accordance with the scale for contract size adjustment specified under section 6 of the RCG 2021 Guidance notes. The currency ERC rates are set at £4m (Four Million Pounds) @ 1st April 2019 (AVD) for the RCG 2021 Publication. | - | - | 2 | TRUE
3014 | 41PAB9 | 5286 | 41PAB9 | Industrial Buildings | Insulated Buildings | Sheet Metal Cladding | 0 - 100m2 | Eaves Height - 13m | Building Area only; Site strip vegetation; Strip foundations; Column bases; Insulated Concrete GF slab with DPM and Mesh,150 thick up to 10,000m2, 200mm thick over 10,000m2 GIA; Steel Portal frame with bolts and baseplates; Coated galvanised trapezoidal roof sheets with insulation on steel purlins; Roof lights; valley gutters; matching fascia and soffit; Rainwater downpipes and gutters; trapezoidal insulated wall system cladding on cladding rails; External roller shutter doors and personnel doors; Single phase electrics, lighting and power; Gas fuelled hot air burners; Underslab storm drainage from internal downpipes on building area greater than 1,000m2; | Location Adjustment Applicable (See Guidance Notes) - ERC = UK mean of 1.00 | (BEAMS Note 2) The ERC for this item should be added to all other rateable items on the hereditament (except land). Therefore the total of the ERC of the other Building Items and the P&M ERC (where applicable) to enable the correct contract size adjustment to be made. ERC of Building Component + ERC of P&M = Total ERC to which contract size adjustment should be applied. The appropriate % adjustment should be made in accordance with the scale for contract size adjustment specified under section 6 of the RCG 2023 Guidance notes. The currency ERC rates are set at £4m (Four Million Pounds) @ 1st April 2021 (AVD) for the RCG 2023 Publication. | The data consists of a typical Industrial shell. Works include the Industrial shell as described and includes works up to 1m perimeter to the building (1m wide paving slabs & foul/storm drainage), The cost include 2 no. personnel doors and roller shutters are included at 1 door up to 1,000m2 , 2 roller doors over 1,000m2 (GIA), and 4 roller doors over 5,000m2. Costs are for the shell only and do not include for internal rooms such as offices or toilets which should be added for seperately. See Variations for assistance. | - | - | - | - | - | Cavity Wall construction to lower walls should be added by measuring wall area at an E/O rate of £102m2, single block walls are cost neutral. Additional roller shutter doors over and above the beacon specification at should be added at additonal cost of £ 232 each (4 x 4m) . Additional personnel doors over the assumed 2nr. - add £1,077 each. If no heating is present a deduction of £28m2 (GIA) should be made to the beacon cost. Internal offices (in Industrial complexes) should be added by reference to Cost Guide code series 42P04A -42P40V, Internal WC - 42P40W, amenity blocks - showers & toilets (New code TBC) & Canteens (New CodeTBC) | - | - | 10101 | 41P365 | m2 | - | 3 - INDUSTRIAL | David Grace | Jim Allen | 884.1524 | Option 1 | 1096.1757 | 23.98% | 1421.1754 | 1020.3699 | 15.41% | -6.915% | 1020.3699 | 15.41% | Price Book Data | P. Avo | VOA_GPN_GOV_UK\7243572 | 2021-07-07 | Low | - | Low | - | - | Updated indiced etc. 24/03/2021 - Copied to the latest DCS. | NA | SPONS A&B | 1.561 | (BEAMS Note 2) The ERC for this item should be added to all other rateable items on the hereditament (except land). Therefore the total of the ERC of the other Building Items and the P&M ERC (where applicable) to enable the correct contract size adjustment to be made. ERC of Building Component + ERC of P&M = Total ERC to which contract size adjustment should be applied. The appropriate % adjustment should be made in accordance with the scale for contract size adjustment specified under section 6 of the RCG 2021 Guidance notes. The currency ERC rates are set at £4m (Four Million Pounds) @ 1st April 2019 (AVD) for the RCG 2021 Publication. | - | - | 2 | TRUE
3015 | 41PABX | 5287 | 41PABX | Industrial Buildings | Insulated Buildings | Sheet Metal Cladding | 0 - 100m2 | Eaves Height - 15m | Building Area only; Site strip vegetation; Strip foundations; Column bases; Insulated Concrete GF slab with DPM and Mesh,150 thick up to 10,000m2, 200mm thick over 10,000m2 GIA; Steel Portal frame with bolts and baseplates; Coated galvanised trapezoidal roof sheets with insulation on steel purlins; Roof lights; valley gutters; matching fascia and soffit; Rainwater downpipes and gutters; trapezoidal insulated wall system cladding on cladding rails; External roller shutter doors and personnel doors; Single phase electrics, lighting and power; Gas fuelled hot air burners; Underslab storm drainage from internal downpipes on building area greater than 1,000m2; | Location Adjustment Applicable (See Guidance Notes) - ERC = UK mean of 1.00 | (BEAMS Note 2) The ERC for this item should be added to all other rateable items on the hereditament (except land). Therefore the total of the ERC of the other Building Items and the P&M ERC (where applicable) to enable the correct contract size adjustment to be made. ERC of Building Component + ERC of P&M = Total ERC to which contract size adjustment should be applied. The appropriate % adjustment should be made in accordance with the scale for contract size adjustment specified under section 6 of the RCG 2023 Guidance notes. The currency ERC rates are set at £4m (Four Million Pounds) @ 1st April 2021 (AVD) for the RCG 2023 Publication. | The data consists of a typical Industrial shell. Works include the Industrial shell as described and includes works up to 1m perimeter to the building (1m wide paving slabs & foul/storm drainage), The cost include 2 no. personnel doors and roller shutters are included at 1 door up to 1,000m2 , 2 roller doors over 1,000m2 (GIA), and 4 roller doors over 5,000m2. Costs are for the shell only and do not include for internal rooms such as offices or toilets which should be added for seperately. See Variations for assistance. | - | - | - | - | - | Cavity Wall construction to lower walls should be added by measuring wall area at an E/O rate of £102m2, single block walls are cost neutral. Additional roller shutter doors over and above the beacon specification at should be added at additonal cost of £ 232 each (4 x 4m) . Additional personnel doors over the assumed 2nr. - add £1,077 each. If no heating is present a deduction of £28m2 (GIA) should be made to the beacon cost. Internal offices (in Industrial complexes) should be added by reference to Cost Guide code series 42P04A -42P40V, Internal WC - 42P40W, amenity blocks - showers & toilets (New code TBC) & Canteens (New CodeTBC) | - | - | 10101 | 41P367 | m2 | - | 3 - INDUSTRIAL | David Grace | Jim Allen | 961.804 | Option 1 | 1192.4485 | 23.98% | 1505.8226 | 1081.1446 | 12.41% | -9.334% | 1081.1446 | 12.41% | Price Book Data | P. Avo | VOA_GPN_GOV_UK\7243572 | 2021-07-07 | Low | - | Low | - | - | Updated indiced etc. 24/03/2021 - Copied to the latest DCS. | NA | SPONS A&B | 1.561 | (BEAMS Note 2) The ERC for this item should be added to all other rateable items on the hereditament (except land). Therefore the total of the ERC of the other Building Items and the P&M ERC (where applicable) to enable the correct contract size adjustment to be made. ERC of Building Component + ERC of P&M = Total ERC to which contract size adjustment should be applied. The appropriate % adjustment should be made in accordance with the scale for contract size adjustment specified under section 6 of the RCG 2021 Guidance notes. The currency ERC rates are set at £4m (Four Million Pounds) @ 1st April 2019 (AVD) for the RCG 2021 Publication. | - | - | 2 | TRUE
3016 | 41R27A | 5180 | 41R27A | Industrial Buildings | Insulated Buildings | Sheet Metal Cladding | 1,001 - 5,000m2 | Eaves Height - 11m | Building Area only; Site strip vegetation; Strip foundations; Column bases; Insulated Concrete GF slab with DPM and Mesh,150 thick up to 10,000m2, 200mm thick over 10,000m2 GIA; Steel Portal frame with bolts and baseplates; Coated galvanised trapezoidal roof sheets with insulation on steel purlins; Roof lights; valley gutters; matching fascia and soffit; Rainwater downpipes and gutters; trapezoidal insulated wall system cladding on cladding rails; External roller shutter doors and personnel doors; Single phase electrics, lighting and power; Gas fuelled hot air burners; Underslab storm drainage from internal downpipes on building area greater than 1,000m2; | Location Adjustment Applicable (See Guidance Notes) - ERC = UK mean of 1.00 | (BEAMS Note 2) The ERC for this item should be added to all other rateable items on the hereditament (except land). Therefore the total of the ERC of the other Building Items and the P&M ERC (where applicable) to enable the correct contract size adjustment to be made. ERC of Building Component + ERC of P&M = Total ERC to which contract size adjustment should be applied. The appropriate % adjustment should be made in accordance with the scale for contract size adjustment specified under section 6 of the RCG 2023 Guidance notes. The currency ERC rates are set at £4m (Four Million Pounds) @ 1st April 2021 (AVD) for the RCG 2023 Publication. | The data consists of a typical Industrial shell. Works include the Industrial shell as described and includes works up to 1m perimeter to the building (1m wide paving slabs & foul/storm drainage), The cost include 2 no. personnel doors and roller shutters are included at 1 door up to 1,000m2 , 2 roller doors over 1,000m2 (GIA), and 4 roller doors over 5,000m2. Costs are for the shell only and do not include for internal rooms such as offices or toilets which should be added for seperately. See Variations for assistance. | - | - | - | - | - | Cavity Wall construction to lower walls should be added by measuring wall area at an E/O rate of £102m2, single block walls are cost neutral. Additional roller shutter doors over and above the beacon specification at should be added at additonal cost of £ 232 each (4 x 4m) . Additional personnel doors over the assumed 2nr. - add £1,077 each. If no heating is present a deduction of £28m2 (GIA) should be made to the beacon cost. Internal offices (in Industrial complexes) should be added by reference to Cost Guide code series 42P04A -42P40V, Internal WC - 42P40W, amenity blocks - showers & toilets (New code TBC) & Canteens (New CodeTBC) | - | - | 10094 | 41P85A | m2 | - | 3 - INDUSTRIAL | David Grace | Jim Allen | 361.3492 | Option 1 | 448.0023 | 23.98% | 641.3227 | 460.4544 | 27.43% | 2.779% | 460.4544 | 27.43% | Price Book Data | P. Avo | VOA_GPN_GOV_UK\7243572 | 2021-07-12 | Low | - | Low | - | - | Updated indiced etc. 24/03/2021 - Copied to the latest DCS. | NA | SPONS A&B | 1.561 | (BEAMS Note 2) The ERC for this item should be added to all other rateable items on the hereditament (except land). Therefore the total of the ERC of the other Building Items and the P&M ERC (where applicable) to enable the correct contract size adjustment to be made. ERC of Building Component + ERC of P&M = Total ERC to which contract size adjustment should be applied. The appropriate % adjustment should be made in accordance with the scale for contract size adjustment specified under section 6 of the RCG 2021 Guidance notes. The currency ERC rates are set at £4m (Four Million Pounds) @ 1st April 2019 (AVD) for the RCG 2021 Publication. | - | - | 2 | TRUE
3017 | 41R27F | 5181 | 41R27F | Industrial Buildings | Insulated Buildings | Sheet Metal Cladding | 1,001 - 5,000m2 | Eaves Height - 12m | Building Area only; Site strip vegetation; Strip foundations; Column bases; Insulated Concrete GF slab with DPM and Mesh,150 thick up to 10,000m2, 200mm thick over 10,000m2 GIA; Steel Portal frame with bolts and baseplates; Coated galvanised trapezoidal roof sheets with insulation on steel purlins; Roof lights; valley gutters; matching fascia and soffit; Rainwater downpipes and gutters; trapezoidal insulated wall system cladding on cladding rails; External roller shutter doors and personnel doors; Single phase electrics, lighting and power; Gas fuelled hot air burners; Underslab storm drainage from internal downpipes on building area greater than 1,000m2; | Location Adjustment Applicable (See Guidance Notes) - ERC = UK mean of 1.00 | (BEAMS Note 2) The ERC for this item should be added to all other rateable items on the hereditament (except land). Therefore the total of the ERC of the other Building Items and the P&M ERC (where applicable) to enable the correct contract size adjustment to be made. ERC of Building Component + ERC of P&M = Total ERC to which contract size adjustment should be applied. The appropriate % adjustment should be made in accordance with the scale for contract size adjustment specified under section 6 of the RCG 2023 Guidance notes. The currency ERC rates are set at £4m (Four Million Pounds) @ 1st April 2021 (AVD) for the RCG 2023 Publication. | The data consists of a typical Industrial shell. Works include the Industrial shell as described and includes works up to 1m perimeter to the building (1m wide paving slabs & foul/storm drainage), The cost include 2 no. personnel doors and roller shutters are included at 1 door up to 1,000m2 , 2 roller doors over 1,000m2 (GIA), and 4 roller doors over 5,000m2. Costs are for the shell only and do not include for internal rooms such as offices or toilets which should be added for seperately. See Variations for assistance. | - | - | - | - | - | Cavity Wall construction to lower walls should be added by measuring wall area at an E/O rate of £102m2, single block walls are cost neutral. Additional roller shutter doors over and above the beacon specification at should be added at additonal cost of £ 232 each (4 x 4m) . Additional personnel doors over the assumed 2nr. - add £1,077 each. If no heating is present a deduction of £28m2 (GIA) should be made to the beacon cost. Internal offices (in Industrial complexes) should be added by reference to Cost Guide code series 42P04A -42P40V, Internal WC - 42P40W, amenity blocks - showers & toilets (New code TBC) & Canteens (New CodeTBC) | - | - | 10094 | 41P85F | m2 | - | 3 - INDUSTRIAL | David Grace | Jim Allen | 369.0375 | Option 1 | 457.5342 | 23.98% | 648.9956 | 465.9633 | 26.26% | 1.842% | 465.9633 | 26.26% | Price Book Data | P. Avo | VOA_GPN_GOV_UK\7243572 | 2021-07-12 | Low | - | Low | - | - | Updated indiced etc. 24/03/2021 - Copied to the latest DCS. | NA | SPONS A&B | 1.561 | (BEAMS Note 2) The ERC for this item should be added to all other rateable items on the hereditament (except land). Therefore the total of the ERC of the other Building Items and the P&M ERC (where applicable) to enable the correct contract size adjustment to be made. ERC of Building Component + ERC of P&M = Total ERC to which contract size adjustment should be applied. The appropriate % adjustment should be made in accordance with the scale for contract size adjustment specified under section 6 of the RCG 2021 Guidance notes. The currency ERC rates are set at £4m (Four Million Pounds) @ 1st April 2019 (AVD) for the RCG 2021 Publication. | - | - | 2 | TRUE
3018 | 41R27G | 5182 | 41R27G | Industrial Buildings | Insulated Buildings | Sheet Metal Cladding | 1,001 - 5,000m2 | Eaves Height - 13m | Building Area only; Site strip vegetation; Strip foundations; Column bases; Insulated Concrete GF slab with DPM and Mesh,150 thick up to 10,000m2, 200mm thick over 10,000m2 GIA; Steel Portal frame with bolts and baseplates; Coated galvanised trapezoidal roof sheets with insulation on steel purlins; Roof lights; valley gutters; matching fascia and soffit; Rainwater downpipes and gutters; trapezoidal insulated wall system cladding on cladding rails; External roller shutter doors and personnel doors; Single phase electrics, lighting and power; Gas fuelled hot air burners; Underslab storm drainage from internal downpipes on building area greater than 1,000m2; | Location Adjustment Applicable (See Guidance Notes) - ERC = UK mean of 1.00 | (BEAMS Note 2) The ERC for this item should be added to all other rateable items on the hereditament (except land). Therefore the total of the ERC of the other Building Items and the P&M ERC (where applicable) to enable the correct contract size adjustment to be made. ERC of Building Component + ERC of P&M = Total ERC to which contract size adjustment should be applied. The appropriate % adjustment should be made in accordance with the scale for contract size adjustment specified under section 6 of the RCG 2023 Guidance notes. The currency ERC rates are set at £4m (Four Million Pounds) @ 1st April 2021 (AVD) for the RCG 2023 Publication. | The data consists of a typical Industrial shell. Works include the Industrial shell as described and includes works up to 1m perimeter to the building (1m wide paving slabs & foul/storm drainage), The cost include 2 no. personnel doors and roller shutters are included at 1 door up to 1,000m2 , 2 roller doors over 1,000m2 (GIA), and 4 roller doors over 5,000m2. Costs are for the shell only and do not include for internal rooms such as offices or toilets which should be added for seperately. See Variations for assistance. | - | - | - | - | - | Cavity Wall construction to lower walls should be added by measuring wall area at an E/O rate of £102m2, single block walls are cost neutral. Additional roller shutter doors over and above the beacon specification at should be added at additonal cost of £ 232 each (4 x 4m) . Additional personnel doors over the assumed 2nr. - add £1,077 each. If no heating is present a deduction of £28m2 (GIA) should be made to the beacon cost. Internal offices (in Industrial complexes) should be added by reference to Cost Guide code series 42P04A -42P40V, Internal WC - 42P40W, amenity blocks - showers & toilets (New code TBC) & Canteens (New CodeTBC) | - | - | 10094 | 41P85H | m2 | - | 3 - INDUSTRIAL | David Grace | Jim Allen | 375.957 | Option 1 | 466.113 | 23.98% | 656.6686 | 471.4723 | 25.41% | 1.15% | 471.4723 | 25.41% | Price Book Data | P. Avo | VOA_GPN_GOV_UK\7243572 | 2021-07-12 | Low | - | Low | - | - | Updated indiced etc. 24/03/2021 - Copied to the latest DCS. | NA | SPONS A&B | 1.561 | (BEAMS Note 2) The ERC for this item should be added to all other rateable items on the hereditament (except land). Therefore the total of the ERC of the other Building Items and the P&M ERC (where applicable) to enable the correct contract size adjustment to be made. ERC of Building Component + ERC of P&M = Total ERC to which contract size adjustment should be applied. The appropriate % adjustment should be made in accordance with the scale for contract size adjustment specified under section 6 of the RCG 2021 Guidance notes. The currency ERC rates are set at £4m (Four Million Pounds) @ 1st April 2019 (AVD) for the RCG 2021 Publication. | - | - | 2 | TRUE
3019 | 41R27H | 5183 | 41R27H | Industrial Buildings | Insulated Buildings | Sheet Metal Cladding | 1,001 - 5,000m2 | Eaves Height - 14m | Building Area only; Site strip vegetation; Strip foundations; Column bases; Insulated Concrete GF slab with DPM and Mesh,150 thick up to 10,000m2, 200mm thick over 10,000m2 GIA; Steel Portal frame with bolts and baseplates; Coated galvanised trapezoidal roof sheets with insulation on steel purlins; Roof lights; valley gutters; matching fascia and soffit; Rainwater downpipes and gutters; trapezoidal insulated wall system cladding on cladding rails; External roller shutter doors and personnel doors; Single phase electrics, lighting and power; Gas fuelled hot air burners; Underslab storm drainage from internal downpipes on building area greater than 1,000m2; | Location Adjustment Applicable (See Guidance Notes) - ERC = UK mean of 1.00 | (BEAMS Note 2) The ERC for this item should be added to all other rateable items on the hereditament (except land). Therefore the total of the ERC of the other Building Items and the P&M ERC (where applicable) to enable the correct contract size adjustment to be made. ERC of Building Component + ERC of P&M = Total ERC to which contract size adjustment should be applied. The appropriate % adjustment should be made in accordance with the scale for contract size adjustment specified under section 6 of the RCG 2023 Guidance notes. The currency ERC rates are set at £4m (Four Million Pounds) @ 1st April 2021 (AVD) for the RCG 2023 Publication. | The data consists of a typical Industrial shell. Works include the Industrial shell as described and includes works up to 1m perimeter to the building (1m wide paving slabs & foul/storm drainage), The cost include 2 no. personnel doors and roller shutters are included at 1 door up to 1,000m2 , 2 roller doors over 1,000m2 (GIA), and 4 roller doors over 5,000m2. Costs are for the shell only and do not include for internal rooms such as offices or toilets which should be added for seperately. See Variations for assistance. | - | - | - | - | - | Cavity Wall construction to lower walls should be added by measuring wall area at an E/O rate of £102m2, single block walls are cost neutral. Additional roller shutter doors over and above the beacon specification at should be added at additonal cost of £ 232 each (4 x 4m) . Additional personnel doors over the assumed 2nr. - add £1,077 each. If no heating is present a deduction of £28m2 (GIA) should be made to the beacon cost. Internal offices (in Industrial complexes) should be added by reference to Cost Guide code series 42P04A -42P40V, Internal WC - 42P40W, amenity blocks - showers & toilets (New code TBC) & Canteens (New CodeTBC) | - | - | 10094 | 41P85L | m2 | - | 3 - INDUSTRIAL | David Grace | Jim Allen | 383.6452 | Option 1 | 475.6449 | 23.98% | 664.3415 | 476.9813 | 24.33% | 0.281% | 476.9813 | 24.33% | Price Book Data | P. Avo | VOA_GPN_GOV_UK\7243572 | 2021-07-12 | Low | - | Low | - | - | Updated indiced etc. 24/03/2021 - Copied to the latest DCS. | NA | SPONS A&B | 1.561 | (BEAMS Note 2) The ERC for this item should be added to all other rateable items on the hereditament (except land). Therefore the total of the ERC of the other Building Items and the P&M ERC (where applicable) to enable the correct contract size adjustment to be made. ERC of Building Component + ERC of P&M = Total ERC to which contract size adjustment should be applied. The appropriate % adjustment should be made in accordance with the scale for contract size adjustment specified under section 6 of the RCG 2021 Guidance notes. The currency ERC rates are set at £4m (Four Million Pounds) @ 1st April 2019 (AVD) for the RCG 2021 Publication. | - | - | 2 | TRUE
3020 | 41R27J | 5184 | 41R27J | Industrial Buildings | Insulated Buildings | Sheet Metal Cladding | 1,001 - 5,000m2 | Eaves Height - 15m | Building Area only; Site strip vegetation; Strip foundations; Column bases; Insulated Concrete GF slab with DPM and Mesh,150 thick up to 10,000m2, 200mm thick over 10,000m2 GIA; Steel Portal frame with bolts and baseplates; Coated galvanised trapezoidal roof sheets with insulation on steel purlins; Roof lights; valley gutters; matching fascia and soffit; Rainwater downpipes and gutters; trapezoidal insulated wall system cladding on cladding rails; External roller shutter doors and personnel doors; Single phase electrics, lighting and power; Gas fuelled hot air burners; Underslab storm drainage from internal downpipes on building area greater than 1,000m2; | Location Adjustment Applicable (See Guidance Notes) - ERC = UK mean of 1.00 | (BEAMS Note 2) The ERC for this item should be added to all other rateable items on the hereditament (except land). Therefore the total of the ERC of the other Building Items and the P&M ERC (where applicable) to enable the correct contract size adjustment to be made. ERC of Building Component + ERC of P&M = Total ERC to which contract size adjustment should be applied. The appropriate % adjustment should be made in accordance with the scale for contract size adjustment specified under section 6 of the RCG 2023 Guidance notes. The currency ERC rates are set at £4m (Four Million Pounds) @ 1st April 2021 (AVD) for the RCG 2023 Publication. | The data consists of a typical Industrial shell. Works include the Industrial shell as described and includes works up to 1m perimeter to the building (1m wide paving slabs & foul/storm drainage), The cost include 2 no. personnel doors and roller shutters are included at 1 door up to 1,000m2 , 2 roller doors over 1,000m2 (GIA), and 4 roller doors over 5,000m2. Costs are for the shell only and do not include for internal rooms such as offices or toilets which should be added for seperately. See Variations for assistance. | - | - | - | - | - | Cavity Wall construction to lower walls should be added by measuring wall area at an E/O rate of £102m2, single block walls are cost neutral. Additional roller shutter doors over and above the beacon specification at should be added at additonal cost of £ 232 each (4 x 4m) . Additional personnel doors over the assumed 2nr. - add £1,077 each. If no heating is present a deduction of £28m2 (GIA) should be made to the beacon cost. Internal offices (in Industrial complexes) should be added by reference to Cost Guide code series 42P04A -42P40V, Internal WC - 42P40W, amenity blocks - showers & toilets (New code TBC) & Canteens (New CodeTBC) | - | - | 10094 | 41P85P | m2 | - | 3 - INDUSTRIAL | David Grace | Jim Allen | 390.5647 | Option 1 | 484.2237 | 23.98% | 672.0145 | 482.4903 | 23.54% | -0.358% | 482.4903 | 23.54% | Price Book Data | P. Avo | VOA_GPN_GOV_UK\7243572 | 2021-07-12 | Low | - | Low | - | - | Updated indiced etc. 24/03/2021 - Copied to the latest DCS. | NA | SPONS A&B | 1.561 | (BEAMS Note 2) The ERC for this item should be added to all other rateable items on the hereditament (except land). Therefore the total of the ERC of the other Building Items and the P&M ERC (where applicable) to enable the correct contract size adjustment to be made. ERC of Building Component + ERC of P&M = Total ERC to which contract size adjustment should be applied. The appropriate % adjustment should be made in accordance with the scale for contract size adjustment specified under section 6 of the RCG 2021 Guidance notes. The currency ERC rates are set at £4m (Four Million Pounds) @ 1st April 2019 (AVD) for the RCG 2021 Publication. | - | - | 2 | TRUE
3021 | 42A01R | 8940 | 42A01R | Industrial Buildings | Insulated Buildings | Sheet Metal Cladding | 10,001 - 20,000m2 | Eaves Height - 11m | Building Area only; Site strip vegetation; Strip foundations; Column bases; Insulated Concrete GF slab with DPM and Mesh,150 thick up to 10,000m2, 200mm thick over 10,000m2 GIA; Steel Portal frame with bolts and baseplates; Coated galvanised trapezoidal roof sheets with insulation on steel purlins; Roof lights; valley gutters; matching fascia and soffit; Rainwater downpipes and gutters; trapezoidal insulated wall system cladding on cladding rails; External roller shutter doors and personnel doors; Single phase electrics, lighting and power; Gas fuelled hot air burners; Underslab storm drainage from internal downpipes on building area greater than 1,000m2; | Location Adjustment Applicable (See Guidance Notes) - ERC = UK mean of 1.00 | (BEAMS Note 2) The ERC for this item should be added to all other rateable items on the hereditament (except land). Therefore the total of the ERC of the other Building Items and the P&M ERC (where applicable) to enable the correct contract size adjustment to be made. ERC of Building Component + ERC of P&M = Total ERC to which contract size adjustment should be applied. The appropriate % adjustment should be made in accordance with the scale for contract size adjustment specified under section 6 of the RCG 2023 Guidance notes. The currency ERC rates are set at £4m (Four Million Pounds) @ 1st April 2021 (AVD) for the RCG 2023 Publication. | The data consists of a typical Industrial shell. Works include the Industrial shell as described and includes works up to 1m perimeter to the building (1m wide paving slabs & foul/storm drainage), The cost include 2 no. personnel doors and roller shutters are included at 1 door up to 1,000m2 , 2 roller doors over 1,000m2 (GIA), and 4 roller doors over 5,000m2. Costs are for the shell only and do not include for internal rooms such as offices or toilets which should be added for seperately. See Variations for assistance. | - | - | - | - | - | Cavity Wall construction to lower walls should be added by measuring wall area at an E/O rate of £102m2, single block walls are cost neutral. Additional roller shutter doors over and above the beacon specification at should be added at additonal cost of £ 232 each (4 x 4m) . Additional personnel doors over the assumed 2nr. - add £1,077 each. If no heating is present a deduction of £28m2 (GIA) should be made to the beacon cost. Internal offices (in Industrial complexes) should be added by reference to Cost Guide code series 42P04A -42P40V, Internal WC - 42P40W, amenity blocks - showers & toilets (New code TBC) & Canteens (New CodeTBC) | - | - | - |  | m2 | - | 3 - INDUSTRIAL | David Grace | Jim Allen | #N/A | Option 1 | ERROR | 0% | 599.1959 | 430.2083 | 0% | 0% | 430.2083 | 0% | Price Book Data | P. Avo | VOA_GPN_GOV_UK\7243572 | 2021-07-12 | Low | - | Low | - | - | Updated indiced etc. 24/03/2021 - Copied to the latest DCS. | NA | SPONS A&B | 1.561 | (BEAMS Note 2) The ERC for this item should be added to all other rateable items on the hereditament (except land). Therefore the total of the ERC of the other Building Items and the P&M ERC (where applicable) to enable the correct contract size adjustment to be made. ERC of Building Component + ERC of P&M = Total ERC to which contract size adjustment should be applied. The appropriate % adjustment should be made in accordance with the scale for contract size adjustment specified under section 6 of the RCG 2021 Guidance notes. The currency ERC rates are set at £4m (Four Million Pounds) @ 1st April 2019 (AVD) for the RCG 2021 Publication. | - | - | 2 | TRUE
3022 | 42A01S | 8941 | 42A01S | Industrial Buildings | Insulated Buildings | Sheet Metal Cladding | 10,001 - 20,000m2 | Eaves Height - 12m | Building Area only; Site strip vegetation; Strip foundations; Column bases; Insulated Concrete GF slab with DPM and Mesh,150 thick up to 10,000m2, 200mm thick over 10,000m2 GIA; Steel Portal frame with bolts and baseplates; Coated galvanised trapezoidal roof sheets with insulation on steel purlins; Roof lights; valley gutters; matching fascia and soffit; Rainwater downpipes and gutters; trapezoidal insulated wall system cladding on cladding rails; External roller shutter doors and personnel doors; Single phase electrics, lighting and power; Gas fuelled hot air burners; Underslab storm drainage from internal downpipes on building area greater than 1,000m2; | Location Adjustment Applicable (See Guidance Notes) - ERC = UK mean of 1.00 | (BEAMS Note 2) The ERC for this item should be added to all other rateable items on the hereditament (except land). Therefore the total of the ERC of the other Building Items and the P&M ERC (where applicable) to enable the correct contract size adjustment to be made. ERC of Building Component + ERC of P&M = Total ERC to which contract size adjustment should be applied. The appropriate % adjustment should be made in accordance with the scale for contract size adjustment specified under section 6 of the RCG 2023 Guidance notes. The currency ERC rates are set at £4m (Four Million Pounds) @ 1st April 2021 (AVD) for the RCG 2023 Publication. | The data consists of a typical Industrial shell. Works include the Industrial shell as described and includes works up to 1m perimeter to the building (1m wide paving slabs & foul/storm drainage), The cost include 2 no. personnel doors and roller shutters are included at 1 door up to 1,000m2 , 2 roller doors over 1,000m2 (GIA), and 4 roller doors over 5,000m2. Costs are for the shell only and do not include for internal rooms such as offices or toilets which should be added for seperately. See Variations for assistance. | - | - | - | - | - | Cavity Wall construction to lower walls should be added by measuring wall area at an E/O rate of £102m2, single block walls are cost neutral. Additional roller shutter doors over and above the beacon specification at should be added at additonal cost of £ 232 each (4 x 4m) . Additional personnel doors over the assumed 2nr. - add £1,077 each. If no heating is present a deduction of £28m2 (GIA) should be made to the beacon cost. Internal offices (in Industrial complexes) should be added by reference to Cost Guide code series 42P04A -42P40V, Internal WC - 42P40W, amenity blocks - showers & toilets (New code TBC) & Canteens (New CodeTBC) | - | - | - |  | m2 | - | 3 - INDUSTRIAL | David Grace | Jim Allen | #N/A | Option 1 | ERROR | 0% | 602.8309 | 432.8182 | 0% | 0% | 432.8182 | 0% | Price Book Data | P. Avo | VOA_GPN_GOV_UK\7243572 | 2021-07-12 | Low | - | Low | - | - | Updated indiced etc. 24/03/2021 - Copied to the latest DCS. | NA | SPONS A&B | 1.561 | (BEAMS Note 2) The ERC for this item should be added to all other rateable items on the hereditament (except land). Therefore the total of the ERC of the other Building Items and the P&M ERC (where applicable) to enable the correct contract size adjustment to be made. ERC of Building Component + ERC of P&M = Total ERC to which contract size adjustment should be applied. The appropriate % adjustment should be made in accordance with the scale for contract size adjustment specified under section 6 of the RCG 2021 Guidance notes. The currency ERC rates are set at £4m (Four Million Pounds) @ 1st April 2019 (AVD) for the RCG 2021 Publication. | - | - | 2 | TRUE
3023 | 42A01T | 8942 | 42A01T | Industrial Buildings | Insulated Buildings | Sheet Metal Cladding | 10,001 - 20,000m2 | Eaves Height - 13m | Building Area only; Site strip vegetation; Strip foundations; Column bases; Insulated Concrete GF slab with DPM and Mesh,150 thick up to 10,000m2, 200mm thick over 10,000m2 GIA; Steel Portal frame with bolts and baseplates; Coated galvanised trapezoidal roof sheets with insulation on steel purlins; Roof lights; valley gutters; matching fascia and soffit; Rainwater downpipes and gutters; trapezoidal insulated wall system cladding on cladding rails; External roller shutter doors and personnel doors; Single phase electrics, lighting and power; Gas fuelled hot air burners; Underslab storm drainage from internal downpipes on building area greater than 1,000m2; | Location Adjustment Applicable (See Guidance Notes) - ERC = UK mean of 1.00 | (BEAMS Note 2) The ERC for this item should be added to all other rateable items on the hereditament (except land). Therefore the total of the ERC of the other Building Items and the P&M ERC (where applicable) to enable the correct contract size adjustment to be made. ERC of Building Component + ERC of P&M = Total ERC to which contract size adjustment should be applied. The appropriate % adjustment should be made in accordance with the scale for contract size adjustment specified under section 6 of the RCG 2023 Guidance notes. The currency ERC rates are set at £4m (Four Million Pounds) @ 1st April 2021 (AVD) for the RCG 2023 Publication. | The data consists of a typical Industrial shell. Works include the Industrial shell as described and includes works up to 1m perimeter to the building (1m wide paving slabs & foul/storm drainage), The cost include 2 no. personnel doors and roller shutters are included at 1 door up to 1,000m2 , 2 roller doors over 1,000m2 (GIA), and 4 roller doors over 5,000m2. Costs are for the shell only and do not include for internal rooms such as offices or toilets which should be added for seperately. See Variations for assistance. | - | - | - | - | - | Cavity Wall construction to lower walls should be added by measuring wall area at an E/O rate of £102m2, single block walls are cost neutral. Additional roller shutter doors over and above the beacon specification at should be added at additonal cost of £ 232 each (4 x 4m) . Additional personnel doors over the assumed 2nr. - add £1,077 each. If no heating is present a deduction of £28m2 (GIA) should be made to the beacon cost. Internal offices (in Industrial complexes) should be added by reference to Cost Guide code series 42P04A -42P40V, Internal WC - 42P40W, amenity blocks - showers & toilets (New code TBC) & Canteens (New CodeTBC) | - | - | - |  | m2 | - | 3 - INDUSTRIAL | David Grace | Jim Allen | #N/A | Option 1 | ERROR | 0% | 606.4659 | 435.428 | 0% | 0% | 435.428 | 0% | Price Book Data | P. Avo | VOA_GPN_GOV_UK\7243572 | 2021-07-12 | Low | - | Low | - | - | Updated indiced etc. 24/03/2021 - Copied to the latest DCS. | NA | SPONS A&B | 1.561 | (BEAMS Note 2) The ERC for this item should be added to all other rateable items on the hereditament (except land). Therefore the total of the ERC of the other Building Items and the P&M ERC (where applicable) to enable the correct contract size adjustment to be made. ERC of Building Component + ERC of P&M = Total ERC to which contract size adjustment should be applied. The appropriate % adjustment should be made in accordance with the scale for contract size adjustment specified under section 6 of the RCG 2021 Guidance notes. The currency ERC rates are set at £4m (Four Million Pounds) @ 1st April 2019 (AVD) for the RCG 2021 Publication. | - | - | 2 | TRUE
3024 | 42A01U | 8943 | 42A01U | Industrial Buildings | Insulated Buildings | Sheet Metal Cladding | 10,001 - 20,000m2 | Eaves Height - 14m | Building Area only; Site strip vegetation; Strip foundations; Column bases; Insulated Concrete GF slab with DPM and Mesh,150 thick up to 10,000m2, 200mm thick over 10,000m2 GIA; Steel Portal frame with bolts and baseplates; Coated galvanised trapezoidal roof sheets with insulation on steel purlins; Roof lights; valley gutters; matching fascia and soffit; Rainwater downpipes and gutters; trapezoidal insulated wall system cladding on cladding rails; External roller shutter doors and personnel doors; Single phase electrics, lighting and power; Gas fuelled hot air burners; Underslab storm drainage from internal downpipes on building area greater than 1,000m2; | Location Adjustment Applicable (See Guidance Notes) - ERC = UK mean of 1.00 | (BEAMS Note 2) The ERC for this item should be added to all other rateable items on the hereditament (except land). Therefore the total of the ERC of the other Building Items and the P&M ERC (where applicable) to enable the correct contract size adjustment to be made. ERC of Building Component + ERC of P&M = Total ERC to which contract size adjustment should be applied. The appropriate % adjustment should be made in accordance with the scale for contract size adjustment specified under section 6 of the RCG 2023 Guidance notes. The currency ERC rates are set at £4m (Four Million Pounds) @ 1st April 2021 (AVD) for the RCG 2023 Publication. | The data consists of a typical Industrial shell. Works include the Industrial shell as described and includes works up to 1m perimeter to the building (1m wide paving slabs & foul/storm drainage), The cost include 2 no. personnel doors and roller shutters are included at 1 door up to 1,000m2 , 2 roller doors over 1,000m2 (GIA), and 4 roller doors over 5,000m2. Costs are for the shell only and do not include for internal rooms such as offices or toilets which should be added for seperately. See Variations for assistance. | - | - | - | - | - | Cavity Wall construction to lower walls should be added by measuring wall area at an E/O rate of £102m2, single block walls are cost neutral. Additional roller shutter doors over and above the beacon specification at should be added at additonal cost of £ 232 each (4 x 4m) . Additional personnel doors over the assumed 2nr. - add £1,077 each. If no heating is present a deduction of £28m2 (GIA) should be made to the beacon cost. Internal offices (in Industrial complexes) should be added by reference to Cost Guide code series 42P04A -42P40V, Internal WC - 42P40W, amenity blocks - showers & toilets (New code TBC) & Canteens (New CodeTBC) | - | - | - |  | m2 | - | 3 - INDUSTRIAL | David Grace | Jim Allen | #N/A | Option 1 | ERROR | 0% | 610.1009 | 438.0378 | 0% | 0% | 438.0378 | 0% | Price Book Data | P. Avo | VOA_GPN_GOV_UK\7243572 | 2021-07-12 | Low | - | Low | - | - | Updated indiced etc. 24/03/2021 - Copied to the latest DCS. | NA | SPONS A&B | 1.561 | (BEAMS Note 2) The ERC for this item should be added to all other rateable items on the hereditament (except land). Therefore the total of the ERC of the other Building Items and the P&M ERC (where applicable) to enable the correct contract size adjustment to be made. ERC of Building Component + ERC of P&M = Total ERC to which contract size adjustment should be applied. The appropriate % adjustment should be made in accordance with the scale for contract size adjustment specified under section 6 of the RCG 2021 Guidance notes. The currency ERC rates are set at £4m (Four Million Pounds) @ 1st April 2019 (AVD) for the RCG 2021 Publication. | - | - | 2 | TRUE
3025 | 42A01V | 8944 | 42A01V | Industrial Buildings | Insulated Buildings | Sheet Metal Cladding | 10,001 - 20,000m2 | Eaves Height - 15m | Building Area only; Site strip vegetation; Strip foundations; Column bases; Insulated Concrete GF slab with DPM and Mesh,150 thick up to 10,000m2, 200mm thick over 10,000m2 GIA; Steel Portal frame with bolts and baseplates; Coated galvanised trapezoidal roof sheets with insulation on steel purlins; Roof lights; valley gutters; matching fascia and soffit; Rainwater downpipes and gutters; trapezoidal insulated wall system cladding on cladding rails; External roller shutter doors and personnel doors; Single phase electrics, lighting and power; Gas fuelled hot air burners; Underslab storm drainage from internal downpipes on building area greater than 1,000m2; | Location Adjustment Applicable (See Guidance Notes) - ERC = UK mean of 1.00 | (BEAMS Note 2) The ERC for this item should be added to all other rateable items on the hereditament (except land). Therefore the total of the ERC of the other Building Items and the P&M ERC (where applicable) to enable the correct contract size adjustment to be made. ERC of Building Component + ERC of P&M = Total ERC to which contract size adjustment should be applied. The appropriate % adjustment should be made in accordance with the scale for contract size adjustment specified under section 6 of the RCG 2023 Guidance notes. The currency ERC rates are set at £4m (Four Million Pounds) @ 1st April 2021 (AVD) for the RCG 2023 Publication. | The data consists of a typical Industrial shell. Works include the Industrial shell as described and includes works up to 1m perimeter to the building (1m wide paving slabs & foul/storm drainage), The cost include 2 no. personnel doors and roller shutters are included at 1 door up to 1,000m2 , 2 roller doors over 1,000m2 (GIA), and 4 roller doors over 5,000m2. Costs are for the shell only and do not include for internal rooms such as offices or toilets which should be added for seperately. See Variations for assistance. | - | - | - | - | - | Cavity Wall construction to lower walls should be added by measuring wall area at an E/O rate of £102m2, single block walls are cost neutral. Additional roller shutter doors over and above the beacon specification at should be added at additonal cost of £ 232 each (4 x 4m) . Additional personnel doors over the assumed 2nr. - add £1,077 each. If no heating is present a deduction of £28m2 (GIA) should be made to the beacon cost. Internal offices (in Industrial complexes) should be added by reference to Cost Guide code series 42P04A -42P40V, Internal WC - 42P40W, amenity blocks - showers & toilets (New code TBC) & Canteens (New CodeTBC) | - | - | - |  | m2 | - | 3 - INDUSTRIAL | David Grace | Jim Allen | #N/A | Option 1 | ERROR | 0% | 613.7359 | 440.6477 | 0% | 0% | 440.6477 | 0% | Price Book Data | P. Avo | VOA_GPN_GOV_UK\7243572 | 2021-07-12 | Low | - | Low | - | - | Updated indiced etc. 24/03/2021 - Copied to the latest DCS. | NA | SPONS A&B | 1.561 | (BEAMS Note 2) The ERC for this item should be added to all other rateable items on the hereditament (except land). Therefore the total of the ERC of the other Building Items and the P&M ERC (where applicable) to enable the correct contract size adjustment to be made. ERC of Building Component + ERC of P&M = Total ERC to which contract size adjustment should be applied. The appropriate % adjustment should be made in accordance with the scale for contract size adjustment specified under section 6 of the RCG 2021 Guidance notes. The currency ERC rates are set at £4m (Four Million Pounds) @ 1st April 2019 (AVD) for the RCG 2021 Publication. | - | - | 2 | TRUE
3026 | 42A01W | 8945 | 42A01W | Industrial Buildings | Insulated Buildings | Sheet Metal Cladding | 10,001 - 20,000m2 | Eaves Height - 16m | Building Area only; Site strip vegetation; Strip foundations; Column bases; Insulated Concrete GF slab with DPM and Mesh,150 thick up to 10,000m2, 200mm thick over 10,000m2 GIA; Steel Portal frame with bolts and baseplates; Coated galvanised trapezoidal roof sheets with insulation on steel purlins; Roof lights; valley gutters; matching fascia and soffit; Rainwater downpipes and gutters; trapezoidal insulated wall system cladding on cladding rails; External roller shutter doors and personnel doors; Single phase electrics, lighting and power; Gas fuelled hot air burners; Underslab storm drainage from internal downpipes on building area greater than 1,000m2; | Location Adjustment Applicable (See Guidance Notes) - ERC = UK mean of 1.00 | (BEAMS Note 2) The ERC for this item should be added to all other rateable items on the hereditament (except land). Therefore the total of the ERC of the other Building Items and the P&M ERC (where applicable) to enable the correct contract size adjustment to be made. ERC of Building Component + ERC of P&M = Total ERC to which contract size adjustment should be applied. The appropriate % adjustment should be made in accordance with the scale for contract size adjustment specified under section 6 of the RCG 2023 Guidance notes. The currency ERC rates are set at £4m (Four Million Pounds) @ 1st April 2021 (AVD) for the RCG 2023 Publication. | The data consists of a typical Industrial shell. Works include the Industrial shell as described and includes works up to 1m perimeter to the building (1m wide paving slabs & foul/storm drainage), The cost include 2 no. personnel doors and roller shutters are included at 1 door up to 1,000m2 , 2 roller doors over 1,000m2 (GIA), and 4 roller doors over 5,000m2. Costs are for the shell only and do not include for internal rooms such as offices or toilets which should be added for seperately. See Variations for assistance. | - | - | - | - | - | Cavity Wall construction to lower walls should be added by measuring wall area at an E/O rate of £102m2, single block walls are cost neutral. Additional roller shutter doors over and above the beacon specification at should be added at additonal cost of £ 232 each (4 x 4m) . Additional personnel doors over the assumed 2nr. - add £1,077 each. If no heating is present a deduction of £28m2 (GIA) should be made to the beacon cost. Internal offices (in Industrial complexes) should be added by reference to Cost Guide code series 42P04A -42P40V, Internal WC - 42P40W, amenity blocks - showers & toilets (New code TBC) & Canteens (New CodeTBC) | - | - | - |  | m2 | - | 3 - INDUSTRIAL | David Grace | Jim Allen | #N/A | Option 1 | ERROR | 0% | 617.3709 | 443.2575 | 0% | 0% | 443.2575 | 0% | Price Book Data | P. Avo | VOA_GPN_GOV_UK\7243572 | 2021-07-12 | Low | - | Low | - | - | Updated indiced etc. 24/03/2021 - Copied to the latest DCS. | NA | SPONS A&B | 1.561 | (BEAMS Note 2) The ERC for this item should be added to all other rateable items on the hereditament (except land). Therefore the total of the ERC of the other Building Items and the P&M ERC (where applicable) to enable the correct contract size adjustment to be made. ERC of Building Component + ERC of P&M = Total ERC to which contract size adjustment should be applied. The appropriate % adjustment should be made in accordance with the scale for contract size adjustment specified under section 6 of the RCG 2021 Guidance notes. The currency ERC rates are set at £4m (Four Million Pounds) @ 1st April 2019 (AVD) for the RCG 2021 Publication. | - | - | 2 | TRUE
3027 | 42A01X | 8946 | 42A01X | Industrial Buildings | Insulated Buildings | Sheet Metal Cladding | 10,001 - 20,000m2 | Eaves Height - 17m | Building Area only; Site strip vegetation; Strip foundations; Column bases; Insulated Concrete GF slab with DPM and Mesh,150 thick up to 10,000m2, 200mm thick over 10,000m2 GIA; Steel Portal frame with bolts and baseplates; Coated galvanised trapezoidal roof sheets with insulation on steel purlins; Roof lights; valley gutters; matching fascia and soffit; Rainwater downpipes and gutters; trapezoidal insulated wall system cladding on cladding rails; External roller shutter doors and personnel doors; Single phase electrics, lighting and power; Gas fuelled hot air burners; Underslab storm drainage from internal downpipes on building area greater than 1,000m2; | Location Adjustment Applicable (See Guidance Notes) - ERC = UK mean of 1.00 | (BEAMS Note 2) The ERC for this item should be added to all other rateable items on the hereditament (except land). Therefore the total of the ERC of the other Building Items and the P&M ERC (where applicable) to enable the correct contract size adjustment to be made. ERC of Building Component + ERC of P&M = Total ERC to which contract size adjustment should be applied. The appropriate % adjustment should be made in accordance with the scale for contract size adjustment specified under section 6 of the RCG 2023 Guidance notes. The currency ERC rates are set at £4m (Four Million Pounds) @ 1st April 2021 (AVD) for the RCG 2023 Publication. | The data consists of a typical Industrial shell. Works include the Industrial shell as described and includes works up to 1m perimeter to the building (1m wide paving slabs & foul/storm drainage), The cost include 2 no. personnel doors and roller shutters are included at 1 door up to 1,000m2 , 2 roller doors over 1,000m2 (GIA), and 4 roller doors over 5,000m2. Costs are for the shell only and do not include for internal rooms such as offices or toilets which should be added for seperately. See Variations for assistance. | - | - | - | - | - | Cavity Wall construction to lower walls should be added by measuring wall area at an E/O rate of £102m2, single block walls are cost neutral. Additional roller shutter doors over and above the beacon specification at should be added at additonal cost of £ 232 each (4 x 4m) . Additional personnel doors over the assumed 2nr. - add £1,077 each. If no heating is present a deduction of £28m2 (GIA) should be made to the beacon cost. Internal offices (in Industrial complexes) should be added by reference to Cost Guide code series 42P04A -42P40V, Internal WC - 42P40W, amenity blocks - showers & toilets (New code TBC) & Canteens (New CodeTBC) | - | - | - |  | m2 | - | 3 - INDUSTRIAL | David Grace | Jim Allen | #N/A | Option 1 | ERROR | 0% | 621.0058 | 445.8673 | 0% | 0% | 445.8673 | 0% | Price Book Data | P. Avo | VOA_GPN_GOV_UK\7243572 | 2021-07-12 | Low | - | Low | - | - | Updated indiced etc. 24/03/2021 - Copied to the latest DCS. | NA | SPONS A&B | 1.561 | (BEAMS Note 2) The ERC for this item should be added to all other rateable items on the hereditament (except land). Therefore the total of the ERC of the other Building Items and the P&M ERC (where applicable) to enable the correct contract size adjustment to be made. ERC of Building Component + ERC of P&M = Total ERC to which contract size adjustment should be applied. The appropriate % adjustment should be made in accordance with the scale for contract size adjustment specified under section 6 of the RCG 2021 Guidance notes. The currency ERC rates are set at £4m (Four Million Pounds) @ 1st April 2019 (AVD) for the RCG 2021 Publication. | - | - | 2 | TRUE
3028 | 42A01Y | 8947 | 42A01Y | Industrial Buildings | Insulated Buildings | Sheet Metal Cladding | 10,001 - 20,000m2 | Eaves Height - 18m | Building Area only; Site strip vegetation; Strip foundations; Column bases; Insulated Concrete GF slab with DPM and Mesh,150 thick up to 10,000m2, 200mm thick over 10,000m2 GIA; Steel Portal frame with bolts and baseplates; Coated galvanised trapezoidal roof sheets with insulation on steel purlins; Roof lights; valley gutters; matching fascia and soffit; Rainwater downpipes and gutters; trapezoidal insulated wall system cladding on cladding rails; External roller shutter doors and personnel doors; Single phase electrics, lighting and power; Gas fuelled hot air burners; Underslab storm drainage from internal downpipes on building area greater than 1,000m2; | Location Adjustment Applicable (See Guidance Notes) - ERC = UK mean of 1.00 | (BEAMS Note 2) The ERC for this item should be added to all other rateable items on the hereditament (except land). Therefore the total of the ERC of the other Building Items and the P&M ERC (where applicable) to enable the correct contract size adjustment to be made. ERC of Building Component + ERC of P&M = Total ERC to which contract size adjustment should be applied. The appropriate % adjustment should be made in accordance with the scale for contract size adjustment specified under section 6 of the RCG 2023 Guidance notes. The currency ERC rates are set at £4m (Four Million Pounds) @ 1st April 2021 (AVD) for the RCG 2023 Publication. | The data consists of a typical Industrial shell. Works include the Industrial shell as described and includes works up to 1m perimeter to the building (1m wide paving slabs & foul/storm drainage), The cost include 2 no. personnel doors and roller shutters are included at 1 door up to 1,000m2 , 2 roller doors over 1,000m2 (GIA), and 4 roller doors over 5,000m2. Costs are for the shell only and do not include for internal rooms such as offices or toilets which should be added for seperately. See Variations for assistance. | - | - | - | - | - | Cavity Wall construction to lower walls should be added by measuring wall area at an E/O rate of £102m2, single block walls are cost neutral. Additional roller shutter doors over and above the beacon specification at should be added at additonal cost of £ 232 each (4 x 4m) . Additional personnel doors over the assumed 2nr. - add £1,077 each. If no heating is present a deduction of £28m2 (GIA) should be made to the beacon cost. Internal offices (in Industrial complexes) should be added by reference to Cost Guide code series 42P04A -42P40V, Internal WC - 42P40W, amenity blocks - showers & toilets (New code TBC) & Canteens (New CodeTBC) | - | - | - |  | m2 | - | 3 - INDUSTRIAL | David Grace | Jim Allen | #N/A | Option 1 | ERROR | 0% | 624.6408 | 448.4772 | 0% | 0% | 448.4772 | 0% | Price Book Data | P. Avo | VOA_GPN_GOV_UK\7243572 | 2021-07-12 | Low | - | Low | - | - | Updated indiced etc. 24/03/2021 - Copied to the latest DCS. | NA | SPONS A&B | 1.561 | (BEAMS Note 2) The ERC for this item should be added to all other rateable items on the hereditament (except land). Therefore the total of the ERC of the other Building Items and the P&M ERC (where applicable) to enable the correct contract size adjustment to be made. ERC of Building Component + ERC of P&M = Total ERC to which contract size adjustment should be applied. The appropriate % adjustment should be made in accordance with the scale for contract size adjustment specified under section 6 of the RCG 2021 Guidance notes. The currency ERC rates are set at £4m (Four Million Pounds) @ 1st April 2019 (AVD) for the RCG 2021 Publication. | - | - | 2 | TRUE
3029 | 42A01Z | 8948 | 42A01Z | Industrial Buildings | Insulated Buildings | Sheet Metal Cladding | 10,001 - 20,000m2 | Eaves Height - 19m | Building Area only; Site strip vegetation; Strip foundations; Column bases; Insulated Concrete GF slab with DPM and Mesh,150 thick up to 10,000m2, 200mm thick over 10,000m2 GIA; Steel Portal frame with bolts and baseplates; Coated galvanised trapezoidal roof sheets with insulation on steel purlins; Roof lights; valley gutters; matching fascia and soffit; Rainwater downpipes and gutters; trapezoidal insulated wall system cladding on cladding rails; External roller shutter doors and personnel doors; Single phase electrics, lighting and power; Gas fuelled hot air burners; Underslab storm drainage from internal downpipes on building area greater than 1,000m2; | Location Adjustment Applicable (See Guidance Notes) - ERC = UK mean of 1.00 | (BEAMS Note 2) The ERC for this item should be added to all other rateable items on the hereditament (except land). Therefore the total of the ERC of the other Building Items and the P&M ERC (where applicable) to enable the correct contract size adjustment to be made. ERC of Building Component + ERC of P&M = Total ERC to which contract size adjustment should be applied. The appropriate % adjustment should be made in accordance with the scale for contract size adjustment specified under section 6 of the RCG 2023 Guidance notes. The currency ERC rates are set at £4m (Four Million Pounds) @ 1st April 2021 (AVD) for the RCG 2023 Publication. | The data consists of a typical Industrial shell. Works include the Industrial shell as described and includes works up to 1m perimeter to the building (1m wide paving slabs & foul/storm drainage), The cost include 2 no. personnel doors and roller shutters are included at 1 door up to 1,000m2 , 2 roller doors over 1,000m2 (GIA), and 4 roller doors over 5,000m2. Costs are for the shell only and do not include for internal rooms such as offices or toilets which should be added for seperately. See Variations for assistance. | - | - | - | - | - | Cavity Wall construction to lower walls should be added by measuring wall area at an E/O rate of £102m2, single block walls are cost neutral. Additional roller shutter doors over and above the beacon specification at should be added at additonal cost of £ 232 each (4 x 4m) . Additional personnel doors over the assumed 2nr. - add £1,077 each. If no heating is present a deduction of £28m2 (GIA) should be made to the beacon cost. Internal offices (in Industrial complexes) should be added by reference to Cost Guide code series 42P04A -42P40V, Internal WC - 42P40W, amenity blocks - showers & toilets (New code TBC) & Canteens (New CodeTBC) | - | - | - |  | m2 | - | 3 - INDUSTRIAL | David Grace | Jim Allen | #N/A | Option 1 | ERROR | 0% | 628.2758 | 451.087 | 0% | 0% | 451.087 | 0% | Price Book Data | P. Avo | VOA_GPN_GOV_UK\7243572 | 2021-07-12 | Low | - | Low | - | - | Updated indiced etc. 24/03/2021 - Copied to the latest DCS. | NA | SPONS A&B | 1.561 | (BEAMS Note 2) The ERC for this item should be added to all other rateable items on the hereditament (except land). Therefore the total of the ERC of the other Building Items and the P&M ERC (where applicable) to enable the correct contract size adjustment to be made. ERC of Building Component + ERC of P&M = Total ERC to which contract size adjustment should be applied. The appropriate % adjustment should be made in accordance with the scale for contract size adjustment specified under section 6 of the RCG 2021 Guidance notes. The currency ERC rates are set at £4m (Four Million Pounds) @ 1st April 2019 (AVD) for the RCG 2021 Publication. | - | - | 2 | TRUE
3030 | 42A02A | 8949 | 42A02A | Industrial Buildings | Insulated Buildings | Sheet Metal Cladding | 10,001 - 20,000m2 | Eaves Height - 20m | Building Area only; Site strip vegetation; Strip foundations; Column bases; Insulated Concrete GF slab with DPM and Mesh,150 thick up to 10,000m2, 200mm thick over 10,000m2 GIA; Steel Portal frame with bolts and baseplates; Coated galvanised trapezoidal roof sheets with insulation on steel purlins; Roof lights; valley gutters; matching fascia and soffit; Rainwater downpipes and gutters; trapezoidal insulated wall system cladding on cladding rails; External roller shutter doors and personnel doors; Single phase electrics, lighting and power; Gas fuelled hot air burners; Underslab storm drainage from internal downpipes on building area greater than 1,000m2; | Location Adjustment Applicable (See Guidance Notes) - ERC = UK mean of 1.00 | (BEAMS Note 2) The ERC for this item should be added to all other rateable items on the hereditament (except land). Therefore the total of the ERC of the other Building Items and the P&M ERC (where applicable) to enable the correct contract size adjustment to be made. ERC of Building Component + ERC of P&M = Total ERC to which contract size adjustment should be applied. The appropriate % adjustment should be made in accordance with the scale for contract size adjustment specified under section 6 of the RCG 2023 Guidance notes. The currency ERC rates are set at £4m (Four Million Pounds) @ 1st April 2021 (AVD) for the RCG 2023 Publication. | The data consists of a typical Industrial shell. Works include the Industrial shell as described and includes works up to 1m perimeter to the building (1m wide paving slabs & foul/storm drainage), The cost include 2 no. personnel doors and roller shutters are included at 1 door up to 1,000m2 , 2 roller doors over 1,000m2 (GIA), and 4 roller doors over 5,000m2. Costs are for the shell only and do not include for internal rooms such as offices or toilets which should be added for seperately. See Variations for assistance. | - | - | - | - | - | Cavity Wall construction to lower walls should be added by measuring wall area at an E/O rate of £102m2, single block walls are cost neutral. Additional roller shutter doors over and above the beacon specification at should be added at additonal cost of £ 232 each (4 x 4m) . Additional personnel doors over the assumed 2nr. - add £1,077 each. If no heating is present a deduction of £28m2 (GIA) should be made to the beacon cost. Internal offices (in Industrial complexes) should be added by reference to Cost Guide code series 42P04A -42P40V, Internal WC - 42P40W, amenity blocks - showers & toilets (New code TBC) & Canteens (New CodeTBC) | - | - | - |  | m2 | - | 3 - INDUSTRIAL | David Grace | Jim Allen | #N/A | Option 1 | ERROR | 0% | 631.9108 | 453.6969 | 0% | 0% | 453.6969 | 0% | Price Book Data | P. Avo | VOA_GPN_GOV_UK\7243572 | 2021-07-12 | Low | - | Low | - | - | Updated indiced etc. 24/03/2021 - Copied to the latest DCS. | NA | SPONS A&B | 1.561 | (BEAMS Note 2) The ERC for this item should be added to all other rateable items on the hereditament (except land). Therefore the total of the ERC of the other Building Items and the P&M ERC (where applicable) to enable the correct contract size adjustment to be made. ERC of Building Component + ERC of P&M = Total ERC to which contract size adjustment should be applied. The appropriate % adjustment should be made in accordance with the scale for contract size adjustment specified under section 6 of the RCG 2021 Guidance notes. The currency ERC rates are set at £4m (Four Million Pounds) @ 1st April 2019 (AVD) for the RCG 2021 Publication. | - | - | 2 | TRUE
3031 | 42A03H | 8980 | 42A03H | Industrial Buildings | Insulated Buildings | Sheet Metal Cladding | over 20,000m2 | Eaves Height - 11m | Building Area only; Site strip vegetation; Strip foundations; Column bases; Insulated Concrete GF slab with DPM and Mesh,150 thick up to 10,000m2, 200mm thick over 10,000m2 GIA; Steel Portal frame with bolts and baseplates; Coated galvanised trapezoidal roof sheets with insulation on steel purlins; Roof lights; valley gutters; matching fascia and soffit; Rainwater downpipes and gutters; trapezoidal insulated wall system cladding on cladding rails; External roller shutter doors and personnel doors; Single phase electrics, lighting and power; Gas fuelled hot air burners; Underslab storm drainage from internal downpipes on building area greater than 1,000m2; | Location Adjustment Applicable (See Guidance Notes) - ERC = UK mean of 1.00 | (BEAMS Note 2) The ERC for this item should be added to all other rateable items on the hereditament (except land). Therefore the total of the ERC of the other Building Items and the P&M ERC (where applicable) to enable the correct contract size adjustment to be made. ERC of Building Component + ERC of P&M = Total ERC to which contract size adjustment should be applied. The appropriate % adjustment should be made in accordance with the scale for contract size adjustment specified under section 6 of the RCG 2023 Guidance notes. The currency ERC rates are set at £4m (Four Million Pounds) @ 1st April 2021 (AVD) for the RCG 2023 Publication. | The data consists of a typical Industrial shell. Works include the Industrial shell as described and includes works up to 1m perimeter to the building (1m wide paving slabs & foul/storm drainage), The cost include 2 no. personnel doors and roller shutters are included at 1 door up to 1,000m2 , 2 roller doors over 1,000m2 (GIA), and 4 roller doors over 5,000m2. Costs are for the shell only and do not include for internal rooms such as offices or toilets which should be added for seperately. See Variations for assistance. | - | - | - | - | - | Cavity Wall construction to lower walls should be added by measuring wall area at an E/O rate of £102m2, single block walls are cost neutral. Additional roller shutter doors over and above the beacon specification at should be added at additonal cost of £ 232 each (4 x 4m) . Additional personnel doors over the assumed 2nr. - add £1,077 each. If no heating is present a deduction of £28m2 (GIA) should be made to the beacon cost. Internal offices (in Industrial complexes) should be added by reference to Cost Guide code series 42P04A -42P40V, Internal WC - 42P40W, amenity blocks - showers & toilets (New code TBC) & Canteens (New CodeTBC) | - | - | - |  | m2 | - | 3 - INDUSTRIAL | David Grace | Jim Allen | #N/A | Option 1 | ERROR | 0% | 549.9465 | 394.8484 | 0% | 0% | 394.8484 | 0% | Price Book Data | P. Avo | VOA_GPN_GOV_UK\7243572 | 2021-07-12 | Low | - | Low | - | - | Updated indiced etc. 24/03/2021 - Copied to the latest DCS. | NA | SPONS A&B | 1.561 | (BEAMS Note 2) The ERC for this item should be added to all other rateable items on the hereditament (except land). Therefore the total of the ERC of the other Building Items and the P&M ERC (where applicable) to enable the correct contract size adjustment to be made. ERC of Building Component + ERC of P&M = Total ERC to which contract size adjustment should be applied. The appropriate % adjustment should be made in accordance with the scale for contract size adjustment specified under section 6 of the RCG 2021 Guidance notes. The currency ERC rates are set at £4m (Four Million Pounds) @ 1st April 2019 (AVD) for the RCG 2021 Publication. | - | - | 2 | TRUE
3032 | 42A03J | 8981 | 42A03J | Industrial Buildings | Insulated Buildings | Sheet Metal Cladding | over 20,000m2 | Eaves Height - 12m | Building Area only; Site strip vegetation; Strip foundations; Column bases; Insulated Concrete GF slab with DPM and Mesh,150 thick up to 10,000m2, 200mm thick over 10,000m2 GIA; Steel Portal frame with bolts and baseplates; Coated galvanised trapezoidal roof sheets with insulation on steel purlins; Roof lights; valley gutters; matching fascia and soffit; Rainwater downpipes and gutters; trapezoidal insulated wall system cladding on cladding rails; External roller shutter doors and personnel doors; Single phase electrics, lighting and power; Gas fuelled hot air burners; Underslab storm drainage from internal downpipes on building area greater than 1,000m2; | Location Adjustment Applicable (See Guidance Notes) - ERC = UK mean of 1.00 | (BEAMS Note 2) The ERC for this item should be added to all other rateable items on the hereditament (except land). Therefore the total of the ERC of the other Building Items and the P&M ERC (where applicable) to enable the correct contract size adjustment to be made. ERC of Building Component + ERC of P&M = Total ERC to which contract size adjustment should be applied. The appropriate % adjustment should be made in accordance with the scale for contract size adjustment specified under section 6 of the RCG 2023 Guidance notes. The currency ERC rates are set at £4m (Four Million Pounds) @ 1st April 2021 (AVD) for the RCG 2023 Publication. | The data consists of a typical Industrial shell. Works include the Industrial shell as described and includes works up to 1m perimeter to the building (1m wide paving slabs & foul/storm drainage), The cost include 2 no. personnel doors and roller shutters are included at 1 door up to 1,000m2 , 2 roller doors over 1,000m2 (GIA), and 4 roller doors over 5,000m2. Costs are for the shell only and do not include for internal rooms such as offices or toilets which should be added for seperately. See Variations for assistance. | - | - | - | - | - | Cavity Wall construction to lower walls should be added by measuring wall area at an E/O rate of £102m2, single block walls are cost neutral. Additional roller shutter doors over and above the beacon specification at should be added at additonal cost of £ 232 each (4 x 4m) . Additional personnel doors over the assumed 2nr. - add £1,077 each. If no heating is present a deduction of £28m2 (GIA) should be made to the beacon cost. Internal offices (in Industrial complexes) should be added by reference to Cost Guide code series 42P04A -42P40V, Internal WC - 42P40W, amenity blocks - showers & toilets (New code TBC) & Canteens (New CodeTBC) | - | - | - |  | m2 | - | 3 - INDUSTRIAL | David Grace | Jim Allen | #N/A | Option 1 | ERROR | 0% | 552.5924 | 396.7481 | 0% | 0% | 396.7481 | 0% | Price Book Data | P. Avo | VOA_GPN_GOV_UK\7243572 | 2021-07-12 | Low | - | Low | - | - | Updated indiced etc. 24/03/2021 - Copied to the latest DCS. | NA | SPONS A&B | 1.561 | (BEAMS Note 2) The ERC for this item should be added to all other rateable items on the hereditament (except land). Therefore the total of the ERC of the other Building Items and the P&M ERC (where applicable) to enable the correct contract size adjustment to be made. ERC of Building Component + ERC of P&M = Total ERC to which contract size adjustment should be applied. The appropriate % adjustment should be made in accordance with the scale for contract size adjustment specified under section 6 of the RCG 2021 Guidance notes. The currency ERC rates are set at £4m (Four Million Pounds) @ 1st April 2019 (AVD) for the RCG 2021 Publication. | - | - | 2 | TRUE
3033 | 42A03K | 8982 | 42A03K | Industrial Buildings | Insulated Buildings | Sheet Metal Cladding | over 20,000m2 | Eaves Height - 13m | Building Area only; Site strip vegetation; Strip foundations; Column bases; Insulated Concrete GF slab with DPM and Mesh,150 thick up to 10,000m2, 200mm thick over 10,000m2 GIA; Steel Portal frame with bolts and baseplates; Coated galvanised trapezoidal roof sheets with insulation on steel purlins; Roof lights; valley gutters; matching fascia and soffit; Rainwater downpipes and gutters; trapezoidal insulated wall system cladding on cladding rails; External roller shutter doors and personnel doors; Single phase electrics, lighting and power; Gas fuelled hot air burners; Underslab storm drainage from internal downpipes on building area greater than 1,000m2; | Location Adjustment Applicable (See Guidance Notes) - ERC = UK mean of 1.00 | (BEAMS Note 2) The ERC for this item should be added to all other rateable items on the hereditament (except land). Therefore the total of the ERC of the other Building Items and the P&M ERC (where applicable) to enable the correct contract size adjustment to be made. ERC of Building Component + ERC of P&M = Total ERC to which contract size adjustment should be applied. The appropriate % adjustment should be made in accordance with the scale for contract size adjustment specified under section 6 of the RCG 2023 Guidance notes. The currency ERC rates are set at £4m (Four Million Pounds) @ 1st April 2021 (AVD) for the RCG 2023 Publication. | The data consists of a typical Industrial shell. Works include the Industrial shell as described and includes works up to 1m perimeter to the building (1m wide paving slabs & foul/storm drainage), The cost include 2 no. personnel doors and roller shutters are included at 1 door up to 1,000m2 , 2 roller doors over 1,000m2 (GIA), and 4 roller doors over 5,000m2. Costs are for the shell only and do not include for internal rooms such as offices or toilets which should be added for seperately. See Variations for assistance. | - | - | - | - | - | Cavity Wall construction to lower walls should be added by measuring wall area at an E/O rate of £102m2, single block walls are cost neutral. Additional roller shutter doors over and above the beacon specification at should be added at additonal cost of £ 232 each (4 x 4m) . Additional personnel doors over the assumed 2nr. - add £1,077 each. If no heating is present a deduction of £28m2 (GIA) should be made to the beacon cost. Internal offices (in Industrial complexes) should be added by reference to Cost Guide code series 42P04A -42P40V, Internal WC - 42P40W, amenity blocks - showers & toilets (New code TBC) & Canteens (New CodeTBC) | - | - | - |  | m2 | - | 3 - INDUSTRIAL | David Grace | Jim Allen | #N/A | Option 1 | ERROR | 0% | 555.2382 | 398.6478 | 0% | 0% | 398.6478 | 0% | Price Book Data | P. Avo | VOA_GPN_GOV_UK\7243572 | 2021-07-12 | Low | - | Low | - | - | Updated indiced etc. 24/03/2021 - Copied to the latest DCS. | NA | SPONS A&B | 1.561 | (BEAMS Note 2) The ERC for this item should be added to all other rateable items on the hereditament (except land). Therefore the total of the ERC of the other Building Items and the P&M ERC (where applicable) to enable the correct contract size adjustment to be made. ERC of Building Component + ERC of P&M = Total ERC to which contract size adjustment should be applied. The appropriate % adjustment should be made in accordance with the scale for contract size adjustment specified under section 6 of the RCG 2021 Guidance notes. The currency ERC rates are set at £4m (Four Million Pounds) @ 1st April 2019 (AVD) for the RCG 2021 Publication. | - | - | 2 | TRUE
3034 | 42A03L | 8983 | 42A03L | Industrial Buildings | Insulated Buildings | Sheet Metal Cladding | over 20,000m2 | Eaves Height - 14m | Building Area only; Site strip vegetation; Strip foundations; Column bases; Insulated Concrete GF slab with DPM and Mesh,150 thick up to 10,000m2, 200mm thick over 10,000m2 GIA; Steel Portal frame with bolts and baseplates; Coated galvanised trapezoidal roof sheets with insulation on steel purlins; Roof lights; valley gutters; matching fascia and soffit; Rainwater downpipes and gutters; trapezoidal insulated wall system cladding on cladding rails; External roller shutter doors and personnel doors; Single phase electrics, lighting and power; Gas fuelled hot air burners; Underslab storm drainage from internal downpipes on building area greater than 1,000m2; | Location Adjustment Applicable (See Guidance Notes) - ERC = UK mean of 1.00 | (BEAMS Note 2) The ERC for this item should be added to all other rateable items on the hereditament (except land). Therefore the total of the ERC of the other Building Items and the P&M ERC (where applicable) to enable the correct contract size adjustment to be made. ERC of Building Component + ERC of P&M = Total ERC to which contract size adjustment should be applied. The appropriate % adjustment should be made in accordance with the scale for contract size adjustment specified under section 6 of the RCG 2023 Guidance notes. The currency ERC rates are set at £4m (Four Million Pounds) @ 1st April 2021 (AVD) for the RCG 2023 Publication. | The data consists of a typical Industrial shell. Works include the Industrial shell as described and includes works up to 1m perimeter to the building (1m wide paving slabs & foul/storm drainage), The cost include 2 no. personnel doors and roller shutters are included at 1 door up to 1,000m2 , 2 roller doors over 1,000m2 (GIA), and 4 roller doors over 5,000m2. Costs are for the shell only and do not include for internal rooms such as offices or toilets which should be added for seperately. See Variations for assistance. | - | - | - | - | - | Cavity Wall construction to lower walls should be added by measuring wall area at an E/O rate of £102m2, single block walls are cost neutral. Additional roller shutter doors over and above the beacon specification at should be added at additonal cost of £ 232 each (4 x 4m) . Additional personnel doors over the assumed 2nr. - add £1,077 each. If no heating is present a deduction of £28m2 (GIA) should be made to the beacon cost. Internal offices (in Industrial complexes) should be added by reference to Cost Guide code series 42P04A -42P40V, Internal WC - 42P40W, amenity blocks - showers & toilets (New code TBC) & Canteens (New CodeTBC) | - | - | - |  | m2 | - | 3 - INDUSTRIAL | David Grace | Jim Allen | #N/A | Option 1 | ERROR | 0% | 557.8841 | 400.5475 | 0% | 0% | 400.5475 | 0% | Price Book Data | P. Avo | VOA_GPN_GOV_UK\7243572 | 2021-07-12 | Low | - | Low | - | - | Updated indiced etc. 24/03/2021 - Copied to the latest DCS. | NA | SPONS A&B | 1.561 | (BEAMS Note 2) The ERC for this item should be added to all other rateable items on the hereditament (except land). Therefore the total of the ERC of the other Building Items and the P&M ERC (where applicable) to enable the correct contract size adjustment to be made. ERC of Building Component + ERC of P&M = Total ERC to which contract size adjustment should be applied. The appropriate % adjustment should be made in accordance with the scale for contract size adjustment specified under section 6 of the RCG 2021 Guidance notes. The currency ERC rates are set at £4m (Four Million Pounds) @ 1st April 2019 (AVD) for the RCG 2021 Publication. | - | - | 2 | TRUE
3035 | 42A03M | 8984 | 42A03M | Industrial Buildings | Insulated Buildings | Sheet Metal Cladding | over 20,000m2 | Eaves Height - 15m | Building Area only; Site strip vegetation; Strip foundations; Column bases; Insulated Concrete GF slab with DPM and Mesh,150 thick up to 10,000m2, 200mm thick over 10,000m2 GIA; Steel Portal frame with bolts and baseplates; Coated galvanised trapezoidal roof sheets with insulation on steel purlins; Roof lights; valley gutters; matching fascia and soffit; Rainwater downpipes and gutters; trapezoidal insulated wall system cladding on cladding rails; External roller shutter doors and personnel doors; Single phase electrics, lighting and power; Gas fuelled hot air burners; Underslab storm drainage from internal downpipes on building area greater than 1,000m2; | Location Adjustment Applicable (See Guidance Notes) - ERC = UK mean of 1.00 | (BEAMS Note 2) The ERC for this item should be added to all other rateable items on the hereditament (except land). Therefore the total of the ERC of the other Building Items and the P&M ERC (where applicable) to enable the correct contract size adjustment to be made. ERC of Building Component + ERC of P&M = Total ERC to which contract size adjustment should be applied. The appropriate % adjustment should be made in accordance with the scale for contract size adjustment specified under section 6 of the RCG 2023 Guidance notes. The currency ERC rates are set at £4m (Four Million Pounds) @ 1st April 2021 (AVD) for the RCG 2023 Publication. | The data consists of a typical Industrial shell. Works include the Industrial shell as described and includes works up to 1m perimeter to the building (1m wide paving slabs & foul/storm drainage), The cost include 2 no. personnel doors and roller shutters are included at 1 door up to 1,000m2 , 2 roller doors over 1,000m2 (GIA), and 4 roller doors over 5,000m2. Costs are for the shell only and do not include for internal rooms such as offices or toilets which should be added for seperately. See Variations for assistance. | - | - | - | - | - | Cavity Wall construction to lower walls should be added by measuring wall area at an E/O rate of £102m2, single block walls are cost neutral. Additional roller shutter doors over and above the beacon specification at should be added at additonal cost of £ 232 each (4 x 4m) . Additional personnel doors over the assumed 2nr. - add £1,077 each. If no heating is present a deduction of £28m2 (GIA) should be made to the beacon cost. Internal offices (in Industrial complexes) should be added by reference to Cost Guide code series 42P04A -42P40V, Internal WC - 42P40W, amenity blocks - showers & toilets (New code TBC) & Canteens (New CodeTBC) | - | - | - |  | m2 | - | 3 - INDUSTRIAL | David Grace | Jim Allen | #N/A | Option 1 | ERROR | 0% | 560.53 | 402.4471 | 0% | 0% | 402.4471 | 0% | Price Book Data | P. Avo | VOA_GPN_GOV_UK\7243572 | 2021-07-12 | Low | - | Low | - | - | Updated indiced etc. 24/03/2021 - Copied to the latest DCS. | NA | SPONS A&B | 1.561 | (BEAMS Note 2) The ERC for this item should be added to all other rateable items on the hereditament (except land). Therefore the total of the ERC of the other Building Items and the P&M ERC (where applicable) to enable the correct contract size adjustment to be made. ERC of Building Component + ERC of P&M = Total ERC to which contract size adjustment should be applied. The appropriate % adjustment should be made in accordance with the scale for contract size adjustment specified under section 6 of the RCG 2021 Guidance notes. The currency ERC rates are set at £4m (Four Million Pounds) @ 1st April 2019 (AVD) for the RCG 2021 Publication. | - | - | 2 | TRUE
3036 | 42A03N | 8985 | 42A03N | Industrial Buildings | Insulated Buildings | Sheet Metal Cladding | over 20,000m2 | Eaves Height - 16m | Building Area only; Site strip vegetation; Strip foundations; Column bases; Insulated Concrete GF slab with DPM and Mesh,150 thick up to 10,000m2, 200mm thick over 10,000m2 GIA; Steel Portal frame with bolts and baseplates; Coated galvanised trapezoidal roof sheets with insulation on steel purlins; Roof lights; valley gutters; matching fascia and soffit; Rainwater downpipes and gutters; trapezoidal insulated wall system cladding on cladding rails; External roller shutter doors and personnel doors; Single phase electrics, lighting and power; Gas fuelled hot air burners; Underslab storm drainage from internal downpipes on building area greater than 1,000m2; | Location Adjustment Applicable (See Guidance Notes) - ERC = UK mean of 1.00 | (BEAMS Note 2) The ERC for this item should be added to all other rateable items on the hereditament (except land). Therefore the total of the ERC of the other Building Items and the P&M ERC (where applicable) to enable the correct contract size adjustment to be made. ERC of Building Component + ERC of P&M = Total ERC to which contract size adjustment should be applied. The appropriate % adjustment should be made in accordance with the scale for contract size adjustment specified under section 6 of the RCG 2023 Guidance notes. The currency ERC rates are set at £4m (Four Million Pounds) @ 1st April 2021 (AVD) for the RCG 2023 Publication. | The data consists of a typical Industrial shell. Works include the Industrial shell as described and includes works up to 1m perimeter to the building (1m wide paving slabs & foul/storm drainage), The cost include 2 no. personnel doors and roller shutters are included at 1 door up to 1,000m2 , 2 roller doors over 1,000m2 (GIA), and 4 roller doors over 5,000m2. Costs are for the shell only and do not include for internal rooms such as offices or toilets which should be added for seperately. See Variations for assistance. | - | - | - | - | - | Cavity Wall construction to lower walls should be added by measuring wall area at an E/O rate of £102m2, single block walls are cost neutral. Additional roller shutter doors over and above the beacon specification at should be added at additonal cost of £ 232 each (4 x 4m) . Additional personnel doors over the assumed 2nr. - add £1,077 each. If no heating is present a deduction of £28m2 (GIA) should be made to the beacon cost. Internal offices (in Industrial complexes) should be added by reference to Cost Guide code series 42P04A -42P40V, Internal WC - 42P40W, amenity blocks - showers & toilets (New code TBC) & Canteens (New CodeTBC) | - | - | - |  | m2 | - | 3 - INDUSTRIAL | David Grace | Jim Allen | #N/A | Option 1 | ERROR | 0% | 563.1759 | 404.3468 | 0% | 0% | 404.3468 | 0% | Price Book Data | P. Avo | VOA_GPN_GOV_UK\7243572 | 2021-07-12 | Low | - | Low | - | - | Updated indiced etc. 24/03/2021 - Copied to the latest DCS. | NA | SPONS A&B | 1.561 | (BEAMS Note 2) The ERC for this item should be added to all other rateable items on the hereditament (except land). Therefore the total of the ERC of the other Building Items and the P&M ERC (where applicable) to enable the correct contract size adjustment to be made. ERC of Building Component + ERC of P&M = Total ERC to which contract size adjustment should be applied. The appropriate % adjustment should be made in accordance with the scale for contract size adjustment specified under section 6 of the RCG 2021 Guidance notes. The currency ERC rates are set at £4m (Four Million Pounds) @ 1st April 2019 (AVD) for the RCG 2021 Publication. | - | - | 2 | TRUE
3037 | 42A03P | 8986 | 42A03P | Industrial Buildings | Insulated Buildings | Sheet Metal Cladding | over 20,000m2 | Eaves Height - 17m | Building Area only; Site strip vegetation; Strip foundations; Column bases; Insulated Concrete GF slab with DPM and Mesh,150 thick up to 10,000m2, 200mm thick over 10,000m2 GIA; Steel Portal frame with bolts and baseplates; Coated galvanised trapezoidal roof sheets with insulation on steel purlins; Roof lights; valley gutters; matching fascia and soffit; Rainwater downpipes and gutters; trapezoidal insulated wall system cladding on cladding rails; External roller shutter doors and personnel doors; Single phase electrics, lighting and power; Gas fuelled hot air burners; Underslab storm drainage from internal downpipes on building area greater than 1,000m2; | Location Adjustment Applicable (See Guidance Notes) - ERC = UK mean of 1.00 | (BEAMS Note 2) The ERC for this item should be added to all other rateable items on the hereditament (except land). Therefore the total of the ERC of the other Building Items and the P&M ERC (where applicable) to enable the correct contract size adjustment to be made. ERC of Building Component + ERC of P&M = Total ERC to which contract size adjustment should be applied. The appropriate % adjustment should be made in accordance with the scale for contract size adjustment specified under section 6 of the RCG 2023 Guidance notes. The currency ERC rates are set at £4m (Four Million Pounds) @ 1st April 2021 (AVD) for the RCG 2023 Publication. | The data consists of a typical Industrial shell. Works include the Industrial shell as described and includes works up to 1m perimeter to the building (1m wide paving slabs & foul/storm drainage), The cost include 2 no. personnel doors and roller shutters are included at 1 door up to 1,000m2 , 2 roller doors over 1,000m2 (GIA), and 4 roller doors over 5,000m2. Costs are for the shell only and do not include for internal rooms such as offices or toilets which should be added for seperately. See Variations for assistance. | - | - | - | - | - | Cavity Wall construction to lower walls should be added by measuring wall area at an E/O rate of £102m2, single block walls are cost neutral. Additional roller shutter doors over and above the beacon specification at should be added at additonal cost of £ 232 each (4 x 4m) . Additional personnel doors over the assumed 2nr. - add £1,077 each. If no heating is present a deduction of £28m2 (GIA) should be made to the beacon cost. Internal offices (in Industrial complexes) should be added by reference to Cost Guide code series 42P04A -42P40V, Internal WC - 42P40W, amenity blocks - showers & toilets (New code TBC) & Canteens (New CodeTBC) | - | - | - |  | m2 | - | 3 - INDUSTRIAL | David Grace | Jim Allen | #N/A | Option 1 | ERROR | 0% | 565.8217 | 406.2465 | 0% | 0% | 406.2465 | 0% | Price Book Data | P. Avo | VOA_GPN_GOV_UK\7243572 | 2021-07-12 | Low | - | Low | - | - | Updated indiced etc. 24/03/2021 - Copied to the latest DCS. | NA | SPONS A&B | 1.561 | (BEAMS Note 2) The ERC for this item should be added to all other rateable items on the hereditament (except land). Therefore the total of the ERC of the other Building Items and the P&M ERC (where applicable) to enable the correct contract size adjustment to be made. ERC of Building Component + ERC of P&M = Total ERC to which contract size adjustment should be applied. The appropriate % adjustment should be made in accordance with the scale for contract size adjustment specified under section 6 of the RCG 2021 Guidance notes. The currency ERC rates are set at £4m (Four Million Pounds) @ 1st April 2019 (AVD) for the RCG 2021 Publication. | - | - | 2 | TRUE
3038 | 42A03Q | 8987 | 42A03Q | Industrial Buildings | Insulated Buildings | Sheet Metal Cladding | over 20,000m2 | Eaves Height - 18m | Building Area only; Site strip vegetation; Strip foundations; Column bases; Insulated Concrete GF slab with DPM and Mesh,150 thick up to 10,000m2, 200mm thick over 10,000m2 GIA; Steel Portal frame with bolts and baseplates; Coated galvanised trapezoidal roof sheets with insulation on steel purlins; Roof lights; valley gutters; matching fascia and soffit; Rainwater downpipes and gutters; trapezoidal insulated wall system cladding on cladding rails; External roller shutter doors and personnel doors; Single phase electrics, lighting and power; Gas fuelled hot air burners; Underslab storm drainage from internal downpipes on building area greater than 1,000m2; | Location Adjustment Applicable (See Guidance Notes) - ERC = UK mean of 1.00 | (BEAMS Note 2) The ERC for this item should be added to all other rateable items on the hereditament (except land). Therefore the total of the ERC of the other Building Items and the P&M ERC (where applicable) to enable the correct contract size adjustment to be made. ERC of Building Component + ERC of P&M = Total ERC to which contract size adjustment should be applied. The appropriate % adjustment should be made in accordance with the scale for contract size adjustment specified under section 6 of the RCG 2023 Guidance notes. The currency ERC rates are set at £4m (Four Million Pounds) @ 1st April 2021 (AVD) for the RCG 2023 Publication. | The data consists of a typical Industrial shell. Works include the Industrial shell as described and includes works up to 1m perimeter to the building (1m wide paving slabs & foul/storm drainage), The cost include 2 no. personnel doors and roller shutters are included at 1 door up to 1,000m2 , 2 roller doors over 1,000m2 (GIA), and 4 roller doors over 5,000m2. Costs are for the shell only and do not include for internal rooms such as offices or toilets which should be added for seperately. See Variations for assistance. | - | - | - | - | - | Cavity Wall construction to lower walls should be added by measuring wall area at an E/O rate of £102m2, single block walls are cost neutral. Additional roller shutter doors over and above the beacon specification at should be added at additonal cost of £ 232 each (4 x 4m) . Additional personnel doors over the assumed 2nr. - add £1,077 each. If no heating is present a deduction of £28m2 (GIA) should be made to the beacon cost. Internal offices (in Industrial complexes) should be added by reference to Cost Guide code series 42P04A -42P40V, Internal WC - 42P40W, amenity blocks - showers & toilets (New code TBC) & Canteens (New CodeTBC) | - | - | - |  | m2 | - | 3 - INDUSTRIAL | David Grace | Jim Allen | #N/A | Option 1 | ERROR | 0% | 568.4676 | 408.1461 | 0% | 0% | 408.1461 | 0% | Price Book Data | P. Avo | VOA_GPN_GOV_UK\7243572 | 2021-07-12 | Low | - | Low | - | - | Updated indiced etc. 24/03/2021 - Copied to the latest DCS. | NA | SPONS A&B | 1.561 | (BEAMS Note 2) The ERC for this item should be added to all other rateable items on the hereditament (except land). Therefore the total of the ERC of the other Building Items and the P&M ERC (where applicable) to enable the correct contract size adjustment to be made. ERC of Building Component + ERC of P&M = Total ERC to which contract size adjustment should be applied. The appropriate % adjustment should be made in accordance with the scale for contract size adjustment specified under section 6 of the RCG 2021 Guidance notes. The currency ERC rates are set at £4m (Four Million Pounds) @ 1st April 2019 (AVD) for the RCG 2021 Publication. | - | - | 2 | TRUE
3039 | 42A03R | 8988 | 42A03R | Industrial Buildings | Insulated Buildings | Sheet Metal Cladding | over 20,000m2 | Eaves Height - 19m | Building Area only; Site strip vegetation; Strip foundations; Column bases; Insulated Concrete GF slab with DPM and Mesh,150 thick up to 10,000m2, 200mm thick over 10,000m2 GIA; Steel Portal frame with bolts and baseplates; Coated galvanised trapezoidal roof sheets with insulation on steel purlins; Roof lights; valley gutters; matching fascia and soffit; Rainwater downpipes and gutters; trapezoidal insulated wall system cladding on cladding rails; External roller shutter doors and personnel doors; Single phase electrics, lighting and power; Gas fuelled hot air burners; Underslab storm drainage from internal downpipes on building area greater than 1,000m2; | Location Adjustment Applicable (See Guidance Notes) - ERC = UK mean of 1.00 | (BEAMS Note 2) The ERC for this item should be added to all other rateable items on the hereditament (except land). Therefore the total of the ERC of the other Building Items and the P&M ERC (where applicable) to enable the correct contract size adjustment to be made. ERC of Building Component + ERC of P&M = Total ERC to which contract size adjustment should be applied. The appropriate % adjustment should be made in accordance with the scale for contract size adjustment specified under section 6 of the RCG 2023 Guidance notes. The currency ERC rates are set at £4m (Four Million Pounds) @ 1st April 2021 (AVD) for the RCG 2023 Publication. | The data consists of a typical Industrial shell. Works include the Industrial shell as described and includes works up to 1m perimeter to the building (1m wide paving slabs & foul/storm drainage), The cost include 2 no. personnel doors and roller shutters are included at 1 door up to 1,000m2 , 2 roller doors over 1,000m2 (GIA), and 4 roller doors over 5,000m2. Costs are for the shell only and do not include for internal rooms such as offices or toilets which should be added for seperately. See Variations for assistance. | - | - | - | - | - | Cavity Wall construction to lower walls should be added by measuring wall area at an E/O rate of £102m2, single block walls are cost neutral. Additional roller shutter doors over and above the beacon specification at should be added at additonal cost of £ 232 each (4 x 4m) . Additional personnel doors over the assumed 2nr. - add £1,077 each. If no heating is present a deduction of £28m2 (GIA) should be made to the beacon cost. Internal offices (in Industrial complexes) should be added by reference to Cost Guide code series 42P04A -42P40V, Internal WC - 42P40W, amenity blocks - showers & toilets (New code TBC) & Canteens (New CodeTBC) | - | - | - |  | m2 | - | 3 - INDUSTRIAL | David Grace | Jim Allen | #N/A | Option 1 | ERROR | 0% | 571.1135 | 410.0458 | 0% | 0% | 410.0458 | 0% | Price Book Data | P. Avo | VOA_GPN_GOV_UK\7243572 | 2021-07-12 | Low | - | Low | - | - | Updated indiced etc. 24/03/2021 - Copied to the latest DCS. | NA | SPONS A&B | 1.561 | (BEAMS Note 2) The ERC for this item should be added to all other rateable items on the hereditament (except land). Therefore the total of the ERC of the other Building Items and the P&M ERC (where applicable) to enable the correct contract size adjustment to be made. ERC of Building Component + ERC of P&M = Total ERC to which contract size adjustment should be applied. The appropriate % adjustment should be made in accordance with the scale for contract size adjustment specified under section 6 of the RCG 2021 Guidance notes. The currency ERC rates are set at £4m (Four Million Pounds) @ 1st April 2019 (AVD) for the RCG 2021 Publication. | - | - | 2 | TRUE
3040 | 42A03S | 8989 | 42A03S | Industrial Buildings | Insulated Buildings | Sheet Metal Cladding | over 20,000m2 | Eaves Height - 20m | Building Area only; Site strip vegetation; Strip foundations; Column bases; Insulated Concrete GF slab with DPM and Mesh,150 thick up to 10,000m2, 200mm thick over 10,000m2 GIA; Steel Portal frame with bolts and baseplates; Coated galvanised trapezoidal roof sheets with insulation on steel purlins; Roof lights; valley gutters; matching fascia and soffit; Rainwater downpipes and gutters; trapezoidal insulated wall system cladding on cladding rails; External roller shutter doors and personnel doors; Single phase electrics, lighting and power; Gas fuelled hot air burners; Underslab storm drainage from internal downpipes on building area greater than 1,000m2; | Location Adjustment Applicable (See Guidance Notes) - ERC = UK mean of 1.00 | (BEAMS Note 2) The ERC for this item should be added to all other rateable items on the hereditament (except land). Therefore the total of the ERC of the other Building Items and the P&M ERC (where applicable) to enable the correct contract size adjustment to be made. ERC of Building Component + ERC of P&M = Total ERC to which contract size adjustment should be applied. The appropriate % adjustment should be made in accordance with the scale for contract size adjustment specified under section 6 of the RCG 2023 Guidance notes. The currency ERC rates are set at £4m (Four Million Pounds) @ 1st April 2021 (AVD) for the RCG 2023 Publication. | The data consists of a typical Industrial shell. Works include the Industrial shell as described and includes works up to 1m perimeter to the building (1m wide paving slabs & foul/storm drainage), The cost include 2 no. personnel doors and roller shutters are included at 1 door up to 1,000m2 , 2 roller doors over 1,000m2 (GIA), and 4 roller doors over 5,000m2. Costs are for the shell only and do not include for internal rooms such as offices or toilets which should be added for seperately. See Variations for assistance. | - | - | - | - | - | Cavity Wall construction to lower walls should be added by measuring wall area at an E/O rate of £102m2, single block walls are cost neutral. Additional roller shutter doors over and above the beacon specification at should be added at additonal cost of £ 232 each (4 x 4m) . Additional personnel doors over the assumed 2nr. - add £1,077 each. If no heating is present a deduction of £28m2 (GIA) should be made to the beacon cost. Internal offices (in Industrial complexes) should be added by reference to Cost Guide code series 42P04A -42P40V, Internal WC - 42P40W, amenity blocks - showers & toilets (New code TBC) & Canteens (New CodeTBC) | - | - | - |  | m2 | - | 3 - INDUSTRIAL | David Grace | Jim Allen | #N/A | Option 1 | ERROR | 0% | 573.7594 | 411.9455 | 0% | 0% | 411.9455 | 0% | Price Book Data | P. Avo | VOA_GPN_GOV_UK\7243572 | 2021-07-12 | Low | - | Low | - | - | Updated indiced etc. 24/03/2021 - Copied to the latest DCS. | NA | SPONS A&B | 1.561 | (BEAMS Note 2) The ERC for this item should be added to all other rateable items on the hereditament (except land). Therefore the total of the ERC of the other Building Items and the P&M ERC (where applicable) to enable the correct contract size adjustment to be made. ERC of Building Component + ERC of P&M = Total ERC to which contract size adjustment should be applied. The appropriate % adjustment should be made in accordance with the scale for contract size adjustment specified under section 6 of the RCG 2021 Guidance notes. The currency ERC rates are set at £4m (Four Million Pounds) @ 1st April 2019 (AVD) for the RCG 2021 Publication. | - | - | 2 | TRUE
3041 | 41P373 | 5998 | 41P373 | Industrial Buildings | Insulated Buildings | Sheet Metal Cladding | 0 - 100m2 | Eaves Height - 21m | Building Area only; Site strip vegetation; Strip foundations; Column bases; Insulated Concrete GF slab with DPM and Mesh,150 thick up to 10,000m2, 200mm thick over 10,000m2 GIA; Steel Portal frame with bolts and baseplates; Coated galvanised trapezoidal roof sheets with insulation on steel purlins; Roof lights; valley gutters; matching fascia and soffit; Rainwater downpipes and gutters; trapezoidal insulated wall system cladding on cladding rails; External roller shutter doors and personnel doors; Single phase electrics, lighting and power; Gas fuelled hot air burners; Underslab storm drainage from internal downpipes on building area greater than 1,000m2; | Location Adjustment Applicable (See Guidance Notes) - ERC = UK mean of 1.00 | (BEAMS Note 2) The ERC for this item should be added to all other rateable items on the hereditament (except land). Therefore the total of the ERC of the other Building Items and the P&M ERC (where applicable) to enable the correct contract size adjustment to be made. ERC of Building Component + ERC of P&M = Total ERC to which contract size adjustment should be applied. The appropriate % adjustment should be made in accordance with the scale for contract size adjustment specified under section 6 of the RCG 2023 Guidance notes. The currency ERC rates are set at £4m (Four Million Pounds) @ 1st April 2021 (AVD) for the RCG 2023 Publication. | The data consists of a typical Industrial shell. Works include the Industrial shell as described and includes works up to 1m perimeter to the building (1m wide paving slabs & foul/storm drainage), The cost include 2 no. personnel doors and roller shutters are included at 1 door up to 1,000m2 , 2 roller doors over 1,000m2 (GIA), and 4 roller doors over 5,000m2. Costs are for the shell only and do not include for internal rooms such as offices or toilets which should be added for seperately. See Variations for assistance. | - | - | - | - | - | Cavity Wall construction to lower walls should be added by measuring wall area at an E/O rate of £102m2, single block walls are cost neutral. Additional roller shutter doors over and above the beacon specification at should be added at additonal cost of £ 232 each (4 x 4m) . Additional personnel doors over the assumed 2nr. - add £1,077 each. If no heating is present a deduction of £28m2 (GIA) should be made to the beacon cost. Internal offices (in Industrial complexes) should be added by reference to Cost Guide code series 42P04A -42P40V, Internal WC - 42P40W, amenity blocks - showers & toilets (New code TBC) & Canteens (New CodeTBC) | - | - | 10101 |  | m2 | - | 3 - INDUSTRIAL | David Grace | Jim Allen | 1192.4524 | Option 1 | 1478.4074 | 23.98% | 1801.4484 | 1293.3969 | 8.465% | -12.51% | 1293.3969 | 8.465% | Price Book Data | P. Avo | VOA_GPN_GOV_UK\7243572 | 2021-07-07 | Low | - | Low | - | - | Updated indiced etc. 24/03/2021 - Copied to the latest DCS. | NA | SPONS A&B | 1.561 | (BEAMS Note 2) The ERC for this item should be added to all other rateable items on the hereditament (except land). Therefore the total of the ERC of the other Building Items and the P&M ERC (where applicable) to enable the correct contract size adjustment to be made. ERC of Building Component + ERC of P&M = Total ERC to which contract size adjustment should be applied. The appropriate % adjustment should be made in accordance with the scale for contract size adjustment specified under section 6 of the RCG 2021 Guidance notes. The currency ERC rates are set at £4m (Four Million Pounds) @ 1st April 2019 (AVD) for the RCG 2021 Publication. | - | - | 2 | TRUE
3042 | 41P374 | 5999 | 41P374 | Industrial Buildings | Insulated Buildings | Sheet Metal Cladding | 0 - 100m2 | Eaves Height - 22m | Building Area only; Site strip vegetation; Strip foundations; Column bases; Insulated Concrete GF slab with DPM and Mesh,150 thick up to 10,000m2, 200mm thick over 10,000m2 GIA; Steel Portal frame with bolts and baseplates; Coated galvanised trapezoidal roof sheets with insulation on steel purlins; Roof lights; valley gutters; matching fascia and soffit; Rainwater downpipes and gutters; trapezoidal insulated wall system cladding on cladding rails; External roller shutter doors and personnel doors; Single phase electrics, lighting and power; Gas fuelled hot air burners; Underslab storm drainage from internal downpipes on building area greater than 1,000m2; | Location Adjustment Applicable (See Guidance Notes) - ERC = UK mean of 1.00 | (BEAMS Note 2) The ERC for this item should be added to all other rateable items on the hereditament (except land). Therefore the total of the ERC of the other Building Items and the P&M ERC (where applicable) to enable the correct contract size adjustment to be made. ERC of Building Component + ERC of P&M = Total ERC to which contract size adjustment should be applied. The appropriate % adjustment should be made in accordance with the scale for contract size adjustment specified under section 6 of the RCG 2023 Guidance notes. The currency ERC rates are set at £4m (Four Million Pounds) @ 1st April 2021 (AVD) for the RCG 2023 Publication. | The data consists of a typical Industrial shell. Works include the Industrial shell as described and includes works up to 1m perimeter to the building (1m wide paving slabs & foul/storm drainage), The cost include 2 no. personnel doors and roller shutters are included at 1 door up to 1,000m2 , 2 roller doors over 1,000m2 (GIA), and 4 roller doors over 5,000m2. Costs are for the shell only and do not include for internal rooms such as offices or toilets which should be added for seperately. See Variations for assistance. | - | - | - | - | - | Cavity Wall construction to lower walls should be added by measuring wall area at an E/O rate of £102m2, single block walls are cost neutral. Additional roller shutter doors over and above the beacon specification at should be added at additonal cost of £ 232 each (4 x 4m) . Additional personnel doors over the assumed 2nr. - add £1,077 each. If no heating is present a deduction of £28m2 (GIA) should be made to the beacon cost. Internal offices (in Industrial complexes) should be added by reference to Cost Guide code series 42P04A -42P40V, Internal WC - 42P40W, amenity blocks - showers & toilets (New code TBC) & Canteens (New CodeTBC) | - | - | 10101 |  | m2 | - | 3 - INDUSTRIAL | David Grace | Jim Allen | 1235.5068 | Option 1 | 1531.7864 | 23.98% | 1843.772 | 1323.7842 | 7.145% | -13.58% | 1323.7842 | 7.145% | Price Book Data | P. Avo | VOA_GPN_GOV_UK\7243572 | 2021-07-07 | Low | - | Low | - | - | Updated indiced etc. 24/03/2021 - Copied to the latest DCS. | NA | SPONS A&B | 1.561 | (BEAMS Note 2) The ERC for this item should be added to all other rateable items on the hereditament (except land). Therefore the total of the ERC of the other Building Items and the P&M ERC (where applicable) to enable the correct contract size adjustment to be made. ERC of Building Component + ERC of P&M = Total ERC to which contract size adjustment should be applied. The appropriate % adjustment should be made in accordance with the scale for contract size adjustment specified under section 6 of the RCG 2021 Guidance notes. The currency ERC rates are set at £4m (Four Million Pounds) @ 1st April 2019 (AVD) for the RCG 2021 Publication. | - | - | 2 | TRUE
3043 | 41P375 | 6003 | 41P375 | Industrial Buildings | Insulated Buildings | Sheet Metal Cladding | 0 - 100m2 | Eaves Height - 23m | Building Area only; Site strip vegetation; Strip foundations; Column bases; Insulated Concrete GF slab with DPM and Mesh,150 thick up to 10,000m2, 200mm thick over 10,000m2 GIA; Steel Portal frame with bolts and baseplates; Coated galvanised trapezoidal roof sheets with insulation on steel purlins; Roof lights; valley gutters; matching fascia and soffit; Rainwater downpipes and gutters; trapezoidal insulated wall system cladding on cladding rails; External roller shutter doors and personnel doors; Single phase electrics, lighting and power; Gas fuelled hot air burners; Underslab storm drainage from internal downpipes on building area greater than 1,000m2; | Location Adjustment Applicable (See Guidance Notes) - ERC = UK mean of 1.00 | (BEAMS Note 2) The ERC for this item should be added to all other rateable items on the hereditament (except land). Therefore the total of the ERC of the other Building Items and the P&M ERC (where applicable) to enable the correct contract size adjustment to be made. ERC of Building Component + ERC of P&M = Total ERC to which contract size adjustment should be applied. The appropriate % adjustment should be made in accordance with the scale for contract size adjustment specified under section 6 of the RCG 2023 Guidance notes. The currency ERC rates are set at £4m (Four Million Pounds) @ 1st April 2021 (AVD) for the RCG 2023 Publication. | The data consists of a typical Industrial shell. Works include the Industrial shell as described and includes works up to 1m perimeter to the building (1m wide paving slabs & foul/storm drainage), The cost include 2 no. personnel doors and roller shutters are included at 1 door up to 1,000m2 , 2 roller doors over 1,000m2 (GIA), and 4 roller doors over 5,000m2. Costs are for the shell only and do not include for internal rooms such as offices or toilets which should be added for seperately. See Variations for assistance. | - | - | - | - | - | Cavity Wall construction to lower walls should be added by measuring wall area at an E/O rate of £102m2, single block walls are cost neutral. Additional roller shutter doors over and above the beacon specification at should be added at additonal cost of £ 232 each (4 x 4m) . Additional personnel doors over the assumed 2nr. - add £1,077 each. If no heating is present a deduction of £28m2 (GIA) should be made to the beacon cost. Internal offices (in Industrial complexes) should be added by reference to Cost Guide code series 42P04A -42P40V, Internal WC - 42P40W, amenity blocks - showers & toilets (New code TBC) & Canteens (New CodeTBC) | - | - | 10101 |  | m2 | - | 3 - INDUSTRIAL | David Grace | Jim Allen | 1278.5612 | Option 1 | 1585.1654 | 23.98% | 1886.0956 | 1354.1715 | 5.914% | -14.57% | 1354.1715 | 5.914% | Price Book Data | P. Avo | VOA_GPN_GOV_UK\7243572 | 2021-07-07 | Low | - | Low | - | - | Updated indiced etc. 24/03/2021 - Copied to the latest DCS. | NA | SPONS A&B | 1.561 | (BEAMS Note 2) The ERC for this item should be added to all other rateable items on the hereditament (except land). Therefore the total of the ERC of the other Building Items and the P&M ERC (where applicable) to enable the correct contract size adjustment to be made. ERC of Building Component + ERC of P&M = Total ERC to which contract size adjustment should be applied. The appropriate % adjustment should be made in accordance with the scale for contract size adjustment specified under section 6 of the RCG 2021 Guidance notes. The currency ERC rates are set at £4m (Four Million Pounds) @ 1st April 2019 (AVD) for the RCG 2021 Publication. | - | - | 2 | TRUE
3044 | 41P376 | 6004 | 41P376 | Industrial Buildings | Insulated Buildings | Sheet Metal Cladding | 0 - 100m2 | Eaves Height - 24m | Building Area only; Site strip vegetation; Strip foundations; Column bases; Insulated Concrete GF slab with DPM and Mesh,150 thick up to 10,000m2, 200mm thick over 10,000m2 GIA; Steel Portal frame with bolts and baseplates; Coated galvanised trapezoidal roof sheets with insulation on steel purlins; Roof lights; valley gutters; matching fascia and soffit; Rainwater downpipes and gutters; trapezoidal insulated wall system cladding on cladding rails; External roller shutter doors and personnel doors; Single phase electrics, lighting and power; Gas fuelled hot air burners; Underslab storm drainage from internal downpipes on building area greater than 1,000m2; | Location Adjustment Applicable (See Guidance Notes) - ERC = UK mean of 1.00 | (BEAMS Note 2) The ERC for this item should be added to all other rateable items on the hereditament (except land). Therefore the total of the ERC of the other Building Items and the P&M ERC (where applicable) to enable the correct contract size adjustment to be made. ERC of Building Component + ERC of P&M = Total ERC to which contract size adjustment should be applied. The appropriate % adjustment should be made in accordance with the scale for contract size adjustment specified under section 6 of the RCG 2023 Guidance notes. The currency ERC rates are set at £4m (Four Million Pounds) @ 1st April 2021 (AVD) for the RCG 2023 Publication. | The data consists of a typical Industrial shell. Works include the Industrial shell as described and includes works up to 1m perimeter to the building (1m wide paving slabs & foul/storm drainage), The cost include 2 no. personnel doors and roller shutters are included at 1 door up to 1,000m2 , 2 roller doors over 1,000m2 (GIA), and 4 roller doors over 5,000m2. Costs are for the shell only and do not include for internal rooms such as offices or toilets which should be added for seperately. See Variations for assistance. | - | - | - | - | - | Cavity Wall construction to lower walls should be added by measuring wall area at an E/O rate of £102m2, single block walls are cost neutral. Additional roller shutter doors over and above the beacon specification at should be added at additonal cost of £ 232 each (4 x 4m) . Additional personnel doors over the assumed 2nr. - add £1,077 each. If no heating is present a deduction of £28m2 (GIA) should be made to the beacon cost. Internal offices (in Industrial complexes) should be added by reference to Cost Guide code series 42P04A -42P40V, Internal WC - 42P40W, amenity blocks - showers & toilets (New code TBC) & Canteens (New CodeTBC) | - | - | 10101 |  | m2 | - | 3 - INDUSTRIAL | David Grace | Jim Allen | 1321.6156 | Option 1 | 1638.5444 | 23.98% | 1928.4192 | 1384.5589 | 4.763% | -15.5% | 1384.5589 | 4.763% | Price Book Data | P. Avo | VOA_GPN_GOV_UK\7243572 | 2021-07-07 | Low | - | Low | - | - | Updated indiced etc. 24/03/2021 - Copied to the latest DCS. | NA | SPONS A&B | 1.561 | (BEAMS Note 2) The ERC for this item should be added to all other rateable items on the hereditament (except land). Therefore the total of the ERC of the other Building Items and the P&M ERC (where applicable) to enable the correct contract size adjustment to be made. ERC of Building Component + ERC of P&M = Total ERC to which contract size adjustment should be applied. The appropriate % adjustment should be made in accordance with the scale for contract size adjustment specified under section 6 of the RCG 2021 Guidance notes. The currency ERC rates are set at £4m (Four Million Pounds) @ 1st April 2019 (AVD) for the RCG 2021 Publication. | - | - | 2 | TRUE
3045 | 41P377 | 6005 | 41P377 | Industrial Buildings | Insulated Buildings | Sheet Metal Cladding | 0 - 100m2 | Eaves Height - 25m | Building Area only; Site strip vegetation; Strip foundations; Column bases; Insulated Concrete GF slab with DPM and Mesh,150 thick up to 10,000m2, 200mm thick over 10,000m2 GIA; Steel Portal frame with bolts and baseplates; Coated galvanised trapezoidal roof sheets with insulation on steel purlins; Roof lights; valley gutters; matching fascia and soffit; Rainwater downpipes and gutters; trapezoidal insulated wall system cladding on cladding rails; External roller shutter doors and personnel doors; Single phase electrics, lighting and power; Gas fuelled hot air burners; Underslab storm drainage from internal downpipes on building area greater than 1,000m2; | Location Adjustment Applicable (See Guidance Notes) - ERC = UK mean of 1.00 | (BEAMS Note 2) The ERC for this item should be added to all other rateable items on the hereditament (except land). Therefore the total of the ERC of the other Building Items and the P&M ERC (where applicable) to enable the correct contract size adjustment to be made. ERC of Building Component + ERC of P&M = Total ERC to which contract size adjustment should be applied. The appropriate % adjustment should be made in accordance with the scale for contract size adjustment specified under section 6 of the RCG 2023 Guidance notes. The currency ERC rates are set at £4m (Four Million Pounds) @ 1st April 2021 (AVD) for the RCG 2023 Publication. | The data consists of a typical Industrial shell. Works include the Industrial shell as described and includes works up to 1m perimeter to the building (1m wide paving slabs & foul/storm drainage), The cost include 2 no. personnel doors and roller shutters are included at 1 door up to 1,000m2 , 2 roller doors over 1,000m2 (GIA), and 4 roller doors over 5,000m2. Costs are for the shell only and do not include for internal rooms such as offices or toilets which should be added for seperately. See Variations for assistance. | - | - | - | - | - | Cavity Wall construction to lower walls should be added by measuring wall area at an E/O rate of £102m2, single block walls are cost neutral. Additional roller shutter doors over and above the beacon specification at should be added at additonal cost of £ 232 each (4 x 4m) . Additional personnel doors over the assumed 2nr. - add £1,077 each. If no heating is present a deduction of £28m2 (GIA) should be made to the beacon cost. Internal offices (in Industrial complexes) should be added by reference to Cost Guide code series 42P04A -42P40V, Internal WC - 42P40W, amenity blocks - showers & toilets (New code TBC) & Canteens (New CodeTBC) | - | - | 10101 |  | m2 | - | 3 - INDUSTRIAL | David Grace | Jim Allen | 1363.9011 | Option 1 | 1690.9702 | 23.98% | 1970.7428 | 1414.9462 | 3.743% | -16.32% | 1414.9462 | 3.743% | Price Book Data | P. Avo | VOA_GPN_GOV_UK\7243572 | 2021-07-07 | Low | - | Low | - | - | Updated indiced etc. 24/03/2021 - Copied to the latest DCS. | NA | SPONS A&B | 1.561 | (BEAMS Note 2) The ERC for this item should be added to all other rateable items on the hereditament (except land). Therefore the total of the ERC of the other Building Items and the P&M ERC (where applicable) to enable the correct contract size adjustment to be made. ERC of Building Component + ERC of P&M = Total ERC to which contract size adjustment should be applied. The appropriate % adjustment should be made in accordance with the scale for contract size adjustment specified under section 6 of the RCG 2021 Guidance notes. The currency ERC rates are set at £4m (Four Million Pounds) @ 1st April 2019 (AVD) for the RCG 2021 Publication. | - | - | 2 | TRUE
3046 | 41P378 | 6006 | 41P378 | Industrial Buildings | Insulated Buildings | Sheet Metal Cladding | 0 - 100m2 | Eaves Height - 26m | Building Area only; Site strip vegetation; Strip foundations; Column bases; Insulated Concrete GF slab with DPM and Mesh,150 thick up to 10,000m2, 200mm thick over 10,000m2 GIA; Steel Portal frame with bolts and baseplates; Coated galvanised trapezoidal roof sheets with insulation on steel purlins; Roof lights; valley gutters; matching fascia and soffit; Rainwater downpipes and gutters; trapezoidal insulated wall system cladding on cladding rails; External roller shutter doors and personnel doors; Single phase electrics, lighting and power; Gas fuelled hot air burners; Underslab storm drainage from internal downpipes on building area greater than 1,000m2; | Location Adjustment Applicable (See Guidance Notes) - ERC = UK mean of 1.00 | (BEAMS Note 2) The ERC for this item should be added to all other rateable items on the hereditament (except land). Therefore the total of the ERC of the other Building Items and the P&M ERC (where applicable) to enable the correct contract size adjustment to be made. ERC of Building Component + ERC of P&M = Total ERC to which contract size adjustment should be applied. The appropriate % adjustment should be made in accordance with the scale for contract size adjustment specified under section 6 of the RCG 2023 Guidance notes. The currency ERC rates are set at £4m (Four Million Pounds) @ 1st April 2021 (AVD) for the RCG 2023 Publication. | The data consists of a typical Industrial shell. Works include the Industrial shell as described and includes works up to 1m perimeter to the building (1m wide paving slabs & foul/storm drainage), The cost include 2 no. personnel doors and roller shutters are included at 1 door up to 1,000m2 , 2 roller doors over 1,000m2 (GIA), and 4 roller doors over 5,000m2. Costs are for the shell only and do not include for internal rooms such as offices or toilets which should be added for seperately. See Variations for assistance. | - | - | - | - | - | Cavity Wall construction to lower walls should be added by measuring wall area at an E/O rate of £102m2, single block walls are cost neutral. Additional roller shutter doors over and above the beacon specification at should be added at additonal cost of £ 232 each (4 x 4m) . Additional personnel doors over the assumed 2nr. - add £1,077 each. If no heating is present a deduction of £28m2 (GIA) should be made to the beacon cost. Internal offices (in Industrial complexes) should be added by reference to Cost Guide code series 42P04A -42P40V, Internal WC - 42P40W, amenity blocks - showers & toilets (New code TBC) & Canteens (New CodeTBC) | - | - | 10101 |  | m2 | - | 3 - INDUSTRIAL | David Grace | Jim Allen | 1416.9503 | Option 1 | 1756.7407 | 23.98% | 2013.0664 | 1445.3335 | 2.003% | -17.73% | 1445.3335 | 2.003% | Price Book Data | P. Avo | VOA_GPN_GOV_UK\7243572 | 2021-07-08 | Low | - | Low | - | - | Updated indiced etc. 24/03/2021 - Copied to the latest DCS. | NA | SPONS A&B | 1.561 | (BEAMS Note 2) The ERC for this item should be added to all other rateable items on the hereditament (except land). Therefore the total of the ERC of the other Building Items and the P&M ERC (where applicable) to enable the correct contract size adjustment to be made. ERC of Building Component + ERC of P&M = Total ERC to which contract size adjustment should be applied. The appropriate % adjustment should be made in accordance with the scale for contract size adjustment specified under section 6 of the RCG 2021 Guidance notes. The currency ERC rates are set at £4m (Four Million Pounds) @ 1st April 2019 (AVD) for the RCG 2021 Publication. | - | - | 2 | TRUE
3047 | 41P379 | 6007 | 41P379 | Industrial Buildings | Insulated Buildings | Sheet Metal Cladding | 0 - 100m2 | Eaves Height - 27m | Building Area only; Site strip vegetation; Strip foundations; Column bases; Insulated Concrete GF slab with DPM and Mesh,150 thick up to 10,000m2, 200mm thick over 10,000m2 GIA; Steel Portal frame with bolts and baseplates; Coated galvanised trapezoidal roof sheets with insulation on steel purlins; Roof lights; valley gutters; matching fascia and soffit; Rainwater downpipes and gutters; trapezoidal insulated wall system cladding on cladding rails; External roller shutter doors and personnel doors; Single phase electrics, lighting and power; Gas fuelled hot air burners; Underslab storm drainage from internal downpipes on building area greater than 1,000m2; | Location Adjustment Applicable (See Guidance Notes) - ERC = UK mean of 1.00 | (BEAMS Note 2) The ERC for this item should be added to all other rateable items on the hereditament (except land). Therefore the total of the ERC of the other Building Items and the P&M ERC (where applicable) to enable the correct contract size adjustment to be made. ERC of Building Component + ERC of P&M = Total ERC to which contract size adjustment should be applied. The appropriate % adjustment should be made in accordance with the scale for contract size adjustment specified under section 6 of the RCG 2023 Guidance notes. The currency ERC rates are set at £4m (Four Million Pounds) @ 1st April 2021 (AVD) for the RCG 2023 Publication. | The data consists of a typical Industrial shell. Works include the Industrial shell as described and includes works up to 1m perimeter to the building (1m wide paving slabs & foul/storm drainage), The cost include 2 no. personnel doors and roller shutters are included at 1 door up to 1,000m2 , 2 roller doors over 1,000m2 (GIA), and 4 roller doors over 5,000m2. Costs are for the shell only and do not include for internal rooms such as offices or toilets which should be added for seperately. See Variations for assistance. | - | - | - | - | - | Cavity Wall construction to lower walls should be added by measuring wall area at an E/O rate of £102m2, single block walls are cost neutral. Additional roller shutter doors over and above the beacon specification at should be added at additonal cost of £ 232 each (4 x 4m) . Additional personnel doors over the assumed 2nr. - add £1,077 each. If no heating is present a deduction of £28m2 (GIA) should be made to the beacon cost. Internal offices (in Industrial complexes) should be added by reference to Cost Guide code series 42P04A -42P40V, Internal WC - 42P40W, amenity blocks - showers & toilets (New code TBC) & Canteens (New CodeTBC) | - | - | 10101 |  | m2 | - | 3 - INDUSTRIAL | David Grace | Jim Allen | 1468.4617 | Option 1 | 1820.6049 | 23.98% | 2055.39 | 1475.7209 | 0.4943% | -18.94% | 1475.7209 | 0.4943% | Price Book Data | P. Avo | VOA_GPN_GOV_UK\7243572 | 2021-07-08 | Low | - | Low | - | - | Updated indiced etc. 24/03/2021 - Copied to the latest DCS. | NA | SPONS A&B | 1.561 | (BEAMS Note 2) The ERC for this item should be added to all other rateable items on the hereditament (except land). Therefore the total of the ERC of the other Building Items and the P&M ERC (where applicable) to enable the correct contract size adjustment to be made. ERC of Building Component + ERC of P&M = Total ERC to which contract size adjustment should be applied. The appropriate % adjustment should be made in accordance with the scale for contract size adjustment specified under section 6 of the RCG 2021 Guidance notes. The currency ERC rates are set at £4m (Four Million Pounds) @ 1st April 2019 (AVD) for the RCG 2021 Publication. | - | - | 2 | TRUE
3048 | 41P380 | 6015 | 41P380 | Industrial Buildings | Insulated Buildings | Sheet Metal Cladding | 0 - 100m2 | Eaves Height - 28m | Building Area only; Site strip vegetation; Strip foundations; Column bases; Insulated Concrete GF slab with DPM and Mesh,150 thick up to 10,000m2, 200mm thick over 10,000m2 GIA; Steel Portal frame with bolts and baseplates; Coated galvanised trapezoidal roof sheets with insulation on steel purlins; Roof lights; valley gutters; matching fascia and soffit; Rainwater downpipes and gutters; trapezoidal insulated wall system cladding on cladding rails; External roller shutter doors and personnel doors; Single phase electrics, lighting and power; Gas fuelled hot air burners; Underslab storm drainage from internal downpipes on building area greater than 1,000m2; | Location Adjustment Applicable (See Guidance Notes) - ERC = UK mean of 1.00 | (BEAMS Note 2) The ERC for this item should be added to all other rateable items on the hereditament (except land). Therefore the total of the ERC of the other Building Items and the P&M ERC (where applicable) to enable the correct contract size adjustment to be made. ERC of Building Component + ERC of P&M = Total ERC to which contract size adjustment should be applied. The appropriate % adjustment should be made in accordance with the scale for contract size adjustment specified under section 6 of the RCG 2023 Guidance notes. The currency ERC rates are set at £4m (Four Million Pounds) @ 1st April 2021 (AVD) for the RCG 2023 Publication. | The data consists of a typical Industrial shell. Works include the Industrial shell as described and includes works up to 1m perimeter to the building (1m wide paving slabs & foul/storm drainage), The cost include 2 no. personnel doors and roller shutters are included at 1 door up to 1,000m2 , 2 roller doors over 1,000m2 (GIA), and 4 roller doors over 5,000m2. Costs are for the shell only and do not include for internal rooms such as offices or toilets which should be added for seperately. See Variations for assistance. | - | - | - | - | - | Cavity Wall construction to lower walls should be added by measuring wall area at an E/O rate of £102m2, single block walls are cost neutral. Additional roller shutter doors over and above the beacon specification at should be added at additonal cost of £ 232 each (4 x 4m) . Additional personnel doors over the assumed 2nr. - add £1,077 each. If no heating is present a deduction of £28m2 (GIA) should be made to the beacon cost. Internal offices (in Industrial complexes) should be added by reference to Cost Guide code series 42P04A -42P40V, Internal WC - 42P40W, amenity blocks - showers & toilets (New code TBC) & Canteens (New CodeTBC) | - | - | 10101 |  | m2 | - | 3 - INDUSTRIAL | David Grace | Jim Allen | 1519.9732 | Option 1 | 1884.469 | 23.98% | 2097.7136 | 1506.1082 | -0.9122% | -20.08% | 1506.1082 | -0.9122% | Price Book Data | P. Avo | VOA_GPN_GOV_UK\7243572 | 2021-07-08 | Low | - | Low | - | - | Updated indiced etc. 24/03/2021 - Copied to the latest DCS. | NA | SPONS A&B | 1.561 | (BEAMS Note 2) The ERC for this item should be added to all other rateable items on the hereditament (except land). Therefore the total of the ERC of the other Building Items and the P&M ERC (where applicable) to enable the correct contract size adjustment to be made. ERC of Building Component + ERC of P&M = Total ERC to which contract size adjustment should be applied. The appropriate % adjustment should be made in accordance with the scale for contract size adjustment specified under section 6 of the RCG 2021 Guidance notes. The currency ERC rates are set at £4m (Four Million Pounds) @ 1st April 2019 (AVD) for the RCG 2021 Publication. | - | - | 2 | TRUE
3049 | 41P382 | 6017 | 41P382 | Industrial Buildings | Insulated Buildings | Sheet Metal Cladding | 0 - 100m2 | Eaves Height - 30m | Building Area only; Site strip vegetation; Strip foundations; Column bases; Insulated Concrete GF slab with DPM and Mesh,150 thick up to 10,000m2, 200mm thick over 10,000m2 GIA; Steel Portal frame with bolts and baseplates; Coated galvanised trapezoidal roof sheets with insulation on steel purlins; Roof lights; valley gutters; matching fascia and soffit; Rainwater downpipes and gutters; trapezoidal insulated wall system cladding on cladding rails; External roller shutter doors and personnel doors; Single phase electrics, lighting and power; Gas fuelled hot air burners; Underslab storm drainage from internal downpipes on building area greater than 1,000m2; | Location Adjustment Applicable (See Guidance Notes) - ERC = UK mean of 1.00 | (BEAMS Note 2) The ERC for this item should be added to all other rateable items on the hereditament (except land). Therefore the total of the ERC of the other Building Items and the P&M ERC (where applicable) to enable the correct contract size adjustment to be made. ERC of Building Component + ERC of P&M = Total ERC to which contract size adjustment should be applied. The appropriate % adjustment should be made in accordance with the scale for contract size adjustment specified under section 6 of the RCG 2023 Guidance notes. The currency ERC rates are set at £4m (Four Million Pounds) @ 1st April 2021 (AVD) for the RCG 2023 Publication. | The data consists of a typical Industrial shell. Works include the Industrial shell as described and includes works up to 1m perimeter to the building (1m wide paving slabs & foul/storm drainage), The cost include 2 no. personnel doors and roller shutters are included at 1 door up to 1,000m2 , 2 roller doors over 1,000m2 (GIA), and 4 roller doors over 5,000m2. Costs are for the shell only and do not include for internal rooms such as offices or toilets which should be added for seperately. See Variations for assistance. | - | - | - | - | - | Cavity Wall construction to lower walls should be added by measuring wall area at an E/O rate of £102m2, single block walls are cost neutral. Additional roller shutter doors over and above the beacon specification at should be added at additonal cost of £ 232 each (4 x 4m) . Additional personnel doors over the assumed 2nr. - add £1,077 each. If no heating is present a deduction of £28m2 (GIA) should be made to the beacon cost. Internal offices (in Industrial complexes) should be added by reference to Cost Guide code series 42P04A -42P40V, Internal WC - 42P40W, amenity blocks - showers & toilets (New code TBC) & Canteens (New CodeTBC) | - | - | 10101 |  | m2 | - | 3 - INDUSTRIAL | David Grace | Jim Allen | 1622.2274 | Option 1 | 2011.2442 | 23.98% | 2182.3608 | 1566.8829 | -3.412% | -22.09% | 1566.8829 | -3.412% | Price Book Data | P. Avo | VOA_GPN_GOV_UK\7243572 | 2021-07-08 | Low | - | Low | - | - | Updated indiced etc. 24/03/2021 - Copied to the latest DCS. | NA | SPONS A&B | 1.561 | (BEAMS Note 2) The ERC for this item should be added to all other rateable items on the hereditament (except land). Therefore the total of the ERC of the other Building Items and the P&M ERC (where applicable) to enable the correct contract size adjustment to be made. ERC of Building Component + ERC of P&M = Total ERC to which contract size adjustment should be applied. The appropriate % adjustment should be made in accordance with the scale for contract size adjustment specified under section 6 of the RCG 2021 Guidance notes. The currency ERC rates are set at £4m (Four Million Pounds) @ 1st April 2019 (AVD) for the RCG 2021 Publication. | - | - | 2 | TRUE
3050 | 41P383 | 6018 | 41P383 | Industrial Buildings | Insulated Buildings | Sheet Metal Cladding | 0 - 100m2 | Eaves Height - 31m | Building Area only; Site strip vegetation; Strip foundations; Column bases; Insulated Concrete GF slab with DPM and Mesh,150 thick up to 10,000m2, 200mm thick over 10,000m2 GIA; Steel Portal frame with bolts and baseplates; Coated galvanised trapezoidal roof sheets with insulation on steel purlins; Roof lights; valley gutters; matching fascia and soffit; Rainwater downpipes and gutters; trapezoidal insulated wall system cladding on cladding rails; External roller shutter doors and personnel doors; Single phase electrics, lighting and power; Gas fuelled hot air burners; Underslab storm drainage from internal downpipes on building area greater than 1,000m2; | Location Adjustment Applicable (See Guidance Notes) - ERC = UK mean of 1.00 | (BEAMS Note 2) The ERC for this item should be added to all other rateable items on the hereditament (except land). Therefore the total of the ERC of the other Building Items and the P&M ERC (where applicable) to enable the correct contract size adjustment to be made. ERC of Building Component + ERC of P&M = Total ERC to which contract size adjustment should be applied. The appropriate % adjustment should be made in accordance with the scale for contract size adjustment specified under section 6 of the RCG 2023 Guidance notes. The currency ERC rates are set at £4m (Four Million Pounds) @ 1st April 2021 (AVD) for the RCG 2023 Publication. | The data consists of a typical Industrial shell. Works include the Industrial shell as described and includes works up to 1m perimeter to the building (1m wide paving slabs & foul/storm drainage), The cost include 2 no. personnel doors and roller shutters are included at 1 door up to 1,000m2 , 2 roller doors over 1,000m2 (GIA), and 4 roller doors over 5,000m2. Costs are for the shell only and do not include for internal rooms such as offices or toilets which should be added for seperately. See Variations for assistance. | - | - | - | - | - | Cavity Wall construction to lower walls should be added by measuring wall area at an E/O rate of £102m2, single block walls are cost neutral. Additional roller shutter doors over and above the beacon specification at should be added at additonal cost of £ 232 each (4 x 4m) . Additional personnel doors over the assumed 2nr. - add £1,077 each. If no heating is present a deduction of £28m2 (GIA) should be made to the beacon cost. Internal offices (in Industrial complexes) should be added by reference to Cost Guide code series 42P04A -42P40V, Internal WC - 42P40W, amenity blocks - showers & toilets (New code TBC) & Canteens (New CodeTBC) | - | - | 10101 |  | m2 | - | 3 - INDUSTRIAL | David Grace | Jim Allen | 1688.3466 | Option 1 | 2093.219 | 23.98% | 2224.6844 | 1597.2702 | -5.394% | -23.69% | 1597.2702 | -5.394% | Price Book Data | P. Avo | VOA_GPN_GOV_UK\7243572 | 2021-07-08 | Low | - | Low | - | - | Updated indiced etc. 24/03/2021 - Copied to the latest DCS. | NA | SPONS A&B | 1.561 | (BEAMS Note 2) The ERC for this item should be added to all other rateable items on the hereditament (except land). Therefore the total of the ERC of the other Building Items and the P&M ERC (where applicable) to enable the correct contract size adjustment to be made. ERC of Building Component + ERC of P&M = Total ERC to which contract size adjustment should be applied. The appropriate % adjustment should be made in accordance with the scale for contract size adjustment specified under section 6 of the RCG 2021 Guidance notes. The currency ERC rates are set at £4m (Four Million Pounds) @ 1st April 2019 (AVD) for the RCG 2021 Publication. | - | - | 2 | TRUE
3051 | 41P384 | 6022 | 41P384 | Industrial Buildings | Insulated Buildings | Sheet Metal Cladding | 0 - 100m2 | Eaves Height - 32m | Building Area only; Site strip vegetation; Strip foundations; Column bases; Insulated Concrete GF slab with DPM and Mesh,150 thick up to 10,000m2, 200mm thick over 10,000m2 GIA; Steel Portal frame with bolts and baseplates; Coated galvanised trapezoidal roof sheets with insulation on steel purlins; Roof lights; valley gutters; matching fascia and soffit; Rainwater downpipes and gutters; trapezoidal insulated wall system cladding on cladding rails; External roller shutter doors and personnel doors; Single phase electrics, lighting and power; Gas fuelled hot air burners; Underslab storm drainage from internal downpipes on building area greater than 1,000m2; | Location Adjustment Applicable (See Guidance Notes) - ERC = UK mean of 1.00 | (BEAMS Note 2) The ERC for this item should be added to all other rateable items on the hereditament (except land). Therefore the total of the ERC of the other Building Items and the P&M ERC (where applicable) to enable the correct contract size adjustment to be made. ERC of Building Component + ERC of P&M = Total ERC to which contract size adjustment should be applied. The appropriate % adjustment should be made in accordance with the scale for contract size adjustment specified under section 6 of the RCG 2023 Guidance notes. The currency ERC rates are set at £4m (Four Million Pounds) @ 1st April 2021 (AVD) for the RCG 2023 Publication. | The data consists of a typical Industrial shell. Works include the Industrial shell as described and includes works up to 1m perimeter to the building (1m wide paving slabs & foul/storm drainage), The cost include 2 no. personnel doors and roller shutters are included at 1 door up to 1,000m2 , 2 roller doors over 1,000m2 (GIA), and 4 roller doors over 5,000m2. Costs are for the shell only and do not include for internal rooms such as offices or toilets which should be added for seperately. See Variations for assistance. | - | - | - | - | - | Cavity Wall construction to lower walls should be added by measuring wall area at an E/O rate of £102m2, single block walls are cost neutral. Additional roller shutter doors over and above the beacon specification at should be added at additonal cost of £ 232 each (4 x 4m) . Additional personnel doors over the assumed 2nr. - add £1,077 each. If no heating is present a deduction of £28m2 (GIA) should be made to the beacon cost. Internal offices (in Industrial complexes) should be added by reference to Cost Guide code series 42P04A -42P40V, Internal WC - 42P40W, amenity blocks - showers & toilets (New code TBC) & Canteens (New CodeTBC) | - | - | 10101 |  | m2 | - | 3 - INDUSTRIAL | David Grace | Jim Allen | 1744.471 | Option 1 | 2162.8024 | 23.98% | 2267.008 | 1627.6575 | -6.696% | -24.74% | 1627.6575 | -6.696% | Price Book Data | P. Avo | VOA_GPN_GOV_UK\7243572 | 2021-07-08 | Low | - | Low | - | - | Updated indiced etc. 24/03/2021 - Copied to the latest DCS. | NA | SPONS A&B | 1.561 | (BEAMS Note 2) The ERC for this item should be added to all other rateable items on the hereditament (except land). Therefore the total of the ERC of the other Building Items and the P&M ERC (where applicable) to enable the correct contract size adjustment to be made. ERC of Building Component + ERC of P&M = Total ERC to which contract size adjustment should be applied. The appropriate % adjustment should be made in accordance with the scale for contract size adjustment specified under section 6 of the RCG 2021 Guidance notes. The currency ERC rates are set at £4m (Four Million Pounds) @ 1st April 2019 (AVD) for the RCG 2021 Publication. | - | - | 2 | TRUE
3052 | 41P385 | 6023 | 41P385 | Industrial Buildings | Insulated Buildings | Sheet Metal Cladding | 0 - 100m2 | Eaves Height - 33m | Building Area only; Site strip vegetation; Strip foundations; Column bases; Insulated Concrete GF slab with DPM and Mesh,150 thick up to 10,000m2, 200mm thick over 10,000m2 GIA; Steel Portal frame with bolts and baseplates; Coated galvanised trapezoidal roof sheets with insulation on steel purlins; Roof lights; valley gutters; matching fascia and soffit; Rainwater downpipes and gutters; trapezoidal insulated wall system cladding on cladding rails; External roller shutter doors and personnel doors; Single phase electrics, lighting and power; Gas fuelled hot air burners; Underslab storm drainage from internal downpipes on building area greater than 1,000m2; | Location Adjustment Applicable (See Guidance Notes) - ERC = UK mean of 1.00 | (BEAMS Note 2) The ERC for this item should be added to all other rateable items on the hereditament (except land). Therefore the total of the ERC of the other Building Items and the P&M ERC (where applicable) to enable the correct contract size adjustment to be made. ERC of Building Component + ERC of P&M = Total ERC to which contract size adjustment should be applied. The appropriate % adjustment should be made in accordance with the scale for contract size adjustment specified under section 6 of the RCG 2023 Guidance notes. The currency ERC rates are set at £4m (Four Million Pounds) @ 1st April 2021 (AVD) for the RCG 2023 Publication. | The data consists of a typical Industrial shell. Works include the Industrial shell as described and includes works up to 1m perimeter to the building (1m wide paving slabs & foul/storm drainage), The cost include 2 no. personnel doors and roller shutters are included at 1 door up to 1,000m2 , 2 roller doors over 1,000m2 (GIA), and 4 roller doors over 5,000m2. Costs are for the shell only and do not include for internal rooms such as offices or toilets which should be added for seperately. See Variations for assistance. | - | - | - | - | - | Cavity Wall construction to lower walls should be added by measuring wall area at an E/O rate of £102m2, single block walls are cost neutral. Additional roller shutter doors over and above the beacon specification at should be added at additonal cost of £ 232 each (4 x 4m) . Additional personnel doors over the assumed 2nr. - add £1,077 each. If no heating is present a deduction of £28m2 (GIA) should be made to the beacon cost. Internal offices (in Industrial complexes) should be added by reference to Cost Guide code series 42P04A -42P40V, Internal WC - 42P40W, amenity blocks - showers & toilets (New code TBC) & Canteens (New CodeTBC) | - | - | 10101 |  | m2 | - | 3 - INDUSTRIAL | David Grace | Jim Allen | 1801.3643 | Option 1 | 2233.3389 | 23.98% | 2309.3316 | 1658.0449 | -7.956% | -25.76% | 1658.0449 | -7.956% | Price Book Data | P. Avo | VOA_GPN_GOV_UK\7243572 | 2021-07-08 | Low | - | Low | - | - | Updated indiced etc. 24/03/2021 - Copied to the latest DCS. | NA | SPONS A&B | 1.561 | (BEAMS Note 2) The ERC for this item should be added to all other rateable items on the hereditament (except land). Therefore the total of the ERC of the other Building Items and the P&M ERC (where applicable) to enable the correct contract size adjustment to be made. ERC of Building Component + ERC of P&M = Total ERC to which contract size adjustment should be applied. The appropriate % adjustment should be made in accordance with the scale for contract size adjustment specified under section 6 of the RCG 2021 Guidance notes. The currency ERC rates are set at £4m (Four Million Pounds) @ 1st April 2019 (AVD) for the RCG 2021 Publication. | - | - | 2 | TRUE
3053 | 41P386 | 6024 | 41P386 | Industrial Buildings | Insulated Buildings | Sheet Metal Cladding | 0 - 100m2 | Eaves Height - 34m | Building Area only; Site strip vegetation; Strip foundations; Column bases; Insulated Concrete GF slab with DPM and Mesh,150 thick up to 10,000m2, 200mm thick over 10,000m2 GIA; Steel Portal frame with bolts and baseplates; Coated galvanised trapezoidal roof sheets with insulation on steel purlins; Roof lights; valley gutters; matching fascia and soffit; Rainwater downpipes and gutters; trapezoidal insulated wall system cladding on cladding rails; External roller shutter doors and personnel doors; Single phase electrics, lighting and power; Gas fuelled hot air burners; Underslab storm drainage from internal downpipes on building area greater than 1,000m2; | Location Adjustment Applicable (See Guidance Notes) - ERC = UK mean of 1.00 | (BEAMS Note 2) The ERC for this item should be added to all other rateable items on the hereditament (except land). Therefore the total of the ERC of the other Building Items and the P&M ERC (where applicable) to enable the correct contract size adjustment to be made. ERC of Building Component + ERC of P&M = Total ERC to which contract size adjustment should be applied. The appropriate % adjustment should be made in accordance with the scale for contract size adjustment specified under section 6 of the RCG 2023 Guidance notes. The currency ERC rates are set at £4m (Four Million Pounds) @ 1st April 2021 (AVD) for the RCG 2023 Publication. | The data consists of a typical Industrial shell. Works include the Industrial shell as described and includes works up to 1m perimeter to the building (1m wide paving slabs & foul/storm drainage), The cost include 2 no. personnel doors and roller shutters are included at 1 door up to 1,000m2 , 2 roller doors over 1,000m2 (GIA), and 4 roller doors over 5,000m2. Costs are for the shell only and do not include for internal rooms such as offices or toilets which should be added for seperately. See Variations for assistance. | - | - | - | - | - | Cavity Wall construction to lower walls should be added by measuring wall area at an E/O rate of £102m2, single block walls are cost neutral. Additional roller shutter doors over and above the beacon specification at should be added at additonal cost of £ 232 each (4 x 4m) . Additional personnel doors over the assumed 2nr. - add £1,077 each. If no heating is present a deduction of £28m2 (GIA) should be made to the beacon cost. Internal offices (in Industrial complexes) should be added by reference to Cost Guide code series 42P04A -42P40V, Internal WC - 42P40W, amenity blocks - showers & toilets (New code TBC) & Canteens (New CodeTBC) | - | - | 10101 |  | m2 | - | 3 - INDUSTRIAL | David Grace | Jim Allen | 1857.4888 | Option 1 | 2302.9222 | 23.98% | 2351.6552 | 1688.4322 | -9.101% | -26.68% | 1688.4322 | -9.101% | Price Book Data | P. Avo | VOA_GPN_GOV_UK\7243572 | 2021-07-08 | Low | - | Low | - | - | Updated indiced etc. 24/03/2021 - Copied to the latest DCS. | NA | SPONS A&B | 1.561 | (BEAMS Note 2) The ERC for this item should be added to all other rateable items on the hereditament (except land). Therefore the total of the ERC of the other Building Items and the P&M ERC (where applicable) to enable the correct contract size adjustment to be made. ERC of Building Component + ERC of P&M = Total ERC to which contract size adjustment should be applied. The appropriate % adjustment should be made in accordance with the scale for contract size adjustment specified under section 6 of the RCG 2021 Guidance notes. The currency ERC rates are set at £4m (Four Million Pounds) @ 1st April 2019 (AVD) for the RCG 2021 Publication. | - | - | 2 | TRUE
3054 | 41P387 | 6025 | 41P387 | Industrial Buildings | Insulated Buildings | Sheet Metal Cladding | 0 - 100m2 | Eaves Height - 35m | Building Area only; Site strip vegetation; Strip foundations; Column bases; Insulated Concrete GF slab with DPM and Mesh,150 thick up to 10,000m2, 200mm thick over 10,000m2 GIA; Steel Portal frame with bolts and baseplates; Coated galvanised trapezoidal roof sheets with insulation on steel purlins; Roof lights; valley gutters; matching fascia and soffit; Rainwater downpipes and gutters; trapezoidal insulated wall system cladding on cladding rails; External roller shutter doors and personnel doors; Single phase electrics, lighting and power; Gas fuelled hot air burners; Underslab storm drainage from internal downpipes on building area greater than 1,000m2; | Location Adjustment Applicable (See Guidance Notes) - ERC = UK mean of 1.00 | (BEAMS Note 2) The ERC for this item should be added to all other rateable items on the hereditament (except land). Therefore the total of the ERC of the other Building Items and the P&M ERC (where applicable) to enable the correct contract size adjustment to be made. ERC of Building Component + ERC of P&M = Total ERC to which contract size adjustment should be applied. The appropriate % adjustment should be made in accordance with the scale for contract size adjustment specified under section 6 of the RCG 2023 Guidance notes. The currency ERC rates are set at £4m (Four Million Pounds) @ 1st April 2021 (AVD) for the RCG 2023 Publication. | The data consists of a typical Industrial shell. Works include the Industrial shell as described and includes works up to 1m perimeter to the building (1m wide paving slabs & foul/storm drainage), The cost include 2 no. personnel doors and roller shutters are included at 1 door up to 1,000m2 , 2 roller doors over 1,000m2 (GIA), and 4 roller doors over 5,000m2. Costs are for the shell only and do not include for internal rooms such as offices or toilets which should be added for seperately. See Variations for assistance. | - | - | - | - | - | Cavity Wall construction to lower walls should be added by measuring wall area at an E/O rate of £102m2, single block walls are cost neutral. Additional roller shutter doors over and above the beacon specification at should be added at additonal cost of £ 232 each (4 x 4m) . Additional personnel doors over the assumed 2nr. - add £1,077 each. If no heating is present a deduction of £28m2 (GIA) should be made to the beacon cost. Internal offices (in Industrial complexes) should be added by reference to Cost Guide code series 42P04A -42P40V, Internal WC - 42P40W, amenity blocks - showers & toilets (New code TBC) & Canteens (New CodeTBC) | - | - | 10101 |  | m2 | - | 3 - INDUSTRIAL | David Grace | Jim Allen | 1914.3821 | Option 1 | 2373.4587 | 23.98% | 2393.9788 | 1718.8195 | -10.22% | -27.58% | 1718.8195 | -10.22% | Price Book Data | P. Avo | VOA_GPN_GOV_UK\7243572 | 2021-07-08 | Low | - | Low | - | - | Updated indiced etc. 24/03/2021 - Copied to the latest DCS. | NA | SPONS A&B | 1.561 | (BEAMS Note 2) The ERC for this item should be added to all other rateable items on the hereditament (except land). Therefore the total of the ERC of the other Building Items and the P&M ERC (where applicable) to enable the correct contract size adjustment to be made. ERC of Building Component + ERC of P&M = Total ERC to which contract size adjustment should be applied. The appropriate % adjustment should be made in accordance with the scale for contract size adjustment specified under section 6 of the RCG 2021 Guidance notes. The currency ERC rates are set at £4m (Four Million Pounds) @ 1st April 2019 (AVD) for the RCG 2021 Publication. | - | - | 2 | TRUE
3055 | 41P707 | 5782 | 41P707 | Industrial Buildings | Insulated Buildings | Sheet Metal Cladding | 101 - 250m2 | Eaves Height - 22m | Building Area only; Site strip vegetation; Strip foundations; Column bases; Insulated Concrete GF slab with DPM and Mesh,150 thick up to 10,000m2, 200mm thick over 10,000m2 GIA; Steel Portal frame with bolts and baseplates; Coated galvanised trapezoidal roof sheets with insulation on steel purlins; Roof lights; valley gutters; matching fascia and soffit; Rainwater downpipes and gutters; trapezoidal insulated wall system cladding on cladding rails; External roller shutter doors and personnel doors; Single phase electrics, lighting and power; Gas fuelled hot air burners; Underslab storm drainage from internal downpipes on building area greater than 1,000m2; | Location Adjustment Applicable (See Guidance Notes) - ERC = UK mean of 1.00 | (BEAMS Note 2) The ERC for this item should be added to all other rateable items on the hereditament (except land). Therefore the total of the ERC of the other Building Items and the P&M ERC (where applicable) to enable the correct contract size adjustment to be made. ERC of Building Component + ERC of P&M = Total ERC to which contract size adjustment should be applied. The appropriate % adjustment should be made in accordance with the scale for contract size adjustment specified under section 6 of the RCG 2023 Guidance notes. The currency ERC rates are set at £4m (Four Million Pounds) @ 1st April 2021 (AVD) for the RCG 2023 Publication. | The data consists of a typical Industrial shell. Works include the Industrial shell as described and includes works up to 1m perimeter to the building (1m wide paving slabs & foul/storm drainage), The cost include 2 no. personnel doors and roller shutters are included at 1 door up to 1,000m2 , 2 roller doors over 1,000m2 (GIA), and 4 roller doors over 5,000m2. Costs are for the shell only and do not include for internal rooms such as offices or toilets which should be added for seperately. See Variations for assistance. | - | - | - | - | - | Cavity Wall construction to lower walls should be added by measuring wall area at an E/O rate of £102m2, single block walls are cost neutral. Additional roller shutter doors over and above the beacon specification at should be added at additonal cost of £ 232 each (4 x 4m) . Additional personnel doors over the assumed 2nr. - add £1,077 each. If no heating is present a deduction of £28m2 (GIA) should be made to the beacon cost. Internal offices (in Industrial complexes) should be added by reference to Cost Guide code series 42P04A -42P40V, Internal WC - 42P40W, amenity blocks - showers & toilets (New code TBC) & Canteens (New CodeTBC) | - | - | 10102 | 41P399 | m2 | - | 3 - INDUSTRIAL | David Grace | Jim Allen | 952.5781 | Option 1 | 1181.0102 | 23.98% | 1540.0397 | 1105.7116 | 16.08% | -6.376% | 1105.7116 | 16.08% | Price Book Data | P. Avo | VOA_GPN_GOV_UK\7243572 | 2021-07-08 | Low | - | Low | - | - | Updated indiced etc. 24/03/2021 - Copied to the latest DCS. | NA | SPONS A&B | 1.561 | (BEAMS Note 2) The ERC for this item should be added to all other rateable items on the hereditament (except land). Therefore the total of the ERC of the other Building Items and the P&M ERC (where applicable) to enable the correct contract size adjustment to be made. ERC of Building Component + ERC of P&M = Total ERC to which contract size adjustment should be applied. The appropriate % adjustment should be made in accordance with the scale for contract size adjustment specified under section 6 of the RCG 2021 Guidance notes. The currency ERC rates are set at £4m (Four Million Pounds) @ 1st April 2019 (AVD) for the RCG 2021 Publication. | - | - | 2 | TRUE
3056 | 41P708 | 5783 | 41P708 | Industrial Buildings | Insulated Buildings | Sheet Metal Cladding | 101 - 250m2 | Eaves Height - 23m | Building Area only; Site strip vegetation; Strip foundations; Column bases; Insulated Concrete GF slab with DPM and Mesh,150 thick up to 10,000m2, 200mm thick over 10,000m2 GIA; Steel Portal frame with bolts and baseplates; Coated galvanised trapezoidal roof sheets with insulation on steel purlins; Roof lights; valley gutters; matching fascia and soffit; Rainwater downpipes and gutters; trapezoidal insulated wall system cladding on cladding rails; External roller shutter doors and personnel doors; Single phase electrics, lighting and power; Gas fuelled hot air burners; Underslab storm drainage from internal downpipes on building area greater than 1,000m2; | Location Adjustment Applicable (See Guidance Notes) - ERC = UK mean of 1.00 | (BEAMS Note 2) The ERC for this item should be added to all other rateable items on the hereditament (except land). Therefore the total of the ERC of the other Building Items and the P&M ERC (where applicable) to enable the correct contract size adjustment to be made. ERC of Building Component + ERC of P&M = Total ERC to which contract size adjustment should be applied. The appropriate % adjustment should be made in accordance with the scale for contract size adjustment specified under section 6 of the RCG 2023 Guidance notes. The currency ERC rates are set at £4m (Four Million Pounds) @ 1st April 2021 (AVD) for the RCG 2023 Publication. | The data consists of a typical Industrial shell. Works include the Industrial shell as described and includes works up to 1m perimeter to the building (1m wide paving slabs & foul/storm drainage), The cost include 2 no. personnel doors and roller shutters are included at 1 door up to 1,000m2 , 2 roller doors over 1,000m2 (GIA), and 4 roller doors over 5,000m2. Costs are for the shell only and do not include for internal rooms such as offices or toilets which should be added for seperately. See Variations for assistance. | - | - | - | - | - | Cavity Wall construction to lower walls should be added by measuring wall area at an E/O rate of £102m2, single block walls are cost neutral. Additional roller shutter doors over and above the beacon specification at should be added at additonal cost of £ 232 each (4 x 4m) . Additional personnel doors over the assumed 2nr. - add £1,077 each. If no heating is present a deduction of £28m2 (GIA) should be made to the beacon cost. Internal offices (in Industrial complexes) should be added by reference to Cost Guide code series 42P04A -42P40V, Internal WC - 42P40W, amenity blocks - showers & toilets (New code TBC) & Canteens (New CodeTBC) | - | - | 10102 | 41P400 | m2 | - | 3 - INDUSTRIAL | David Grace | Jim Allen | 982.5624 | Option 1 | 1218.1848 | 23.98% | 1573.5947 | 1129.8034 | 14.99% | -7.255% | 1129.8034 | 14.99% | Price Book Data | P. Avo | VOA_GPN_GOV_UK\7243572 | 2021-07-08 | Low | - | Low | - | - | Updated indiced etc. 24/03/2021 - Copied to the latest DCS. | NA | SPONS A&B | 1.561 | (BEAMS Note 2) The ERC for this item should be added to all other rateable items on the hereditament (except land). Therefore the total of the ERC of the other Building Items and the P&M ERC (where applicable) to enable the correct contract size adjustment to be made. ERC of Building Component + ERC of P&M = Total ERC to which contract size adjustment should be applied. The appropriate % adjustment should be made in accordance with the scale for contract size adjustment specified under section 6 of the RCG 2021 Guidance notes. The currency ERC rates are set at £4m (Four Million Pounds) @ 1st April 2019 (AVD) for the RCG 2021 Publication. | - | - | 2 | TRUE
3057 | 41P709 | 5784 | 41P709 | Industrial Buildings | Insulated Buildings | Sheet Metal Cladding | 101 - 250m2 | Eaves Height - 24m | Building Area only; Site strip vegetation; Strip foundations; Column bases; Insulated Concrete GF slab with DPM and Mesh,150 thick up to 10,000m2, 200mm thick over 10,000m2 GIA; Steel Portal frame with bolts and baseplates; Coated galvanised trapezoidal roof sheets with insulation on steel purlins; Roof lights; valley gutters; matching fascia and soffit; Rainwater downpipes and gutters; trapezoidal insulated wall system cladding on cladding rails; External roller shutter doors and personnel doors; Single phase electrics, lighting and power; Gas fuelled hot air burners; Underslab storm drainage from internal downpipes on building area greater than 1,000m2; | Location Adjustment Applicable (See Guidance Notes) - ERC = UK mean of 1.00 | (BEAMS Note 2) The ERC for this item should be added to all other rateable items on the hereditament (except land). Therefore the total of the ERC of the other Building Items and the P&M ERC (where applicable) to enable the correct contract size adjustment to be made. ERC of Building Component + ERC of P&M = Total ERC to which contract size adjustment should be applied. The appropriate % adjustment should be made in accordance with the scale for contract size adjustment specified under section 6 of the RCG 2023 Guidance notes. The currency ERC rates are set at £4m (Four Million Pounds) @ 1st April 2021 (AVD) for the RCG 2023 Publication. | The data consists of a typical Industrial shell. Works include the Industrial shell as described and includes works up to 1m perimeter to the building (1m wide paving slabs & foul/storm drainage), The cost include 2 no. personnel doors and roller shutters are included at 1 door up to 1,000m2 , 2 roller doors over 1,000m2 (GIA), and 4 roller doors over 5,000m2. Costs are for the shell only and do not include for internal rooms such as offices or toilets which should be added for seperately. See Variations for assistance. | - | - | - | - | - | Cavity Wall construction to lower walls should be added by measuring wall area at an E/O rate of £102m2, single block walls are cost neutral. Additional roller shutter doors over and above the beacon specification at should be added at additonal cost of £ 232 each (4 x 4m) . Additional personnel doors over the assumed 2nr. - add £1,077 each. If no heating is present a deduction of £28m2 (GIA) should be made to the beacon cost. Internal offices (in Industrial complexes) should be added by reference to Cost Guide code series 42P04A -42P40V, Internal WC - 42P40W, amenity blocks - showers & toilets (New code TBC) & Canteens (New CodeTBC) | - | - | 10102 | 41P401 | m2 | - | 3 - INDUSTRIAL | David Grace | Jim Allen | 1012.5467 | Option 1 | 1255.3595 | 23.98% | 1607.1498 | 1153.8951 | 13.96% | -8.082% | 1153.8951 | 13.96% | Price Book Data | P. Avo | VOA_GPN_GOV_UK\7243572 | 2021-07-08 | Low | - | Low | - | - | Updated indiced etc. 24/03/2021 - Copied to the latest DCS. | NA | SPONS A&B | 1.561 | (BEAMS Note 2) The ERC for this item should be added to all other rateable items on the hereditament (except land). Therefore the total of the ERC of the other Building Items and the P&M ERC (where applicable) to enable the correct contract size adjustment to be made. ERC of Building Component + ERC of P&M = Total ERC to which contract size adjustment should be applied. The appropriate % adjustment should be made in accordance with the scale for contract size adjustment specified under section 6 of the RCG 2021 Guidance notes. The currency ERC rates are set at £4m (Four Million Pounds) @ 1st April 2019 (AVD) for the RCG 2021 Publication. | - | - | 2 | TRUE
3058 | 41P710 | 5799 | 41P710 | Industrial Buildings | Insulated Buildings | Sheet Metal Cladding | 101 - 250m2 | Eaves Height - 25m | Building Area only; Site strip vegetation; Strip foundations; Column bases; Insulated Concrete GF slab with DPM and Mesh,150 thick up to 10,000m2, 200mm thick over 10,000m2 GIA; Steel Portal frame with bolts and baseplates; Coated galvanised trapezoidal roof sheets with insulation on steel purlins; Roof lights; valley gutters; matching fascia and soffit; Rainwater downpipes and gutters; trapezoidal insulated wall system cladding on cladding rails; External roller shutter doors and personnel doors; Single phase electrics, lighting and power; Gas fuelled hot air burners; Underslab storm drainage from internal downpipes on building area greater than 1,000m2; | Location Adjustment Applicable (See Guidance Notes) - ERC = UK mean of 1.00 | (BEAMS Note 2) The ERC for this item should be added to all other rateable items on the hereditament (except land). Therefore the total of the ERC of the other Building Items and the P&M ERC (where applicable) to enable the correct contract size adjustment to be made. ERC of Building Component + ERC of P&M = Total ERC to which contract size adjustment should be applied. The appropriate % adjustment should be made in accordance with the scale for contract size adjustment specified under section 6 of the RCG 2023 Guidance notes. The currency ERC rates are set at £4m (Four Million Pounds) @ 1st April 2021 (AVD) for the RCG 2023 Publication. | The data consists of a typical Industrial shell. Works include the Industrial shell as described and includes works up to 1m perimeter to the building (1m wide paving slabs & foul/storm drainage), The cost include 2 no. personnel doors and roller shutters are included at 1 door up to 1,000m2 , 2 roller doors over 1,000m2 (GIA), and 4 roller doors over 5,000m2. Costs are for the shell only and do not include for internal rooms such as offices or toilets which should be added for seperately. See Variations for assistance. | - | - | - | - | - | Cavity Wall construction to lower walls should be added by measuring wall area at an E/O rate of £102m2, single block walls are cost neutral. Additional roller shutter doors over and above the beacon specification at should be added at additonal cost of £ 232 each (4 x 4m) . Additional personnel doors over the assumed 2nr. - add £1,077 each. If no heating is present a deduction of £28m2 (GIA) should be made to the beacon cost. Internal offices (in Industrial complexes) should be added by reference to Cost Guide code series 42P04A -42P40V, Internal WC - 42P40W, amenity blocks - showers & toilets (New code TBC) & Canteens (New CodeTBC) | - | - | 10102 | 41P402 | m2 | - | 3 - INDUSTRIAL | David Grace | Jim Allen | 1042.531 | Option 1 | 1292.5342 | 23.98% | 1640.7048 | 1177.9868 | 12.99% | -8.862% | 1177.9868 | 12.99% | Price Book Data | P. Avo | VOA_GPN_GOV_UK\7243572 | 2021-07-08 | Low | - | Low | - | - | Updated indiced etc. 24/03/2021 - Copied to the latest DCS. | NA | SPONS A&B | 1.561 | (BEAMS Note 2) The ERC for this item should be added to all other rateable items on the hereditament (except land). Therefore the total of the ERC of the other Building Items and the P&M ERC (where applicable) to enable the correct contract size adjustment to be made. ERC of Building Component + ERC of P&M = Total ERC to which contract size adjustment should be applied. The appropriate % adjustment should be made in accordance with the scale for contract size adjustment specified under section 6 of the RCG 2021 Guidance notes. The currency ERC rates are set at £4m (Four Million Pounds) @ 1st April 2019 (AVD) for the RCG 2021 Publication. | - | - | 2 | TRUE
3059 | 41P711 | 5800 | 41P711 | Industrial Buildings | Insulated Buildings | Sheet Metal Cladding | 101 - 250m2 | Eaves Height - 26m | Building Area only; Site strip vegetation; Strip foundations; Column bases; Insulated Concrete GF slab with DPM and Mesh,150 thick up to 10,000m2, 200mm thick over 10,000m2 GIA; Steel Portal frame with bolts and baseplates; Coated galvanised trapezoidal roof sheets with insulation on steel purlins; Roof lights; valley gutters; matching fascia and soffit; Rainwater downpipes and gutters; trapezoidal insulated wall system cladding on cladding rails; External roller shutter doors and personnel doors; Single phase electrics, lighting and power; Gas fuelled hot air burners; Underslab storm drainage from internal downpipes on building area greater than 1,000m2; | Location Adjustment Applicable (See Guidance Notes) - ERC = UK mean of 1.00 | (BEAMS Note 2) The ERC for this item should be added to all other rateable items on the hereditament (except land). Therefore the total of the ERC of the other Building Items and the P&M ERC (where applicable) to enable the correct contract size adjustment to be made. ERC of Building Component + ERC of P&M = Total ERC to which contract size adjustment should be applied. The appropriate % adjustment should be made in accordance with the scale for contract size adjustment specified under section 6 of the RCG 2023 Guidance notes. The currency ERC rates are set at £4m (Four Million Pounds) @ 1st April 2021 (AVD) for the RCG 2023 Publication. | The data consists of a typical Industrial shell. Works include the Industrial shell as described and includes works up to 1m perimeter to the building (1m wide paving slabs & foul/storm drainage), The cost include 2 no. personnel doors and roller shutters are included at 1 door up to 1,000m2 , 2 roller doors over 1,000m2 (GIA), and 4 roller doors over 5,000m2. Costs are for the shell only and do not include for internal rooms such as offices or toilets which should be added for seperately. See Variations for assistance. | - | - | - | - | - | Cavity Wall construction to lower walls should be added by measuring wall area at an E/O rate of £102m2, single block walls are cost neutral. Additional roller shutter doors over and above the beacon specification at should be added at additonal cost of £ 232 each (4 x 4m) . Additional personnel doors over the assumed 2nr. - add £1,077 each. If no heating is present a deduction of £28m2 (GIA) should be made to the beacon cost. Internal offices (in Industrial complexes) should be added by reference to Cost Guide code series 42P04A -42P40V, Internal WC - 42P40W, amenity blocks - showers & toilets (New code TBC) & Canteens (New CodeTBC) | - | - | 10102 | 41P403 | m2 | - | 3 - INDUSTRIAL | David Grace | Jim Allen | 1080.2035 | Option 1 | 1339.2408 | 23.98% | 1674.2599 | 1202.0786 | 11.28% | -10.24% | 1202.0786 | 11.28% | Price Book Data | P. Avo | VOA_GPN_GOV_UK\7243572 | 2021-07-08 | Low | - | Low | - | - | Updated indiced etc. 24/03/2021 - Copied to the latest DCS. Wrong code, now corrected. | NA | SPONS A&B | 1.561 | (BEAMS Note 2) The ERC for this item should be added to all other rateable items on the hereditament (except land). Therefore the total of the ERC of the other Building Items and the P&M ERC (where applicable) to enable the correct contract size adjustment to be made. ERC of Building Component + ERC of P&M = Total ERC to which contract size adjustment should be applied. The appropriate % adjustment should be made in accordance with the scale for contract size adjustment specified under section 6 of the RCG 2021 Guidance notes. The currency ERC rates are set at £4m (Four Million Pounds) @ 1st April 2019 (AVD) for the RCG 2021 Publication. | - | - | 2 | TRUE
3060 | 41P712 | 5801 | 41P712 | Industrial Buildings | Insulated Buildings | Sheet Metal Cladding | 101 - 250m2 | Eaves Height - 27m | Building Area only; Site strip vegetation; Strip foundations; Column bases; Insulated Concrete GF slab with DPM and Mesh,150 thick up to 10,000m2, 200mm thick over 10,000m2 GIA; Steel Portal frame with bolts and baseplates; Coated galvanised trapezoidal roof sheets with insulation on steel purlins; Roof lights; valley gutters; matching fascia and soffit; Rainwater downpipes and gutters; trapezoidal insulated wall system cladding on cladding rails; External roller shutter doors and personnel doors; Single phase electrics, lighting and power; Gas fuelled hot air burners; Underslab storm drainage from internal downpipes on building area greater than 1,000m2; | Location Adjustment Applicable (See Guidance Notes) - ERC = UK mean of 1.00 | (BEAMS Note 2) The ERC for this item should be added to all other rateable items on the hereditament (except land). Therefore the total of the ERC of the other Building Items and the P&M ERC (where applicable) to enable the correct contract size adjustment to be made. ERC of Building Component + ERC of P&M = Total ERC to which contract size adjustment should be applied. The appropriate % adjustment should be made in accordance with the scale for contract size adjustment specified under section 6 of the RCG 2023 Guidance notes. The currency ERC rates are set at £4m (Four Million Pounds) @ 1st April 2021 (AVD) for the RCG 2023 Publication. | The data consists of a typical Industrial shell. Works include the Industrial shell as described and includes works up to 1m perimeter to the building (1m wide paving slabs & foul/storm drainage), The cost include 2 no. personnel doors and roller shutters are included at 1 door up to 1,000m2 , 2 roller doors over 1,000m2 (GIA), and 4 roller doors over 5,000m2. Costs are for the shell only and do not include for internal rooms such as offices or toilets which should be added for seperately. See Variations for assistance. | - | - | - | - | - | Cavity Wall construction to lower walls should be added by measuring wall area at an E/O rate of £102m2, single block walls are cost neutral. Additional roller shutter doors over and above the beacon specification at should be added at additonal cost of £ 232 each (4 x 4m) . Additional personnel doors over the assumed 2nr. - add £1,077 each. If no heating is present a deduction of £28m2 (GIA) should be made to the beacon cost. Internal offices (in Industrial complexes) should be added by reference to Cost Guide code series 42P04A -42P40V, Internal WC - 42P40W, amenity blocks - showers & toilets (New code TBC) & Canteens (New CodeTBC) | - | - | 10102 | 41P404 | m2 | - | 3 - INDUSTRIAL | David Grace | Jim Allen | 1115.5696 | Option 1 | 1383.0878 | 23.98% | 1707.815 | 1226.1703 | 9.914% | -11.35% | 1226.1703 | 9.914% | Price Book Data | P. Avo | VOA_GPN_GOV_UK\7243572 | 2021-07-08 | Low | - | Low | - | - | Updated indiced etc. 24/03/2021 - Copied to the latest DCS. | NA | SPONS A&B | 1.561 | (BEAMS Note 2) The ERC for this item should be added to all other rateable items on the hereditament (except land). Therefore the total of the ERC of the other Building Items and the P&M ERC (where applicable) to enable the correct contract size adjustment to be made. ERC of Building Component + ERC of P&M = Total ERC to which contract size adjustment should be applied. The appropriate % adjustment should be made in accordance with the scale for contract size adjustment specified under section 6 of the RCG 2021 Guidance notes. The currency ERC rates are set at £4m (Four Million Pounds) @ 1st April 2019 (AVD) for the RCG 2021 Publication. | - | - | 2 | TRUE
3061 | 41P713 | 5802 | 41P713 | Industrial Buildings | Insulated Buildings | Sheet Metal Cladding | 101 - 250m2 | Eaves Height - 28m | Building Area only; Site strip vegetation; Strip foundations; Column bases; Insulated Concrete GF slab with DPM and Mesh,150 thick up to 10,000m2, 200mm thick over 10,000m2 GIA; Steel Portal frame with bolts and baseplates; Coated galvanised trapezoidal roof sheets with insulation on steel purlins; Roof lights; valley gutters; matching fascia and soffit; Rainwater downpipes and gutters; trapezoidal insulated wall system cladding on cladding rails; External roller shutter doors and personnel doors; Single phase electrics, lighting and power; Gas fuelled hot air burners; Underslab storm drainage from internal downpipes on building area greater than 1,000m2; | Location Adjustment Applicable (See Guidance Notes) - ERC = UK mean of 1.00 | (BEAMS Note 2) The ERC for this item should be added to all other rateable items on the hereditament (except land). Therefore the total of the ERC of the other Building Items and the P&M ERC (where applicable) to enable the correct contract size adjustment to be made. ERC of Building Component + ERC of P&M = Total ERC to which contract size adjustment should be applied. The appropriate % adjustment should be made in accordance with the scale for contract size adjustment specified under section 6 of the RCG 2023 Guidance notes. The currency ERC rates are set at £4m (Four Million Pounds) @ 1st April 2021 (AVD) for the RCG 2023 Publication. | The data consists of a typical Industrial shell. Works include the Industrial shell as described and includes works up to 1m perimeter to the building (1m wide paving slabs & foul/storm drainage), The cost include 2 no. personnel doors and roller shutters are included at 1 door up to 1,000m2 , 2 roller doors over 1,000m2 (GIA), and 4 roller doors over 5,000m2. Costs are for the shell only and do not include for internal rooms such as offices or toilets which should be added for seperately. See Variations for assistance. | - | - | - | - | - | Cavity Wall construction to lower walls should be added by measuring wall area at an E/O rate of £102m2, single block walls are cost neutral. Additional roller shutter doors over and above the beacon specification at should be added at additonal cost of £ 232 each (4 x 4m) . Additional personnel doors over the assumed 2nr. - add £1,077 each. If no heating is present a deduction of £28m2 (GIA) should be made to the beacon cost. Internal offices (in Industrial complexes) should be added by reference to Cost Guide code series 42P04A -42P40V, Internal WC - 42P40W, amenity blocks - showers & toilets (New code TBC) & Canteens (New CodeTBC) | - | - | 10102 | 41P405 | m2 | - | 3 - INDUSTRIAL | David Grace | Jim Allen | 1151.7046 | Option 1 | 1427.888 | 23.98% | 1741.37 | 1250.262 | 8.558% | -12.44% | 1250.262 | 8.558% | Price Book Data | P. Avo | VOA_GPN_GOV_UK\7243572 | 2021-07-08 | Low | - | Low | - | - | Updated indiced etc. 24/03/2021 - Copied to the latest DCS. | NA | SPONS A&B | 1.561 | (BEAMS Note 2) The ERC for this item should be added to all other rateable items on the hereditament (except land). Therefore the total of the ERC of the other Building Items and the P&M ERC (where applicable) to enable the correct contract size adjustment to be made. ERC of Building Component + ERC of P&M = Total ERC to which contract size adjustment should be applied. The appropriate % adjustment should be made in accordance with the scale for contract size adjustment specified under section 6 of the RCG 2021 Guidance notes. The currency ERC rates are set at £4m (Four Million Pounds) @ 1st April 2019 (AVD) for the RCG 2021 Publication. | - | - | 2 | TRUE
3062 | 41P714 | 5803 | 41P714 | Industrial Buildings | Insulated Buildings | Sheet Metal Cladding | 101 - 250m2 | Eaves Height - 29m | Building Area only; Site strip vegetation; Strip foundations; Column bases; Insulated Concrete GF slab with DPM and Mesh,150 thick up to 10,000m2, 200mm thick over 10,000m2 GIA; Steel Portal frame with bolts and baseplates; Coated galvanised trapezoidal roof sheets with insulation on steel purlins; Roof lights; valley gutters; matching fascia and soffit; Rainwater downpipes and gutters; trapezoidal insulated wall system cladding on cladding rails; External roller shutter doors and personnel doors; Single phase electrics, lighting and power; Gas fuelled hot air burners; Underslab storm drainage from internal downpipes on building area greater than 1,000m2; | Location Adjustment Applicable (See Guidance Notes) - ERC = UK mean of 1.00 | (BEAMS Note 2) The ERC for this item should be added to all other rateable items on the hereditament (except land). Therefore the total of the ERC of the other Building Items and the P&M ERC (where applicable) to enable the correct contract size adjustment to be made. ERC of Building Component + ERC of P&M = Total ERC to which contract size adjustment should be applied. The appropriate % adjustment should be made in accordance with the scale for contract size adjustment specified under section 6 of the RCG 2023 Guidance notes. The currency ERC rates are set at £4m (Four Million Pounds) @ 1st April 2021 (AVD) for the RCG 2023 Publication. | The data consists of a typical Industrial shell. Works include the Industrial shell as described and includes works up to 1m perimeter to the building (1m wide paving slabs & foul/storm drainage), The cost include 2 no. personnel doors and roller shutters are included at 1 door up to 1,000m2 , 2 roller doors over 1,000m2 (GIA), and 4 roller doors over 5,000m2. Costs are for the shell only and do not include for internal rooms such as offices or toilets which should be added for seperately. See Variations for assistance. | - | - | - | - | - | Cavity Wall construction to lower walls should be added by measuring wall area at an E/O rate of £102m2, single block walls are cost neutral. Additional roller shutter doors over and above the beacon specification at should be added at additonal cost of £ 232 each (4 x 4m) . Additional personnel doors over the assumed 2nr. - add £1,077 each. If no heating is present a deduction of £28m2 (GIA) should be made to the beacon cost. Internal offices (in Industrial complexes) should be added by reference to Cost Guide code series 42P04A -42P40V, Internal WC - 42P40W, amenity blocks - showers & toilets (New code TBC) & Canteens (New CodeTBC) | - | - | 10102 | 41P406 | m2 | - | 3 - INDUSTRIAL | David Grace | Jim Allen | 1187.8395 | Option 1 | 1472.6883 | 23.98% | 1774.9251 | 1274.3538 | 7.283% | -13.47% | 1274.3538 | 7.283% | Price Book Data | P. Avo | VOA_GPN_GOV_UK\7243572 | 2021-07-08 | Low | - | Low | - | - | Updated indiced etc. 24/03/2021 - Copied to the latest DCS. | NA | SPONS A&B | 1.561 | (BEAMS Note 2) The ERC for this item should be added to all other rateable items on the hereditament (except land). Therefore the total of the ERC of the other Building Items and the P&M ERC (where applicable) to enable the correct contract size adjustment to be made. ERC of Building Component + ERC of P&M = Total ERC to which contract size adjustment should be applied. The appropriate % adjustment should be made in accordance with the scale for contract size adjustment specified under section 6 of the RCG 2021 Guidance notes. The currency ERC rates are set at £4m (Four Million Pounds) @ 1st April 2019 (AVD) for the RCG 2021 Publication. | - | - | 2 | TRUE
3063 | 41P715 | 5804 | 41P715 | Industrial Buildings | Insulated Buildings | Sheet Metal Cladding | 101 - 250m2 | Eaves Height - 30m | Building Area only; Site strip vegetation; Strip foundations; Column bases; Insulated Concrete GF slab with DPM and Mesh,150 thick up to 10,000m2, 200mm thick over 10,000m2 GIA; Steel Portal frame with bolts and baseplates; Coated galvanised trapezoidal roof sheets with insulation on steel purlins; Roof lights; valley gutters; matching fascia and soffit; Rainwater downpipes and gutters; trapezoidal insulated wall system cladding on cladding rails; External roller shutter doors and personnel doors; Single phase electrics, lighting and power; Gas fuelled hot air burners; Underslab storm drainage from internal downpipes on building area greater than 1,000m2; | Location Adjustment Applicable (See Guidance Notes) - ERC = UK mean of 1.00 | (BEAMS Note 2) The ERC for this item should be added to all other rateable items on the hereditament (except land). Therefore the total of the ERC of the other Building Items and the P&M ERC (where applicable) to enable the correct contract size adjustment to be made. ERC of Building Component + ERC of P&M = Total ERC to which contract size adjustment should be applied. The appropriate % adjustment should be made in accordance with the scale for contract size adjustment specified under section 6 of the RCG 2023 Guidance notes. The currency ERC rates are set at £4m (Four Million Pounds) @ 1st April 2021 (AVD) for the RCG 2023 Publication. | The data consists of a typical Industrial shell. Works include the Industrial shell as described and includes works up to 1m perimeter to the building (1m wide paving slabs & foul/storm drainage), The cost include 2 no. personnel doors and roller shutters are included at 1 door up to 1,000m2 , 2 roller doors over 1,000m2 (GIA), and 4 roller doors over 5,000m2. Costs are for the shell only and do not include for internal rooms such as offices or toilets which should be added for seperately. See Variations for assistance. | - | - | - | - | - | Cavity Wall construction to lower walls should be added by measuring wall area at an E/O rate of £102m2, single block walls are cost neutral. Additional roller shutter doors over and above the beacon specification at should be added at additonal cost of £ 232 each (4 x 4m) . Additional personnel doors over the assumed 2nr. - add £1,077 each. If no heating is present a deduction of £28m2 (GIA) should be made to the beacon cost. Internal offices (in Industrial complexes) should be added by reference to Cost Guide code series 42P04A -42P40V, Internal WC - 42P40W, amenity blocks - showers & toilets (New code TBC) & Canteens (New CodeTBC) | - | - | 10102 | 41P407 | m2 | - | 3 - INDUSTRIAL | David Grace | Jim Allen | 1223.2056 | Option 1 | 1516.5353 | 23.98% | 1808.4802 | 1298.4455 | 6.151% | -14.38% | 1298.4455 | 6.151% | Price Book Data | P. Avo | VOA_GPN_GOV_UK\7243572 | 2021-07-08 | Low | - | Low | - | - | Updated indiced etc. 24/03/2021 - Copied to the latest DCS. | NA | SPONS A&B | 1.561 | (BEAMS Note 2) The ERC for this item should be added to all other rateable items on the hereditament (except land). Therefore the total of the ERC of the other Building Items and the P&M ERC (where applicable) to enable the correct contract size adjustment to be made. ERC of Building Component + ERC of P&M = Total ERC to which contract size adjustment should be applied. The appropriate % adjustment should be made in accordance with the scale for contract size adjustment specified under section 6 of the RCG 2021 Guidance notes. The currency ERC rates are set at £4m (Four Million Pounds) @ 1st April 2019 (AVD) for the RCG 2021 Publication. | - | - | 2 | TRUE
3064 | 41P716 | 5805 | 41P716 | Industrial Buildings | Insulated Buildings | Sheet Metal Cladding | 101 - 250m2 | Eaves Height - 31m | Building Area only; Site strip vegetation; Strip foundations; Column bases; Insulated Concrete GF slab with DPM and Mesh,150 thick up to 10,000m2, 200mm thick over 10,000m2 GIA; Steel Portal frame with bolts and baseplates; Coated galvanised trapezoidal roof sheets with insulation on steel purlins; Roof lights; valley gutters; matching fascia and soffit; Rainwater downpipes and gutters; trapezoidal insulated wall system cladding on cladding rails; External roller shutter doors and personnel doors; Single phase electrics, lighting and power; Gas fuelled hot air burners; Underslab storm drainage from internal downpipes on building area greater than 1,000m2; | Location Adjustment Applicable (See Guidance Notes) - ERC = UK mean of 1.00 | (BEAMS Note 2) The ERC for this item should be added to all other rateable items on the hereditament (except land). Therefore the total of the ERC of the other Building Items and the P&M ERC (where applicable) to enable the correct contract size adjustment to be made. ERC of Building Component + ERC of P&M = Total ERC to which contract size adjustment should be applied. The appropriate % adjustment should be made in accordance with the scale for contract size adjustment specified under section 6 of the RCG 2023 Guidance notes. The currency ERC rates are set at £4m (Four Million Pounds) @ 1st April 2021 (AVD) for the RCG 2023 Publication. | The data consists of a typical Industrial shell. Works include the Industrial shell as described and includes works up to 1m perimeter to the building (1m wide paving slabs & foul/storm drainage), The cost include 2 no. personnel doors and roller shutters are included at 1 door up to 1,000m2 , 2 roller doors over 1,000m2 (GIA), and 4 roller doors over 5,000m2. Costs are for the shell only and do not include for internal rooms such as offices or toilets which should be added for seperately. See Variations for assistance. | - | - | - | - | - | Cavity Wall construction to lower walls should be added by measuring wall area at an E/O rate of £102m2, single block walls are cost neutral. Additional roller shutter doors over and above the beacon specification at should be added at additonal cost of £ 232 each (4 x 4m) . Additional personnel doors over the assumed 2nr. - add £1,077 each. If no heating is present a deduction of £28m2 (GIA) should be made to the beacon cost. Internal offices (in Industrial complexes) should be added by reference to Cost Guide code series 42P04A -42P40V, Internal WC - 42P40W, amenity blocks - showers & toilets (New code TBC) & Canteens (New CodeTBC) | - | - | 10102 | 41P408 | m2 | - | 3 - INDUSTRIAL | David Grace | Jim Allen | 1267.7976 | Option 1 | 1571.8207 | 23.98% | 1842.0352 | 1322.5372 | 4.318% | -15.86% | 1322.5372 | 4.318% | Price Book Data | P. Avo | VOA_GPN_GOV_UK\7243572 | 2021-07-08 | Low | - | Low | - | - | Updated indiced etc. 24/03/2021 - Copied to the latest DCS. | NA | SPONS A&B | 1.561 | (BEAMS Note 2) The ERC for this item should be added to all other rateable items on the hereditament (except land). Therefore the total of the ERC of the other Building Items and the P&M ERC (where applicable) to enable the correct contract size adjustment to be made. ERC of Building Component + ERC of P&M = Total ERC to which contract size adjustment should be applied. The appropriate % adjustment should be made in accordance with the scale for contract size adjustment specified under section 6 of the RCG 2021 Guidance notes. The currency ERC rates are set at £4m (Four Million Pounds) @ 1st April 2019 (AVD) for the RCG 2021 Publication. | - | - | 2 | TRUE
3065 | 41P717 | 5806 | 41P717 | Industrial Buildings | Insulated Buildings | Sheet Metal Cladding | 101 - 250m2 | Eaves Height - 32m | Building Area only; Site strip vegetation; Strip foundations; Column bases; Insulated Concrete GF slab with DPM and Mesh,150 thick up to 10,000m2, 200mm thick over 10,000m2 GIA; Steel Portal frame with bolts and baseplates; Coated galvanised trapezoidal roof sheets with insulation on steel purlins; Roof lights; valley gutters; matching fascia and soffit; Rainwater downpipes and gutters; trapezoidal insulated wall system cladding on cladding rails; External roller shutter doors and personnel doors; Single phase electrics, lighting and power; Gas fuelled hot air burners; Underslab storm drainage from internal downpipes on building area greater than 1,000m2; | Location Adjustment Applicable (See Guidance Notes) - ERC = UK mean of 1.00 | (BEAMS Note 2) The ERC for this item should be added to all other rateable items on the hereditament (except land). Therefore the total of the ERC of the other Building Items and the P&M ERC (where applicable) to enable the correct contract size adjustment to be made. ERC of Building Component + ERC of P&M = Total ERC to which contract size adjustment should be applied. The appropriate % adjustment should be made in accordance with the scale for contract size adjustment specified under section 6 of the RCG 2023 Guidance notes. The currency ERC rates are set at £4m (Four Million Pounds) @ 1st April 2021 (AVD) for the RCG 2023 Publication. | The data consists of a typical Industrial shell. Works include the Industrial shell as described and includes works up to 1m perimeter to the building (1m wide paving slabs & foul/storm drainage), The cost include 2 no. personnel doors and roller shutters are included at 1 door up to 1,000m2 , 2 roller doors over 1,000m2 (GIA), and 4 roller doors over 5,000m2. Costs are for the shell only and do not include for internal rooms such as offices or toilets which should be added for seperately. See Variations for assistance. | - | - | - | - | - | Cavity Wall construction to lower walls should be added by measuring wall area at an E/O rate of £102m2, single block walls are cost neutral. Additional roller shutter doors over and above the beacon specification at should be added at additonal cost of £ 232 each (4 x 4m) . Additional personnel doors over the assumed 2nr. - add £1,077 each. If no heating is present a deduction of £28m2 (GIA) should be made to the beacon cost. Internal offices (in Industrial complexes) should be added by reference to Cost Guide code series 42P04A -42P40V, Internal WC - 42P40W, amenity blocks - showers & toilets (New code TBC) & Canteens (New CodeTBC) | - | - | 10102 | 41P409 | m2 | - | 3 - INDUSTRIAL | David Grace | Jim Allen | 1303.9325 | Option 1 | 1616.6209 | 23.98% | 1875.5903 | 1346.629 | 3.274% | -16.7% | 1346.629 | 3.274% | Price Book Data | P. Avo | VOA_GPN_GOV_UK\7243572 | 2021-07-08 | Low | - | Low | - | - | Updated indiced etc. 24/03/2021 - Copied to the latest DCS. | NA | SPONS A&B | 1.561 | (BEAMS Note 2) The ERC for this item should be added to all other rateable items on the hereditament (except land). Therefore the total of the ERC of the other Building Items and the P&M ERC (where applicable) to enable the correct contract size adjustment to be made. ERC of Building Component + ERC of P&M = Total ERC to which contract size adjustment should be applied. The appropriate % adjustment should be made in accordance with the scale for contract size adjustment specified under section 6 of the RCG 2021 Guidance notes. The currency ERC rates are set at £4m (Four Million Pounds) @ 1st April 2019 (AVD) for the RCG 2021 Publication. | - | - | 2 | TRUE
3066 | 41P718 | 5807 | 41P718 | Industrial Buildings | Insulated Buildings | Sheet Metal Cladding | 101 - 250m2 | Eaves Height - 33m | Building Area only; Site strip vegetation; Strip foundations; Column bases; Insulated Concrete GF slab with DPM and Mesh,150 thick up to 10,000m2, 200mm thick over 10,000m2 GIA; Steel Portal frame with bolts and baseplates; Coated galvanised trapezoidal roof sheets with insulation on steel purlins; Roof lights; valley gutters; matching fascia and soffit; Rainwater downpipes and gutters; trapezoidal insulated wall system cladding on cladding rails; External roller shutter doors and personnel doors; Single phase electrics, lighting and power; Gas fuelled hot air burners; Underslab storm drainage from internal downpipes on building area greater than 1,000m2; | Location Adjustment Applicable (See Guidance Notes) - ERC = UK mean of 1.00 | (BEAMS Note 2) The ERC for this item should be added to all other rateable items on the hereditament (except land). Therefore the total of the ERC of the other Building Items and the P&M ERC (where applicable) to enable the correct contract size adjustment to be made. ERC of Building Component + ERC of P&M = Total ERC to which contract size adjustment should be applied. The appropriate % adjustment should be made in accordance with the scale for contract size adjustment specified under section 6 of the RCG 2023 Guidance notes. The currency ERC rates are set at £4m (Four Million Pounds) @ 1st April 2021 (AVD) for the RCG 2023 Publication. | The data consists of a typical Industrial shell. Works include the Industrial shell as described and includes works up to 1m perimeter to the building (1m wide paving slabs & foul/storm drainage), The cost include 2 no. personnel doors and roller shutters are included at 1 door up to 1,000m2 , 2 roller doors over 1,000m2 (GIA), and 4 roller doors over 5,000m2. Costs are for the shell only and do not include for internal rooms such as offices or toilets which should be added for seperately. See Variations for assistance. | - | - | - | - | - | Cavity Wall construction to lower walls should be added by measuring wall area at an E/O rate of £102m2, single block walls are cost neutral. Additional roller shutter doors over and above the beacon specification at should be added at additonal cost of £ 232 each (4 x 4m) . Additional personnel doors over the assumed 2nr. - add £1,077 each. If no heating is present a deduction of £28m2 (GIA) should be made to the beacon cost. Internal offices (in Industrial complexes) should be added by reference to Cost Guide code series 42P04A -42P40V, Internal WC - 42P40W, amenity blocks - showers & toilets (New code TBC) & Canteens (New CodeTBC) | - | - | 10102 | 41P410 | m2 | - | 3 - INDUSTRIAL | David Grace | Jim Allen | 1339.2986 | Option 1 | 1660.4679 | 23.98% | 1909.1454 | 1370.7207 | 2.346% | -17.45% | 1370.7207 | 2.346% | Price Book Data | P. Avo | VOA_GPN_GOV_UK\7243572 | 2021-07-08 | Low | - | Low | - | - | Updated indiced etc. 24/03/2021 - Copied to the latest DCS. | NA | SPONS A&B | 1.561 | (BEAMS Note 2) The ERC for this item should be added to all other rateable items on the hereditament (except land). Therefore the total of the ERC of the other Building Items and the P&M ERC (where applicable) to enable the correct contract size adjustment to be made. ERC of Building Component + ERC of P&M = Total ERC to which contract size adjustment should be applied. The appropriate % adjustment should be made in accordance with the scale for contract size adjustment specified under section 6 of the RCG 2021 Guidance notes. The currency ERC rates are set at £4m (Four Million Pounds) @ 1st April 2019 (AVD) for the RCG 2021 Publication. | - | - | 2 | TRUE
3067 | 41P719 | 5808 | 41P719 | Industrial Buildings | Insulated Buildings | Sheet Metal Cladding | 101 - 250m2 | Eaves Height - 34m | Building Area only; Site strip vegetation; Strip foundations; Column bases; Insulated Concrete GF slab with DPM and Mesh,150 thick up to 10,000m2, 200mm thick over 10,000m2 GIA; Steel Portal frame with bolts and baseplates; Coated galvanised trapezoidal roof sheets with insulation on steel purlins; Roof lights; valley gutters; matching fascia and soffit; Rainwater downpipes and gutters; trapezoidal insulated wall system cladding on cladding rails; External roller shutter doors and personnel doors; Single phase electrics, lighting and power; Gas fuelled hot air burners; Underslab storm drainage from internal downpipes on building area greater than 1,000m2; | Location Adjustment Applicable (See Guidance Notes) - ERC = UK mean of 1.00 | (BEAMS Note 2) The ERC for this item should be added to all other rateable items on the hereditament (except land). Therefore the total of the ERC of the other Building Items and the P&M ERC (where applicable) to enable the correct contract size adjustment to be made. ERC of Building Component + ERC of P&M = Total ERC to which contract size adjustment should be applied. The appropriate % adjustment should be made in accordance with the scale for contract size adjustment specified under section 6 of the RCG 2023 Guidance notes. The currency ERC rates are set at £4m (Four Million Pounds) @ 1st April 2021 (AVD) for the RCG 2023 Publication. | The data consists of a typical Industrial shell. Works include the Industrial shell as described and includes works up to 1m perimeter to the building (1m wide paving slabs & foul/storm drainage), The cost include 2 no. personnel doors and roller shutters are included at 1 door up to 1,000m2 , 2 roller doors over 1,000m2 (GIA), and 4 roller doors over 5,000m2. Costs are for the shell only and do not include for internal rooms such as offices or toilets which should be added for seperately. See Variations for assistance. | - | - | - | - | - | Cavity Wall construction to lower walls should be added by measuring wall area at an E/O rate of £102m2, single block walls are cost neutral. Additional roller shutter doors over and above the beacon specification at should be added at additonal cost of £ 232 each (4 x 4m) . Additional personnel doors over the assumed 2nr. - add £1,077 each. If no heating is present a deduction of £28m2 (GIA) should be made to the beacon cost. Internal offices (in Industrial complexes) should be added by reference to Cost Guide code series 42P04A -42P40V, Internal WC - 42P40W, amenity blocks - showers & toilets (New code TBC) & Canteens (New CodeTBC) | - | - | 10102 | 41P411 | m2 | - | 3 - INDUSTRIAL | David Grace | Jim Allen | 1375.4335 | Option 1 | 1705.2681 | 23.98% | 1942.7004 | 1394.8124 | 1.409% | -18.21% | 1394.8124 | 1.409% | Price Book Data | P. Avo | VOA_GPN_GOV_UK\7243572 | 2021-10-08 | Low | - | Low | - | - | Updated indiced etc. 24/03/2021 - Copied to the latest DCS. | NA | SPONS A&B | 1.561 | (BEAMS Note 2) The ERC for this item should be added to all other rateable items on the hereditament (except land). Therefore the total of the ERC of the other Building Items and the P&M ERC (where applicable) to enable the correct contract size adjustment to be made. ERC of Building Component + ERC of P&M = Total ERC to which contract size adjustment should be applied. The appropriate % adjustment should be made in accordance with the scale for contract size adjustment specified under section 6 of the RCG 2021 Guidance notes. The currency ERC rates are set at £4m (Four Million Pounds) @ 1st April 2019 (AVD) for the RCG 2021 Publication. | - | - | 2 | TRUE
3068 | 41P720 | 5515 | 41P720 | Industrial Buildings | Insulated Buildings | Sheet Metal Cladding | 101 - 250m2 | Eaves Height - 35m | Building Area only; Site strip vegetation; Strip foundations; Column bases; Insulated Concrete GF slab with DPM and Mesh,150 thick up to 10,000m2, 200mm thick over 10,000m2 GIA; Steel Portal frame with bolts and baseplates; Coated galvanised trapezoidal roof sheets with insulation on steel purlins; Roof lights; valley gutters; matching fascia and soffit; Rainwater downpipes and gutters; trapezoidal insulated wall system cladding on cladding rails; External roller shutter doors and personnel doors; Single phase electrics, lighting and power; Gas fuelled hot air burners; Underslab storm drainage from internal downpipes on building area greater than 1,000m2; | Location Adjustment Applicable (See Guidance Notes) - ERC = UK mean of 1.00 | (BEAMS Note 2) The ERC for this item should be added to all other rateable items on the hereditament (except land). Therefore the total of the ERC of the other Building Items and the P&M ERC (where applicable) to enable the correct contract size adjustment to be made. ERC of Building Component + ERC of P&M = Total ERC to which contract size adjustment should be applied. The appropriate % adjustment should be made in accordance with the scale for contract size adjustment specified under section 6 of the RCG 2023 Guidance notes. The currency ERC rates are set at £4m (Four Million Pounds) @ 1st April 2021 (AVD) for the RCG 2023 Publication. | The data consists of a typical Industrial shell. Works include the Industrial shell as described and includes works up to 1m perimeter to the building (1m wide paving slabs & foul/storm drainage), The cost include 2 no. personnel doors and roller shutters are included at 1 door up to 1,000m2 , 2 roller doors over 1,000m2 (GIA), and 4 roller doors over 5,000m2. Costs are for the shell only and do not include for internal rooms such as offices or toilets which should be added for seperately. See Variations for assistance. | - | - | - | - | - | Cavity Wall construction to lower walls should be added by measuring wall area at an E/O rate of £102m2, single block walls are cost neutral. Additional roller shutter doors over and above the beacon specification at should be added at additonal cost of £ 232 each (4 x 4m) . Additional personnel doors over the assumed 2nr. - add £1,077 each. If no heating is present a deduction of £28m2 (GIA) should be made to the beacon cost. Internal offices (in Industrial complexes) should be added by reference to Cost Guide code series 42P04A -42P40V, Internal WC - 42P40W, amenity blocks - showers & toilets (New code TBC) & Canteens (New CodeTBC) | - | - | 10102 | 41P412 | m2 | - | 3 - INDUSTRIAL | David Grace | Jim Allen | 1410.7996 | Option 1 | 1749.1152 | 23.98% | 1976.2555 | 1418.9042 | 0.5745% | -18.88% | 1418.9042 | 0.5745% | Price Book Data | P. Avo | VOA_GPN_GOV_UK\7243572 | 2021-07-08 | Low | - | Low | - | - | Updated indiced etc. 24/03/2021 - Copied to the latest DCS. | NA | SPONS A&B | 1.561 | (BEAMS Note 2) The ERC for this item should be added to all other rateable items on the hereditament (except land). Therefore the total of the ERC of the other Building Items and the P&M ERC (where applicable) to enable the correct contract size adjustment to be made. ERC of Building Component + ERC of P&M = Total ERC to which contract size adjustment should be applied. The appropriate % adjustment should be made in accordance with the scale for contract size adjustment specified under section 6 of the RCG 2021 Guidance notes. The currency ERC rates are set at £4m (Four Million Pounds) @ 1st April 2019 (AVD) for the RCG 2021 Publication. | - | - | 2 | TRUE
3069 | 41P730 | 5536 | 41P730 | Industrial Buildings | Insulated Buildings | Sheet Metal Cladding | 251 - 500m2 | Eaves Height - 21m | Building Area only; Site strip vegetation; Strip foundations; Column bases; Insulated Concrete GF slab with DPM and Mesh,150 thick up to 10,000m2, 200mm thick over 10,000m2 GIA; Steel Portal frame with bolts and baseplates; Coated galvanised trapezoidal roof sheets with insulation on steel purlins; Roof lights; valley gutters; matching fascia and soffit; Rainwater downpipes and gutters; trapezoidal insulated wall system cladding on cladding rails; External roller shutter doors and personnel doors; Single phase electrics, lighting and power; Gas fuelled hot air burners; Underslab storm drainage from internal downpipes on building area greater than 1,000m2; | Location Adjustment Applicable (See Guidance Notes) - ERC = UK mean of 1.00 | (BEAMS Note 2) The ERC for this item should be added to all other rateable items on the hereditament (except land). Therefore the total of the ERC of the other Building Items and the P&M ERC (where applicable) to enable the correct contract size adjustment to be made. ERC of Building Component + ERC of P&M = Total ERC to which contract size adjustment should be applied. The appropriate % adjustment should be made in accordance with the scale for contract size adjustment specified under section 6 of the RCG 2023 Guidance notes. The currency ERC rates are set at £4m (Four Million Pounds) @ 1st April 2021 (AVD) for the RCG 2023 Publication. | The data consists of a typical Industrial shell. Works include the Industrial shell as described and includes works up to 1m perimeter to the building (1m wide paving slabs & foul/storm drainage), The cost include 2 no. personnel doors and roller shutters are included at 1 door up to 1,000m2 , 2 roller doors over 1,000m2 (GIA), and 4 roller doors over 5,000m2. Costs are for the shell only and do not include for internal rooms such as offices or toilets which should be added for seperately. See Variations for assistance. | - | - | - | - | - | Cavity Wall construction to lower walls should be added by measuring wall area at an E/O rate of £102m2, single block walls are cost neutral. Additional roller shutter doors over and above the beacon specification at should be added at additonal cost of £ 232 each (4 x 4m) . Additional personnel doors over the assumed 2nr. - add £1,077 each. If no heating is present a deduction of £28m2 (GIA) should be made to the beacon cost. Internal offices (in Industrial complexes) should be added by reference to Cost Guide code series 42P04A -42P40V, Internal WC - 42P40W, amenity blocks - showers & toilets (New code TBC) & Canteens (New CodeTBC) | - | - | 10103 | 41P81V, 41P423 | m2 | - | 3 - INDUSTRIAL | David Grace | Jim Allen | 693.483 | Option 1 | 859.783 | 23.98% | 1082.2166 | 777.0057 | 12.04% | -9.628% | 777.0057 | 12.04% | Price Book Data | P. Avo | VOA_GPN_GOV_UK\7243572 | 2021-07-08 | Low | - | Low | - | - | Updated indiced etc. 06/04/2021 - Copied to the latest DCS. | NA | SPONS A&B | 1.561 | (BEAMS Note 2) The ERC for this item should be added to all other rateable items on the hereditament (except land). Therefore the total of the ERC of the other Building Items and the P&M ERC (where applicable) to enable the correct contract size adjustment to be made. ERC of Building Component + ERC of P&M = Total ERC to which contract size adjustment should be applied. The appropriate % adjustment should be made in accordance with the scale for contract size adjustment specified under section 6 of the RCG 2021 Guidance notes. The currency ERC rates are set at £4m (Four Million Pounds) @ 1st April 2019 (AVD) for the RCG 2021 Publication. | - | - | 2 | TRUE
3070 | 41P731 | 5537 | 41P731 | Industrial Buildings | Insulated Buildings | Sheet Metal Cladding | 251 - 500m2 | Eaves Height - 22m | Building Area only; Site strip vegetation; Strip foundations; Column bases; Insulated Concrete GF slab with DPM and Mesh,150 thick up to 10,000m2, 200mm thick over 10,000m2 GIA; Steel Portal frame with bolts and baseplates; Coated galvanised trapezoidal roof sheets with insulation on steel purlins; Roof lights; valley gutters; matching fascia and soffit; Rainwater downpipes and gutters; trapezoidal insulated wall system cladding on cladding rails; External roller shutter doors and personnel doors; Single phase electrics, lighting and power; Gas fuelled hot air burners; Underslab storm drainage from internal downpipes on building area greater than 1,000m2; | Location Adjustment Applicable (See Guidance Notes) - ERC = UK mean of 1.00 | (BEAMS Note 2) The ERC for this item should be added to all other rateable items on the hereditament (except land). Therefore the total of the ERC of the other Building Items and the P&M ERC (where applicable) to enable the correct contract size adjustment to be made. ERC of Building Component + ERC of P&M = Total ERC to which contract size adjustment should be applied. The appropriate % adjustment should be made in accordance with the scale for contract size adjustment specified under section 6 of the RCG 2023 Guidance notes. The currency ERC rates are set at £4m (Four Million Pounds) @ 1st April 2021 (AVD) for the RCG 2023 Publication. | The data consists of a typical Industrial shell. Works include the Industrial shell as described and includes works up to 1m perimeter to the building (1m wide paving slabs & foul/storm drainage), The cost include 2 no. personnel doors and roller shutters are included at 1 door up to 1,000m2 , 2 roller doors over 1,000m2 (GIA), and 4 roller doors over 5,000m2. Costs are for the shell only and do not include for internal rooms such as offices or toilets which should be added for seperately. See Variations for assistance. | - | - | - | - | - | Cavity Wall construction to lower walls should be added by measuring wall area at an E/O rate of £102m2, single block walls are cost neutral. Additional roller shutter doors over and above the beacon specification at should be added at additonal cost of £ 232 each (4 x 4m) . Additional personnel doors over the assumed 2nr. - add £1,077 each. If no heating is present a deduction of £28m2 (GIA) should be made to the beacon cost. Internal offices (in Industrial complexes) should be added by reference to Cost Guide code series 42P04A -42P40V, Internal WC - 42P40W, amenity blocks - showers & toilets (New code TBC) & Canteens (New CodeTBC) | - | - | 10103 | 41P81W, 41P424 | m2 | - | 3 - INDUSTRIAL | David Grace | Jim Allen | 712.7037 | Option 1 | 883.613 | 23.98% | 1102.8356 | 791.8096 | 11.1% | -10.39% | 791.8096 | 11.1% | Price Book Data | P. Avo | VOA_GPN_GOV_UK\7243572 | 2021-07-08 | Low | - | Low | - | - | Updated indiced etc. 06/04/2021 - Copied to the latest DCS. | NA | SPONS A&B | 1.561 | (BEAMS Note 2) The ERC for this item should be added to all other rateable items on the hereditament (except land). Therefore the total of the ERC of the other Building Items and the P&M ERC (where applicable) to enable the correct contract size adjustment to be made. ERC of Building Component + ERC of P&M = Total ERC to which contract size adjustment should be applied. The appropriate % adjustment should be made in accordance with the scale for contract size adjustment specified under section 6 of the RCG 2021 Guidance notes. The currency ERC rates are set at £4m (Four Million Pounds) @ 1st April 2019 (AVD) for the RCG 2021 Publication. | - | - | 2 | TRUE
3071 | 41P732 | 5538 | 41P732 | Industrial Buildings | Insulated Buildings | Sheet Metal Cladding | 251 - 500m2 | Eaves Height - 23m | Building Area only; Site strip vegetation; Strip foundations; Column bases; Insulated Concrete GF slab with DPM and Mesh,150 thick up to 10,000m2, 200mm thick over 10,000m2 GIA; Steel Portal frame with bolts and baseplates; Coated galvanised trapezoidal roof sheets with insulation on steel purlins; Roof lights; valley gutters; matching fascia and soffit; Rainwater downpipes and gutters; trapezoidal insulated wall system cladding on cladding rails; External roller shutter doors and personnel doors; Single phase electrics, lighting and power; Gas fuelled hot air burners; Underslab storm drainage from internal downpipes on building area greater than 1,000m2; | Location Adjustment Applicable (See Guidance Notes) - ERC = UK mean of 1.00 | (BEAMS Note 2) The ERC for this item should be added to all other rateable items on the hereditament (except land). Therefore the total of the ERC of the other Building Items and the P&M ERC (where applicable) to enable the correct contract size adjustment to be made. ERC of Building Component + ERC of P&M = Total ERC to which contract size adjustment should be applied. The appropriate % adjustment should be made in accordance with the scale for contract size adjustment specified under section 6 of the RCG 2023 Guidance notes. The currency ERC rates are set at £4m (Four Million Pounds) @ 1st April 2021 (AVD) for the RCG 2023 Publication. | The data consists of a typical Industrial shell. Works include the Industrial shell as described and includes works up to 1m perimeter to the building (1m wide paving slabs & foul/storm drainage), The cost include 2 no. personnel doors and roller shutters are included at 1 door up to 1,000m2 , 2 roller doors over 1,000m2 (GIA), and 4 roller doors over 5,000m2. Costs are for the shell only and do not include for internal rooms such as offices or toilets which should be added for seperately. See Variations for assistance. | - | - | - | - | - | Cavity Wall construction to lower walls should be added by measuring wall area at an E/O rate of £102m2, single block walls are cost neutral. Additional roller shutter doors over and above the beacon specification at should be added at additonal cost of £ 232 each (4 x 4m) . Additional personnel doors over the assumed 2nr. - add £1,077 each. If no heating is present a deduction of £28m2 (GIA) should be made to the beacon cost. Internal offices (in Industrial complexes) should be added by reference to Cost Guide code series 42P04A -42P40V, Internal WC - 42P40W, amenity blocks - showers & toilets (New code TBC) & Canteens (New CodeTBC) | - | - | 10103 | 41P81X, 41P425 | m2 | - | 3 - INDUSTRIAL | David Grace | Jim Allen | 731.9244 | Option 1 | 907.4429 | 23.98% | 1123.4546 | 806.6136 | 10.2% | -11.11% | 806.6136 | 10.2% | Price Book Data | P. Avo | VOA_GPN_GOV_UK\7243572 | 2021-07-08 | Low | - | Low | - | - | Updated indiced etc. 06/04/2021 - Copied to the latest DCS. | NA | SPONS A&B | 1.561 | (BEAMS Note 2) The ERC for this item should be added to all other rateable items on the hereditament (except land). Therefore the total of the ERC of the other Building Items and the P&M ERC (where applicable) to enable the correct contract size adjustment to be made. ERC of Building Component + ERC of P&M = Total ERC to which contract size adjustment should be applied. The appropriate % adjustment should be made in accordance with the scale for contract size adjustment specified under section 6 of the RCG 2021 Guidance notes. The currency ERC rates are set at £4m (Four Million Pounds) @ 1st April 2019 (AVD) for the RCG 2021 Publication. | - | - | 2 | TRUE
3072 | 41P733 | 5539 | 41P733 | Industrial Buildings | Insulated Buildings | Sheet Metal Cladding | 251 - 500m2 | Eaves Height - 24m | Building Area only; Site strip vegetation; Strip foundations; Column bases; Insulated Concrete GF slab with DPM and Mesh,150 thick up to 10,000m2, 200mm thick over 10,000m2 GIA; Steel Portal frame with bolts and baseplates; Coated galvanised trapezoidal roof sheets with insulation on steel purlins; Roof lights; valley gutters; matching fascia and soffit; Rainwater downpipes and gutters; trapezoidal insulated wall system cladding on cladding rails; External roller shutter doors and personnel doors; Single phase electrics, lighting and power; Gas fuelled hot air burners; Underslab storm drainage from internal downpipes on building area greater than 1,000m2; | Location Adjustment Applicable (See Guidance Notes) - ERC = UK mean of 1.00 | (BEAMS Note 2) The ERC for this item should be added to all other rateable items on the hereditament (except land). Therefore the total of the ERC of the other Building Items and the P&M ERC (where applicable) to enable the correct contract size adjustment to be made. ERC of Building Component + ERC of P&M = Total ERC to which contract size adjustment should be applied. The appropriate % adjustment should be made in accordance with the scale for contract size adjustment specified under section 6 of the RCG 2023 Guidance notes. The currency ERC rates are set at £4m (Four Million Pounds) @ 1st April 2021 (AVD) for the RCG 2023 Publication. | The data consists of a typical Industrial shell. Works include the Industrial shell as described and includes works up to 1m perimeter to the building (1m wide paving slabs & foul/storm drainage), The cost include 2 no. personnel doors and roller shutters are included at 1 door up to 1,000m2 , 2 roller doors over 1,000m2 (GIA), and 4 roller doors over 5,000m2. Costs are for the shell only and do not include for internal rooms such as offices or toilets which should be added for seperately. See Variations for assistance. | - | - | - | - | - | Cavity Wall construction to lower walls should be added by measuring wall area at an E/O rate of £102m2, single block walls are cost neutral. Additional roller shutter doors over and above the beacon specification at should be added at additonal cost of £ 232 each (4 x 4m) . Additional personnel doors over the assumed 2nr. - add £1,077 each. If no heating is present a deduction of £28m2 (GIA) should be made to the beacon cost. Internal offices (in Industrial complexes) should be added by reference to Cost Guide code series 42P04A -42P40V, Internal WC - 42P40W, amenity blocks - showers & toilets (New code TBC) & Canteens (New CodeTBC) | - | - | 10103 | 41P81Y, 41P426 | m2 | - | 3 - INDUSTRIAL | David Grace | Jim Allen | 751.1451 | Option 1 | 931.2728 | 23.98% | 1144.0736 | 821.4175 | 9.355% | -11.8% | 821.4175 | 9.355% | Price Book Data | P. Avo | VOA_GPN_GOV_UK\7243572 | 2021-07-08 | Low | - | Low | - | - | Updated indiced etc. 06/04/2021 - Copied to the latest DCS. | NA | SPONS A&B | 1.561 | (BEAMS Note 2) The ERC for this item should be added to all other rateable items on the hereditament (except land). Therefore the total of the ERC of the other Building Items and the P&M ERC (where applicable) to enable the correct contract size adjustment to be made. ERC of Building Component + ERC of P&M = Total ERC to which contract size adjustment should be applied. The appropriate % adjustment should be made in accordance with the scale for contract size adjustment specified under section 6 of the RCG 2021 Guidance notes. The currency ERC rates are set at £4m (Four Million Pounds) @ 1st April 2019 (AVD) for the RCG 2021 Publication. | - | - | 2 | TRUE
3073 | 41P734 | 5540 | 41P734 | Industrial Buildings | Insulated Buildings | Sheet Metal Cladding | 251 - 500m2 | Eaves Height - 25m | Building Area only; Site strip vegetation; Strip foundations; Column bases; Insulated Concrete GF slab with DPM and Mesh,150 thick up to 10,000m2, 200mm thick over 10,000m2 GIA; Steel Portal frame with bolts and baseplates; Coated galvanised trapezoidal roof sheets with insulation on steel purlins; Roof lights; valley gutters; matching fascia and soffit; Rainwater downpipes and gutters; trapezoidal insulated wall system cladding on cladding rails; External roller shutter doors and personnel doors; Single phase electrics, lighting and power; Gas fuelled hot air burners; Underslab storm drainage from internal downpipes on building area greater than 1,000m2; | Location Adjustment Applicable (See Guidance Notes) - ERC = UK mean of 1.00 | (BEAMS Note 2) The ERC for this item should be added to all other rateable items on the hereditament (except land). Therefore the total of the ERC of the other Building Items and the P&M ERC (where applicable) to enable the correct contract size adjustment to be made. ERC of Building Component + ERC of P&M = Total ERC to which contract size adjustment should be applied. The appropriate % adjustment should be made in accordance with the scale for contract size adjustment specified under section 6 of the RCG 2023 Guidance notes. The currency ERC rates are set at £4m (Four Million Pounds) @ 1st April 2021 (AVD) for the RCG 2023 Publication. | The data consists of a typical Industrial shell. Works include the Industrial shell as described and includes works up to 1m perimeter to the building (1m wide paving slabs & foul/storm drainage), The cost include 2 no. personnel doors and roller shutters are included at 1 door up to 1,000m2 , 2 roller doors over 1,000m2 (GIA), and 4 roller doors over 5,000m2. Costs are for the shell only and do not include for internal rooms such as offices or toilets which should be added for seperately. See Variations for assistance. | - | - | - | - | - | Cavity Wall construction to lower walls should be added by measuring wall area at an E/O rate of £102m2, single block walls are cost neutral. Additional roller shutter doors over and above the beacon specification at should be added at additonal cost of £ 232 each (4 x 4m) . Additional personnel doors over the assumed 2nr. - add £1,077 each. If no heating is present a deduction of £28m2 (GIA) should be made to the beacon cost. Internal offices (in Industrial complexes) should be added by reference to Cost Guide code series 42P04A -42P40V, Internal WC - 42P40W, amenity blocks - showers & toilets (New code TBC) & Canteens (New CodeTBC) | - | - | 10103 | 41P81Z, 41P427 | m2 | - | 3 - INDUSTRIAL | David Grace | Jim Allen | 770.3658 | Option 1 | 955.1027 | 23.98% | 1164.6926 | 836.2215 | 8.549% | -12.45% | 836.2215 | 8.549% | Price Book Data | P. Avo | VOA_GPN_GOV_UK\7243572 | 2021-07-08 | Low | - | Low | - | - | Updated indiced etc. 06/04/2021 - Copied to the latest DCS. | NA | SPONS A&B | 1.561 | (BEAMS Note 2) The ERC for this item should be added to all other rateable items on the hereditament (except land). Therefore the total of the ERC of the other Building Items and the P&M ERC (where applicable) to enable the correct contract size adjustment to be made. ERC of Building Component + ERC of P&M = Total ERC to which contract size adjustment should be applied. The appropriate % adjustment should be made in accordance with the scale for contract size adjustment specified under section 6 of the RCG 2021 Guidance notes. The currency ERC rates are set at £4m (Four Million Pounds) @ 1st April 2019 (AVD) for the RCG 2021 Publication. | - | - | 2 | TRUE
3074 | 41P735 | 5541 | 41P735 | Industrial Buildings | Insulated Buildings | Sheet Metal Cladding | 251 - 500m2 | Eaves Height - 26m | Building Area only; Site strip vegetation; Strip foundations; Column bases; Insulated Concrete GF slab with DPM and Mesh,150 thick up to 10,000m2, 200mm thick over 10,000m2 GIA; Steel Portal frame with bolts and baseplates; Coated galvanised trapezoidal roof sheets with insulation on steel purlins; Roof lights; valley gutters; matching fascia and soffit; Rainwater downpipes and gutters; trapezoidal insulated wall system cladding on cladding rails; External roller shutter doors and personnel doors; Single phase electrics, lighting and power; Gas fuelled hot air burners; Underslab storm drainage from internal downpipes on building area greater than 1,000m2; | Location Adjustment Applicable (See Guidance Notes) - ERC = UK mean of 1.00 | (BEAMS Note 2) The ERC for this item should be added to all other rateable items on the hereditament (except land). Therefore the total of the ERC of the other Building Items and the P&M ERC (where applicable) to enable the correct contract size adjustment to be made. ERC of Building Component + ERC of P&M = Total ERC to which contract size adjustment should be applied. The appropriate % adjustment should be made in accordance with the scale for contract size adjustment specified under section 6 of the RCG 2023 Guidance notes. The currency ERC rates are set at £4m (Four Million Pounds) @ 1st April 2021 (AVD) for the RCG 2023 Publication. | The data consists of a typical Industrial shell. Works include the Industrial shell as described and includes works up to 1m perimeter to the building (1m wide paving slabs & foul/storm drainage), The cost include 2 no. personnel doors and roller shutters are included at 1 door up to 1,000m2 , 2 roller doors over 1,000m2 (GIA), and 4 roller doors over 5,000m2. Costs are for the shell only and do not include for internal rooms such as offices or toilets which should be added for seperately. See Variations for assistance. | - | - | - | - | - | Cavity Wall construction to lower walls should be added by measuring wall area at an E/O rate of £102m2, single block walls are cost neutral. Additional roller shutter doors over and above the beacon specification at should be added at additonal cost of £ 232 each (4 x 4m) . Additional personnel doors over the assumed 2nr. - add £1,077 each. If no heating is present a deduction of £28m2 (GIA) should be made to the beacon cost. Internal offices (in Industrial complexes) should be added by reference to Cost Guide code series 42P04A -42P40V, Internal WC - 42P40W, amenity blocks - showers & toilets (New code TBC) & Canteens (New CodeTBC) | - | - | 10103 | 41P88A, 41P428 | m2 | - | 3 - INDUSTRIAL | David Grace | Jim Allen | 796.506 | Option 1 | 987.5113 | 23.98% | 1185.3116 | 851.0254 | 6.845% | -13.82% | 851.0254 | 6.845% | Price Book Data | P. Avo | VOA_GPN_GOV_UK\7243572 | 2021-07-08 | Low | - | Low | - | - | Updated indiced etc. 06/04/2021 - Copied to the latest DCS. Wrong code, now corrected. | NA | SPONS A&B | 1.561 | (BEAMS Note 2) The ERC for this item should be added to all other rateable items on the hereditament (except land). Therefore the total of the ERC of the other Building Items and the P&M ERC (where applicable) to enable the correct contract size adjustment to be made. ERC of Building Component + ERC of P&M = Total ERC to which contract size adjustment should be applied. The appropriate % adjustment should be made in accordance with the scale for contract size adjustment specified under section 6 of the RCG 2021 Guidance notes. The currency ERC rates are set at £4m (Four Million Pounds) @ 1st April 2019 (AVD) for the RCG 2021 Publication. | - | - | 2 | TRUE
3075 | 41P736 | 5542 | 41P736 | Industrial Buildings | Insulated Buildings | Sheet Metal Cladding | 251 - 500m2 | Eaves Height - 27m | Building Area only; Site strip vegetation; Strip foundations; Column bases; Insulated Concrete GF slab with DPM and Mesh,150 thick up to 10,000m2, 200mm thick over 10,000m2 GIA; Steel Portal frame with bolts and baseplates; Coated galvanised trapezoidal roof sheets with insulation on steel purlins; Roof lights; valley gutters; matching fascia and soffit; Rainwater downpipes and gutters; trapezoidal insulated wall system cladding on cladding rails; External roller shutter doors and personnel doors; Single phase electrics, lighting and power; Gas fuelled hot air burners; Underslab storm drainage from internal downpipes on building area greater than 1,000m2; | Location Adjustment Applicable (See Guidance Notes) - ERC = UK mean of 1.00 | (BEAMS Note 2) The ERC for this item should be added to all other rateable items on the hereditament (except land). Therefore the total of the ERC of the other Building Items and the P&M ERC (where applicable) to enable the correct contract size adjustment to be made. ERC of Building Component + ERC of P&M = Total ERC to which contract size adjustment should be applied. The appropriate % adjustment should be made in accordance with the scale for contract size adjustment specified under section 6 of the RCG 2023 Guidance notes. The currency ERC rates are set at £4m (Four Million Pounds) @ 1st April 2021 (AVD) for the RCG 2023 Publication. | The data consists of a typical Industrial shell. Works include the Industrial shell as described and includes works up to 1m perimeter to the building (1m wide paving slabs & foul/storm drainage), The cost include 2 no. personnel doors and roller shutters are included at 1 door up to 1,000m2 , 2 roller doors over 1,000m2 (GIA), and 4 roller doors over 5,000m2. Costs are for the shell only and do not include for internal rooms such as offices or toilets which should be added for seperately. See Variations for assistance. | - | - | - | - | - | Cavity Wall construction to lower walls should be added by measuring wall area at an E/O rate of £102m2, single block walls are cost neutral. Additional roller shutter doors over and above the beacon specification at should be added at additonal cost of £ 232 each (4 x 4m) . Additional personnel doors over the assumed 2nr. - add £1,077 each. If no heating is present a deduction of £28m2 (GIA) should be made to the beacon cost. Internal offices (in Industrial complexes) should be added by reference to Cost Guide code series 42P04A -42P40V, Internal WC - 42P40W, amenity blocks - showers & toilets (New code TBC) & Canteens (New CodeTBC) | - | - | 10103 | 41P88B, 41P429 | m2 | - | 3 - INDUSTRIAL | David Grace | Jim Allen | 818.802 | Option 1 | 1015.154 | 23.98% | 1205.9306 | 865.8293 | 5.743% | -14.71% | 865.8293 | 5.743% | Price Book Data | P. Avo | VOA_GPN_GOV_UK\7243572 | 2021-07-08 | Low | - | Low | - | - | Updated indiced etc. 06/04/2021 - Copied to the latest DCS. Wrong code, now corrected. | NA | SPONS A&B | 1.561 | (BEAMS Note 2) The ERC for this item should be added to all other rateable items on the hereditament (except land). Therefore the total of the ERC of the other Building Items and the P&M ERC (where applicable) to enable the correct contract size adjustment to be made. ERC of Building Component + ERC of P&M = Total ERC to which contract size adjustment should be applied. The appropriate % adjustment should be made in accordance with the scale for contract size adjustment specified under section 6 of the RCG 2021 Guidance notes. The currency ERC rates are set at £4m (Four Million Pounds) @ 1st April 2019 (AVD) for the RCG 2021 Publication. | - | - | 2 | TRUE
3076 | 41P737 | 5543 | 41P737 | Industrial Buildings | Insulated Buildings | Sheet Metal Cladding | 251 - 500m2 | Eaves Height - 28m | Building Area only; Site strip vegetation; Strip foundations; Column bases; Insulated Concrete GF slab with DPM and Mesh,150 thick up to 10,000m2, 200mm thick over 10,000m2 GIA; Steel Portal frame with bolts and baseplates; Coated galvanised trapezoidal roof sheets with insulation on steel purlins; Roof lights; valley gutters; matching fascia and soffit; Rainwater downpipes and gutters; trapezoidal insulated wall system cladding on cladding rails; External roller shutter doors and personnel doors; Single phase electrics, lighting and power; Gas fuelled hot air burners; Underslab storm drainage from internal downpipes on building area greater than 1,000m2; | Location Adjustment Applicable (See Guidance Notes) - ERC = UK mean of 1.00 | (BEAMS Note 2) The ERC for this item should be added to all other rateable items on the hereditament (except land). Therefore the total of the ERC of the other Building Items and the P&M ERC (where applicable) to enable the correct contract size adjustment to be made. ERC of Building Component + ERC of P&M = Total ERC to which contract size adjustment should be applied. The appropriate % adjustment should be made in accordance with the scale for contract size adjustment specified under section 6 of the RCG 2023 Guidance notes. The currency ERC rates are set at £4m (Four Million Pounds) @ 1st April 2021 (AVD) for the RCG 2023 Publication. | The data consists of a typical Industrial shell. Works include the Industrial shell as described and includes works up to 1m perimeter to the building (1m wide paving slabs & foul/storm drainage), The cost include 2 no. personnel doors and roller shutters are included at 1 door up to 1,000m2 , 2 roller doors over 1,000m2 (GIA), and 4 roller doors over 5,000m2. Costs are for the shell only and do not include for internal rooms such as offices or toilets which should be added for seperately. See Variations for assistance. | - | - | - | - | - | Cavity Wall construction to lower walls should be added by measuring wall area at an E/O rate of £102m2, single block walls are cost neutral. Additional roller shutter doors over and above the beacon specification at should be added at additonal cost of £ 232 each (4 x 4m) . Additional personnel doors over the assumed 2nr. - add £1,077 each. If no heating is present a deduction of £28m2 (GIA) should be made to the beacon cost. Internal offices (in Industrial complexes) should be added by reference to Cost Guide code series 42P04A -42P40V, Internal WC - 42P40W, amenity blocks - showers & toilets (New code TBC) & Canteens (New CodeTBC) | - | - | 10103 | 41P88C, 41P430 | m2 | - | 3 - INDUSTRIAL | David Grace | Jim Allen | 842.6356 | Option 1 | 1044.7031 | 23.98% | 1226.5496 | 880.6333 | 4.509% | -15.7% | 880.6333 | 4.509% | Price Book Data | P. Avo | VOA_GPN_GOV_UK\7243572 | 2021-07-08 | Low | - | Low | - | - | Updated indiced etc. 06/04/2021 - Copied to the latest DCS. | NA | SPONS A&B | 1.561 | (BEAMS Note 2) The ERC for this item should be added to all other rateable items on the hereditament (except land). Therefore the total of the ERC of the other Building Items and the P&M ERC (where applicable) to enable the correct contract size adjustment to be made. ERC of Building Component + ERC of P&M = Total ERC to which contract size adjustment should be applied. The appropriate % adjustment should be made in accordance with the scale for contract size adjustment specified under section 6 of the RCG 2021 Guidance notes. The currency ERC rates are set at £4m (Four Million Pounds) @ 1st April 2019 (AVD) for the RCG 2021 Publication. | - | - | 2 | TRUE
3077 | 41P738 | 5544 | 41P738 | Industrial Buildings | Insulated Buildings | Sheet Metal Cladding | 251 - 500m2 | Eaves Height - 29m | Building Area only; Site strip vegetation; Strip foundations; Column bases; Insulated Concrete GF slab with DPM and Mesh,150 thick up to 10,000m2, 200mm thick over 10,000m2 GIA; Steel Portal frame with bolts and baseplates; Coated galvanised trapezoidal roof sheets with insulation on steel purlins; Roof lights; valley gutters; matching fascia and soffit; Rainwater downpipes and gutters; trapezoidal insulated wall system cladding on cladding rails; External roller shutter doors and personnel doors; Single phase electrics, lighting and power; Gas fuelled hot air burners; Underslab storm drainage from internal downpipes on building area greater than 1,000m2; | Location Adjustment Applicable (See Guidance Notes) - ERC = UK mean of 1.00 | (BEAMS Note 2) The ERC for this item should be added to all other rateable items on the hereditament (except land). Therefore the total of the ERC of the other Building Items and the P&M ERC (where applicable) to enable the correct contract size adjustment to be made. ERC of Building Component + ERC of P&M = Total ERC to which contract size adjustment should be applied. The appropriate % adjustment should be made in accordance with the scale for contract size adjustment specified under section 6 of the RCG 2023 Guidance notes. The currency ERC rates are set at £4m (Four Million Pounds) @ 1st April 2021 (AVD) for the RCG 2023 Publication. | The data consists of a typical Industrial shell. Works include the Industrial shell as described and includes works up to 1m perimeter to the building (1m wide paving slabs & foul/storm drainage), The cost include 2 no. personnel doors and roller shutters are included at 1 door up to 1,000m2 , 2 roller doors over 1,000m2 (GIA), and 4 roller doors over 5,000m2. Costs are for the shell only and do not include for internal rooms such as offices or toilets which should be added for seperately. See Variations for assistance. | - | - | - | - | - | Cavity Wall construction to lower walls should be added by measuring wall area at an E/O rate of £102m2, single block walls are cost neutral. Additional roller shutter doors over and above the beacon specification at should be added at additonal cost of £ 232 each (4 x 4m) . Additional personnel doors over the assumed 2nr. - add £1,077 each. If no heating is present a deduction of £28m2 (GIA) should be made to the beacon cost. Internal offices (in Industrial complexes) should be added by reference to Cost Guide code series 42P04A -42P40V, Internal WC - 42P40W, amenity blocks - showers & toilets (New code TBC) & Canteens (New CodeTBC) | - | - | 10103 | 41P88D, 41P431 | m2 | - | 3 - INDUSTRIAL | David Grace | Jim Allen | 864.9317 | Option 1 | 1072.3458 | 23.98% | 1247.1686 | 895.4372 | 3.527% | -16.5% | 895.4372 | 3.527% | Price Book Data | P. Avo | VOA_GPN_GOV_UK\7243572 | 2021-07-08 | Low | - | Low | - | - | Updated indiced etc. 06/04/2021 - Copied to the latest DCS. | NA | SPONS A&B | 1.561 | (BEAMS Note 2) The ERC for this item should be added to all other rateable items on the hereditament (except land). Therefore the total of the ERC of the other Building Items and the P&M ERC (where applicable) to enable the correct contract size adjustment to be made. ERC of Building Component + ERC of P&M = Total ERC to which contract size adjustment should be applied. The appropriate % adjustment should be made in accordance with the scale for contract size adjustment specified under section 6 of the RCG 2021 Guidance notes. The currency ERC rates are set at £4m (Four Million Pounds) @ 1st April 2019 (AVD) for the RCG 2021 Publication. | - | - | 2 | TRUE
3078 | 41P739 | 5545 | 41P739 | Industrial Buildings | Insulated Buildings | Sheet Metal Cladding | 251 - 500m2 | Eaves Height - 30m | Building Area only; Site strip vegetation; Strip foundations; Column bases; Insulated Concrete GF slab with DPM and Mesh,150 thick up to 10,000m2, 200mm thick over 10,000m2 GIA; Steel Portal frame with bolts and baseplates; Coated galvanised trapezoidal roof sheets with insulation on steel purlins; Roof lights; valley gutters; matching fascia and soffit; Rainwater downpipes and gutters; trapezoidal insulated wall system cladding on cladding rails; External roller shutter doors and personnel doors; Single phase electrics, lighting and power; Gas fuelled hot air burners; Underslab storm drainage from internal downpipes on building area greater than 1,000m2; | Location Adjustment Applicable (See Guidance Notes) - ERC = UK mean of 1.00 | (BEAMS Note 2) The ERC for this item should be added to all other rateable items on the hereditament (except land). Therefore the total of the ERC of the other Building Items and the P&M ERC (where applicable) to enable the correct contract size adjustment to be made. ERC of Building Component + ERC of P&M = Total ERC to which contract size adjustment should be applied. The appropriate % adjustment should be made in accordance with the scale for contract size adjustment specified under section 6 of the RCG 2023 Guidance notes. The currency ERC rates are set at £4m (Four Million Pounds) @ 1st April 2021 (AVD) for the RCG 2023 Publication. | The data consists of a typical Industrial shell. Works include the Industrial shell as described and includes works up to 1m perimeter to the building (1m wide paving slabs & foul/storm drainage), The cost include 2 no. personnel doors and roller shutters are included at 1 door up to 1,000m2 , 2 roller doors over 1,000m2 (GIA), and 4 roller doors over 5,000m2. Costs are for the shell only and do not include for internal rooms such as offices or toilets which should be added for seperately. See Variations for assistance. | - | - | - | - | - | Cavity Wall construction to lower walls should be added by measuring wall area at an E/O rate of £102m2, single block walls are cost neutral. Additional roller shutter doors over and above the beacon specification at should be added at additonal cost of £ 232 each (4 x 4m) . Additional personnel doors over the assumed 2nr. - add £1,077 each. If no heating is present a deduction of £28m2 (GIA) should be made to the beacon cost. Internal offices (in Industrial complexes) should be added by reference to Cost Guide code series 42P04A -42P40V, Internal WC - 42P40W, amenity blocks - showers & toilets (New code TBC) & Canteens (New CodeTBC) | - | - | 10103 | 41P88E, 41P432 | m2 | - | 3 - INDUSTRIAL | David Grace | Jim Allen | 887.9965 | Option 1 | 1100.9417 | 23.98% | 1267.7876 | 910.2412 | 2.505% | -17.32% | 910.2412 | 2.505% | Price Book Data | P. Avo | VOA_GPN_GOV_UK\7243572 | 2021-07-08 | Low | - | Low | - | - | Updated indiced etc. 06/04/2021 - Copied to the latest DCS. | NA | SPONS A&B | 1.561 | (BEAMS Note 2) The ERC for this item should be added to all other rateable items on the hereditament (except land). Therefore the total of the ERC of the other Building Items and the P&M ERC (where applicable) to enable the correct contract size adjustment to be made. ERC of Building Component + ERC of P&M = Total ERC to which contract size adjustment should be applied. The appropriate % adjustment should be made in accordance with the scale for contract size adjustment specified under section 6 of the RCG 2021 Guidance notes. The currency ERC rates are set at £4m (Four Million Pounds) @ 1st April 2019 (AVD) for the RCG 2021 Publication. | - | - | 2 | TRUE
3079 | 41P740 | 5557 | 41P740 | Industrial Buildings | Insulated Buildings | Sheet Metal Cladding | 251 - 500m2 | Eaves Height - 31m | Building Area only; Site strip vegetation; Strip foundations; Column bases; Insulated Concrete GF slab with DPM and Mesh,150 thick up to 10,000m2, 200mm thick over 10,000m2 GIA; Steel Portal frame with bolts and baseplates; Coated galvanised trapezoidal roof sheets with insulation on steel purlins; Roof lights; valley gutters; matching fascia and soffit; Rainwater downpipes and gutters; trapezoidal insulated wall system cladding on cladding rails; External roller shutter doors and personnel doors; Single phase electrics, lighting and power; Gas fuelled hot air burners; Underslab storm drainage from internal downpipes on building area greater than 1,000m2; | Location Adjustment Applicable (See Guidance Notes) - ERC = UK mean of 1.00 | (BEAMS Note 2) The ERC for this item should be added to all other rateable items on the hereditament (except land). Therefore the total of the ERC of the other Building Items and the P&M ERC (where applicable) to enable the correct contract size adjustment to be made. ERC of Building Component + ERC of P&M = Total ERC to which contract size adjustment should be applied. The appropriate % adjustment should be made in accordance with the scale for contract size adjustment specified under section 6 of the RCG 2023 Guidance notes. The currency ERC rates are set at £4m (Four Million Pounds) @ 1st April 2021 (AVD) for the RCG 2023 Publication. | The data consists of a typical Industrial shell. Works include the Industrial shell as described and includes works up to 1m perimeter to the building (1m wide paving slabs & foul/storm drainage), The cost include 2 no. personnel doors and roller shutters are included at 1 door up to 1,000m2 , 2 roller doors over 1,000m2 (GIA), and 4 roller doors over 5,000m2. Costs are for the shell only and do not include for internal rooms such as offices or toilets which should be added for seperately. See Variations for assistance. | - | - | - | - | - | Cavity Wall construction to lower walls should be added by measuring wall area at an E/O rate of £102m2, single block walls are cost neutral. Additional roller shutter doors over and above the beacon specification at should be added at additonal cost of £ 232 each (4 x 4m) . Additional personnel doors over the assumed 2nr. - add £1,077 each. If no heating is present a deduction of £28m2 (GIA) should be made to the beacon cost. Internal offices (in Industrial complexes) should be added by reference to Cost Guide code series 42P04A -42P40V, Internal WC - 42P40W, amenity blocks - showers & toilets (New code TBC) & Canteens (New CodeTBC) | - | - | 10103 | 41P88F, 41P433 | m2 | - | 3 - INDUSTRIAL | David Grace | Jim Allen | 937.9703 | Option 1 | 1162.8995 | 23.98% | 1288.4066 | 925.0451 | -1.378% | -20.45% | 925.0451 | -1.378% | Price Book Data | P. Avo | VOA_GPN_GOV_UK\7243572 | 2021-07-08 | Low | - | Low | - | - | Updated indiced etc. 06/04/2021 - Copied to the latest DCS. | NA | SPONS A&B | 1.561 | (BEAMS Note 2) The ERC for this item should be added to all other rateable items on the hereditament (except land). Therefore the total of the ERC of the other Building Items and the P&M ERC (where applicable) to enable the correct contract size adjustment to be made. ERC of Building Component + ERC of P&M = Total ERC to which contract size adjustment should be applied. The appropriate % adjustment should be made in accordance with the scale for contract size adjustment specified under section 6 of the RCG 2021 Guidance notes. The currency ERC rates are set at £4m (Four Million Pounds) @ 1st April 2019 (AVD) for the RCG 2021 Publication. | - | - | 2 | TRUE
3080 | 41P741 | 5558 | 41P741 | Industrial Buildings | Insulated Buildings | Sheet Metal Cladding | 251 - 500m2 | Eaves Height - 32m | Building Area only; Site strip vegetation; Strip foundations; Column bases; Insulated Concrete GF slab with DPM and Mesh,150 thick up to 10,000m2, 200mm thick over 10,000m2 GIA; Steel Portal frame with bolts and baseplates; Coated galvanised trapezoidal roof sheets with insulation on steel purlins; Roof lights; valley gutters; matching fascia and soffit; Rainwater downpipes and gutters; trapezoidal insulated wall system cladding on cladding rails; External roller shutter doors and personnel doors; Single phase electrics, lighting and power; Gas fuelled hot air burners; Underslab storm drainage from internal downpipes on building area greater than 1,000m2; | Location Adjustment Applicable (See Guidance Notes) - ERC = UK mean of 1.00 | (BEAMS Note 2) The ERC for this item should be added to all other rateable items on the hereditament (except land). Therefore the total of the ERC of the other Building Items and the P&M ERC (where applicable) to enable the correct contract size adjustment to be made. ERC of Building Component + ERC of P&M = Total ERC to which contract size adjustment should be applied. The appropriate % adjustment should be made in accordance with the scale for contract size adjustment specified under section 6 of the RCG 2023 Guidance notes. The currency ERC rates are set at £4m (Four Million Pounds) @ 1st April 2021 (AVD) for the RCG 2023 Publication. | The data consists of a typical Industrial shell. Works include the Industrial shell as described and includes works up to 1m perimeter to the building (1m wide paving slabs & foul/storm drainage), The cost include 2 no. personnel doors and roller shutters are included at 1 door up to 1,000m2 , 2 roller doors over 1,000m2 (GIA), and 4 roller doors over 5,000m2. Costs are for the shell only and do not include for internal rooms such as offices or toilets which should be added for seperately. See Variations for assistance. | - | - | - | - | - | Cavity Wall construction to lower walls should be added by measuring wall area at an E/O rate of £102m2, single block walls are cost neutral. Additional roller shutter doors over and above the beacon specification at should be added at additonal cost of £ 232 each (4 x 4m) . Additional personnel doors over the assumed 2nr. - add £1,077 each. If no heating is present a deduction of £28m2 (GIA) should be made to the beacon cost. Internal offices (in Industrial complexes) should be added by reference to Cost Guide code series 42P04A -42P40V, Internal WC - 42P40W, amenity blocks - showers & toilets (New code TBC) & Canteens (New CodeTBC) | - | - | 10103 | 41P88G, 41P434 | m2 | - | 3 - INDUSTRIAL | David Grace | Jim Allen | 963.3417 | Option 1 | 1194.3549 | 23.98% | 1309.0256 | 939.8491 | -2.439% | -21.31% | 939.8491 | -2.439% | Price Book Data | P. Avo | VOA_GPN_GOV_UK\7243572 | 2021-07-08 | Low | - | Low | - | - | Updated indiced etc. 06/04/2021 - Copied to the latest DCS. | NA | SPONS A&B | 1.561 | (BEAMS Note 2) The ERC for this item should be added to all other rateable items on the hereditament (except land). Therefore the total of the ERC of the other Building Items and the P&M ERC (where applicable) to enable the correct contract size adjustment to be made. ERC of Building Component + ERC of P&M = Total ERC to which contract size adjustment should be applied. The appropriate % adjustment should be made in accordance with the scale for contract size adjustment specified under section 6 of the RCG 2021 Guidance notes. The currency ERC rates are set at £4m (Four Million Pounds) @ 1st April 2019 (AVD) for the RCG 2021 Publication. | - | - | 2 | TRUE
3081 | 41P742 | 5559 | 41P742 | Industrial Buildings | Insulated Buildings | Sheet Metal Cladding | 251 - 500m2 | Eaves Height - 33m | Building Area only; Site strip vegetation; Strip foundations; Column bases; Insulated Concrete GF slab with DPM and Mesh,150 thick up to 10,000m2, 200mm thick over 10,000m2 GIA; Steel Portal frame with bolts and baseplates; Coated galvanised trapezoidal roof sheets with insulation on steel purlins; Roof lights; valley gutters; matching fascia and soffit; Rainwater downpipes and gutters; trapezoidal insulated wall system cladding on cladding rails; External roller shutter doors and personnel doors; Single phase electrics, lighting and power; Gas fuelled hot air burners; Underslab storm drainage from internal downpipes on building area greater than 1,000m2; | Location Adjustment Applicable (See Guidance Notes) - ERC = UK mean of 1.00 | (BEAMS Note 2) The ERC for this item should be added to all other rateable items on the hereditament (except land). Therefore the total of the ERC of the other Building Items and the P&M ERC (where applicable) to enable the correct contract size adjustment to be made. ERC of Building Component + ERC of P&M = Total ERC to which contract size adjustment should be applied. The appropriate % adjustment should be made in accordance with the scale for contract size adjustment specified under section 6 of the RCG 2023 Guidance notes. The currency ERC rates are set at £4m (Four Million Pounds) @ 1st April 2021 (AVD) for the RCG 2023 Publication. | The data consists of a typical Industrial shell. Works include the Industrial shell as described and includes works up to 1m perimeter to the building (1m wide paving slabs & foul/storm drainage), The cost include 2 no. personnel doors and roller shutters are included at 1 door up to 1,000m2 , 2 roller doors over 1,000m2 (GIA), and 4 roller doors over 5,000m2. Costs are for the shell only and do not include for internal rooms such as offices or toilets which should be added for seperately. See Variations for assistance. | - | - | - | - | - | Cavity Wall construction to lower walls should be added by measuring wall area at an E/O rate of £102m2, single block walls are cost neutral. Additional roller shutter doors over and above the beacon specification at should be added at additonal cost of £ 232 each (4 x 4m) . Additional personnel doors over the assumed 2nr. - add £1,077 each. If no heating is present a deduction of £28m2 (GIA) should be made to the beacon cost. Internal offices (in Industrial complexes) should be added by reference to Cost Guide code series 42P04A -42P40V, Internal WC - 42P40W, amenity blocks - showers & toilets (New code TBC) & Canteens (New CodeTBC) | - | - | 10103 | 41P88H, 41P435 | m2 | - | 3 - INDUSTRIAL | David Grace | Jim Allen | 988.713 | Option 1 | 1225.8104 | 23.98% | 1329.6446 | 954.653 | -3.445% | -22.12% | 954.653 | -3.445% | Price Book Data | P. Avo | VOA_GPN_GOV_UK\7243572 | 2021-07-08 | Low | - | Low | - | - | Updated indiced etc. 06/04/2021 - Copied to the latest DCS. | NA | SPONS A&B | 1.561 | (BEAMS Note 2) The ERC for this item should be added to all other rateable items on the hereditament (except land). Therefore the total of the ERC of the other Building Items and the P&M ERC (where applicable) to enable the correct contract size adjustment to be made. ERC of Building Component + ERC of P&M = Total ERC to which contract size adjustment should be applied. The appropriate % adjustment should be made in accordance with the scale for contract size adjustment specified under section 6 of the RCG 2021 Guidance notes. The currency ERC rates are set at £4m (Four Million Pounds) @ 1st April 2019 (AVD) for the RCG 2021 Publication. | - | - | 2 | TRUE
3082 | 41P743 | 5560 | 41P743 | Industrial Buildings | Insulated Buildings | Sheet Metal Cladding | 251 - 500m2 | Eaves Height - 34m | Building Area only; Site strip vegetation; Strip foundations; Column bases; Insulated Concrete GF slab with DPM and Mesh,150 thick up to 10,000m2, 200mm thick over 10,000m2 GIA; Steel Portal frame with bolts and baseplates; Coated galvanised trapezoidal roof sheets with insulation on steel purlins; Roof lights; valley gutters; matching fascia and soffit; Rainwater downpipes and gutters; trapezoidal insulated wall system cladding on cladding rails; External roller shutter doors and personnel doors; Single phase electrics, lighting and power; Gas fuelled hot air burners; Underslab storm drainage from internal downpipes on building area greater than 1,000m2; | Location Adjustment Applicable (See Guidance Notes) - ERC = UK mean of 1.00 | (BEAMS Note 2) The ERC for this item should be added to all other rateable items on the hereditament (except land). Therefore the total of the ERC of the other Building Items and the P&M ERC (where applicable) to enable the correct contract size adjustment to be made. ERC of Building Component + ERC of P&M = Total ERC to which contract size adjustment should be applied. The appropriate % adjustment should be made in accordance with the scale for contract size adjustment specified under section 6 of the RCG 2023 Guidance notes. The currency ERC rates are set at £4m (Four Million Pounds) @ 1st April 2021 (AVD) for the RCG 2023 Publication. | The data consists of a typical Industrial shell. Works include the Industrial shell as described and includes works up to 1m perimeter to the building (1m wide paving slabs & foul/storm drainage), The cost include 2 no. personnel doors and roller shutters are included at 1 door up to 1,000m2 , 2 roller doors over 1,000m2 (GIA), and 4 roller doors over 5,000m2. Costs are for the shell only and do not include for internal rooms such as offices or toilets which should be added for seperately. See Variations for assistance. | - | - | - | - | - | Cavity Wall construction to lower walls should be added by measuring wall area at an E/O rate of £102m2, single block walls are cost neutral. Additional roller shutter doors over and above the beacon specification at should be added at additonal cost of £ 232 each (4 x 4m) . Additional personnel doors over the assumed 2nr. - add £1,077 each. If no heating is present a deduction of £28m2 (GIA) should be made to the beacon cost. Internal offices (in Industrial complexes) should be added by reference to Cost Guide code series 42P04A -42P40V, Internal WC - 42P40W, amenity blocks - showers & toilets (New code TBC) & Canteens (New CodeTBC) | - | - | 10103 | 41P88J, 41P436 | m2 | - | 3 - INDUSTRIAL | David Grace | Jim Allen | 1014.0843 | Option 1 | 1257.2659 | 23.98% | 1350.2636 | 969.457 | -4.401% | -22.89% | 969.457 | -4.401% | Price Book Data | P. Avo | VOA_GPN_GOV_UK\7243572 | 2021-07-08 | Low | - | Low | - | - | Updated indiced etc. 06/04/2021 - Copied to the latest DCS. | NA | SPONS A&B | 1.561 | (BEAMS Note 2) The ERC for this item should be added to all other rateable items on the hereditament (except land). Therefore the total of the ERC of the other Building Items and the P&M ERC (where applicable) to enable the correct contract size adjustment to be made. ERC of Building Component + ERC of P&M = Total ERC to which contract size adjustment should be applied. The appropriate % adjustment should be made in accordance with the scale for contract size adjustment specified under section 6 of the RCG 2021 Guidance notes. The currency ERC rates are set at £4m (Four Million Pounds) @ 1st April 2019 (AVD) for the RCG 2021 Publication. | - | - | 2 | TRUE
3083 | 41P744 | 5561 | 41P744 | Industrial Buildings | Insulated Buildings | Sheet Metal Cladding | 251 - 500m2 | Eaves Height - 35m | Building Area only; Site strip vegetation; Strip foundations; Column bases; Insulated Concrete GF slab with DPM and Mesh,150 thick up to 10,000m2, 200mm thick over 10,000m2 GIA; Steel Portal frame with bolts and baseplates; Coated galvanised trapezoidal roof sheets with insulation on steel purlins; Roof lights; valley gutters; matching fascia and soffit; Rainwater downpipes and gutters; trapezoidal insulated wall system cladding on cladding rails; External roller shutter doors and personnel doors; Single phase electrics, lighting and power; Gas fuelled hot air burners; Underslab storm drainage from internal downpipes on building area greater than 1,000m2; | Location Adjustment Applicable (See Guidance Notes) - ERC = UK mean of 1.00 | (BEAMS Note 2) The ERC for this item should be added to all other rateable items on the hereditament (except land). Therefore the total of the ERC of the other Building Items and the P&M ERC (where applicable) to enable the correct contract size adjustment to be made. ERC of Building Component + ERC of P&M = Total ERC to which contract size adjustment should be applied. The appropriate % adjustment should be made in accordance with the scale for contract size adjustment specified under section 6 of the RCG 2023 Guidance notes. The currency ERC rates are set at £4m (Four Million Pounds) @ 1st April 2021 (AVD) for the RCG 2023 Publication. | The data consists of a typical Industrial shell. Works include the Industrial shell as described and includes works up to 1m perimeter to the building (1m wide paving slabs & foul/storm drainage), The cost include 2 no. personnel doors and roller shutters are included at 1 door up to 1,000m2 , 2 roller doors over 1,000m2 (GIA), and 4 roller doors over 5,000m2. Costs are for the shell only and do not include for internal rooms such as offices or toilets which should be added for seperately. See Variations for assistance. | - | - | - | - | - | Cavity Wall construction to lower walls should be added by measuring wall area at an E/O rate of £102m2, single block walls are cost neutral. Additional roller shutter doors over and above the beacon specification at should be added at additonal cost of £ 232 each (4 x 4m) . Additional personnel doors over the assumed 2nr. - add £1,077 each. If no heating is present a deduction of £28m2 (GIA) should be made to the beacon cost. Internal offices (in Industrial complexes) should be added by reference to Cost Guide code series 42P04A -42P40V, Internal WC - 42P40W, amenity blocks - showers & toilets (New code TBC) & Canteens (New CodeTBC) | - | - | 10103 | 41P88K, 41P437 | m2 | - | 3 - INDUSTRIAL | David Grace | Jim Allen | 1039.4556 | Option 1 | 1288.7214 | 23.98% | 1370.8826 | 984.2609 | -5.31% | -23.63% | 984.2609 | -5.31% | Price Book Data | P. Avo | VOA_GPN_GOV_UK\7243572 | 2021-07-08 | Low | - | Low | - | - | Updated indiced etc. 06/04/2021 - Copied to the latest DCS. | NA | SPONS A&B | 1.561 | (BEAMS Note 2) The ERC for this item should be added to all other rateable items on the hereditament (except land). Therefore the total of the ERC of the other Building Items and the P&M ERC (where applicable) to enable the correct contract size adjustment to be made. ERC of Building Component + ERC of P&M = Total ERC to which contract size adjustment should be applied. The appropriate % adjustment should be made in accordance with the scale for contract size adjustment specified under section 6 of the RCG 2021 Guidance notes. The currency ERC rates are set at £4m (Four Million Pounds) @ 1st April 2019 (AVD) for the RCG 2021 Publication. | - | - | 2 | TRUE
3084 | 41P755 | 5582 | 41P755 | Industrial Buildings | Insulated Buildings | Sheet Metal Cladding | 501 - 1,000m2 | Eaves Height - 21m | Building Area only; Site strip vegetation; Strip foundations; Column bases; Insulated Concrete GF slab with DPM and Mesh,150 thick up to 10,000m2, 200mm thick over 10,000m2 GIA; Steel Portal frame with bolts and baseplates; Coated galvanised trapezoidal roof sheets with insulation on steel purlins; Roof lights; valley gutters; matching fascia and soffit; Rainwater downpipes and gutters; trapezoidal insulated wall system cladding on cladding rails; External roller shutter doors and personnel doors; Single phase electrics, lighting and power; Gas fuelled hot air burners; Underslab storm drainage from internal downpipes on building area greater than 1,000m2; | Location Adjustment Applicable (See Guidance Notes) - ERC = UK mean of 1.00 | (BEAMS Note 2) The ERC for this item should be added to all other rateable items on the hereditament (except land). Therefore the total of the ERC of the other Building Items and the P&M ERC (where applicable) to enable the correct contract size adjustment to be made. ERC of Building Component + ERC of P&M = Total ERC to which contract size adjustment should be applied. The appropriate % adjustment should be made in accordance with the scale for contract size adjustment specified under section 6 of the RCG 2023 Guidance notes. The currency ERC rates are set at £4m (Four Million Pounds) @ 1st April 2021 (AVD) for the RCG 2023 Publication. | The data consists of a typical Industrial shell. Works include the Industrial shell as described and includes works up to 1m perimeter to the building (1m wide paving slabs & foul/storm drainage), The cost include 2 no. personnel doors and roller shutters are included at 1 door up to 1,000m2 , 2 roller doors over 1,000m2 (GIA), and 4 roller doors over 5,000m2. Costs are for the shell only and do not include for internal rooms such as offices or toilets which should be added for seperately. See Variations for assistance. | - | - | - | - | - | Cavity Wall construction to lower walls should be added by measuring wall area at an E/O rate of £102m2, single block walls are cost neutral. Additional roller shutter doors over and above the beacon specification at should be added at additonal cost of £ 232 each (4 x 4m) . Additional personnel doors over the assumed 2nr. - add £1,077 each. If no heating is present a deduction of £28m2 (GIA) should be made to the beacon cost. Internal offices (in Industrial complexes) should be added by reference to Cost Guide code series 42P04A -42P40V, Internal WC - 42P40W, amenity blocks - showers & toilets (New code TBC) & Canteens (New CodeTBC) | - | - | 10104 | 41P83V, 41P449 | m2 | - | 3 - INDUSTRIAL | David Grace | Jim Allen | 551.2498 | Option 1 | 683.4417 | 23.98% | 886.026 | 636.1455 | 15.4% | -6.92% | 636.1455 | 15.4% | Price Book Data | P. Avo | VOA_GPN_GOV_UK\7243572 | 2021-07-09 | Low | - | Low | - | - | Updated indiced etc. 24/03/2021 - Copied to the latest DCS. | NA | SPONS A&B | 1.561 | (BEAMS Note 2) The ERC for this item should be added to all other rateable items on the hereditament (except land). Therefore the total of the ERC of the other Building Items and the P&M ERC (where applicable) to enable the correct contract size adjustment to be made. ERC of Building Component + ERC of P&M = Total ERC to which contract size adjustment should be applied. The appropriate % adjustment should be made in accordance with the scale for contract size adjustment specified under section 6 of the RCG 2021 Guidance notes. The currency ERC rates are set at £4m (Four Million Pounds) @ 1st April 2019 (AVD) for the RCG 2021 Publication. | - | - | 2 | TRUE
3085 | 41P756 | 5583 | 41P756 | Industrial Buildings | Insulated Buildings | Sheet Metal Cladding | 501 - 1,000m2 | Eaves Height - 22m | Building Area only; Site strip vegetation; Strip foundations; Column bases; Insulated Concrete GF slab with DPM and Mesh,150 thick up to 10,000m2, 200mm thick over 10,000m2 GIA; Steel Portal frame with bolts and baseplates; Coated galvanised trapezoidal roof sheets with insulation on steel purlins; Roof lights; valley gutters; matching fascia and soffit; Rainwater downpipes and gutters; trapezoidal insulated wall system cladding on cladding rails; External roller shutter doors and personnel doors; Single phase electrics, lighting and power; Gas fuelled hot air burners; Underslab storm drainage from internal downpipes on building area greater than 1,000m2; | Location Adjustment Applicable (See Guidance Notes) - ERC = UK mean of 1.00 | (BEAMS Note 2) The ERC for this item should be added to all other rateable items on the hereditament (except land). Therefore the total of the ERC of the other Building Items and the P&M ERC (where applicable) to enable the correct contract size adjustment to be made. ERC of Building Component + ERC of P&M = Total ERC to which contract size adjustment should be applied. The appropriate % adjustment should be made in accordance with the scale for contract size adjustment specified under section 6 of the RCG 2023 Guidance notes. The currency ERC rates are set at £4m (Four Million Pounds) @ 1st April 2021 (AVD) for the RCG 2023 Publication. | The data consists of a typical Industrial shell. Works include the Industrial shell as described and includes works up to 1m perimeter to the building (1m wide paving slabs & foul/storm drainage), The cost include 2 no. personnel doors and roller shutters are included at 1 door up to 1,000m2 , 2 roller doors over 1,000m2 (GIA), and 4 roller doors over 5,000m2. Costs are for the shell only and do not include for internal rooms such as offices or toilets which should be added for seperately. See Variations for assistance. | - | - | - | - | - | Cavity Wall construction to lower walls should be added by measuring wall area at an E/O rate of £102m2, single block walls are cost neutral. Additional roller shutter doors over and above the beacon specification at should be added at additonal cost of £ 232 each (4 x 4m) . Additional personnel doors over the assumed 2nr. - add £1,077 each. If no heating is present a deduction of £28m2 (GIA) should be made to the beacon cost. Internal offices (in Industrial complexes) should be added by reference to Cost Guide code series 42P04A -42P40V, Internal WC - 42P40W, amenity blocks - showers & toilets (New code TBC) & Canteens (New CodeTBC) | - | - | 10104 | 41P83W, 41P450 | m2 | - | 3 - INDUSTRIAL | David Grace | Jim Allen | 564.3199 | Option 1 | 699.6461 | 23.98% | 899.9136 | 646.1165 | 14.49% | -7.651% | 646.1165 | 14.49% | Price Book Data | P. Avo | VOA_GPN_GOV_UK\7243572 | 2021-07-09 | Low | - | Low | - | - | Updated indiced etc. 24/03/2021 - Copied to the latest DCS. | NA | SPONS A&B | 1.561 | (BEAMS Note 2) The ERC for this item should be added to all other rateable items on the hereditament (except land). Therefore the total of the ERC of the other Building Items and the P&M ERC (where applicable) to enable the correct contract size adjustment to be made. ERC of Building Component + ERC of P&M = Total ERC to which contract size adjustment should be applied. The appropriate % adjustment should be made in accordance with the scale for contract size adjustment specified under section 6 of the RCG 2021 Guidance notes. The currency ERC rates are set at £4m (Four Million Pounds) @ 1st April 2019 (AVD) for the RCG 2021 Publication. | - | - | 2 | TRUE
3086 | 41P757 | 5587 | 41P757 | Industrial Buildings | Insulated Buildings | Sheet Metal Cladding | 501 - 1,000m2 | Eaves Height - 23m | Building Area only; Site strip vegetation; Strip foundations; Column bases; Insulated Concrete GF slab with DPM and Mesh,150 thick up to 10,000m2, 200mm thick over 10,000m2 GIA; Steel Portal frame with bolts and baseplates; Coated galvanised trapezoidal roof sheets with insulation on steel purlins; Roof lights; valley gutters; matching fascia and soffit; Rainwater downpipes and gutters; trapezoidal insulated wall system cladding on cladding rails; External roller shutter doors and personnel doors; Single phase electrics, lighting and power; Gas fuelled hot air burners; Underslab storm drainage from internal downpipes on building area greater than 1,000m2; | Location Adjustment Applicable (See Guidance Notes) - ERC = UK mean of 1.00 | (BEAMS Note 2) The ERC for this item should be added to all other rateable items on the hereditament (except land). Therefore the total of the ERC of the other Building Items and the P&M ERC (where applicable) to enable the correct contract size adjustment to be made. ERC of Building Component + ERC of P&M = Total ERC to which contract size adjustment should be applied. The appropriate % adjustment should be made in accordance with the scale for contract size adjustment specified under section 6 of the RCG 2023 Guidance notes. The currency ERC rates are set at £4m (Four Million Pounds) @ 1st April 2021 (AVD) for the RCG 2023 Publication. | The data consists of a typical Industrial shell. Works include the Industrial shell as described and includes works up to 1m perimeter to the building (1m wide paving slabs & foul/storm drainage), The cost include 2 no. personnel doors and roller shutters are included at 1 door up to 1,000m2 , 2 roller doors over 1,000m2 (GIA), and 4 roller doors over 5,000m2. Costs are for the shell only and do not include for internal rooms such as offices or toilets which should be added for seperately. See Variations for assistance. | - | - | - | - | - | Cavity Wall construction to lower walls should be added by measuring wall area at an E/O rate of £102m2, single block walls are cost neutral. Additional roller shutter doors over and above the beacon specification at should be added at additonal cost of £ 232 each (4 x 4m) . Additional personnel doors over the assumed 2nr. - add £1,077 each. If no heating is present a deduction of £28m2 (GIA) should be made to the beacon cost. Internal offices (in Industrial complexes) should be added by reference to Cost Guide code series 42P04A -42P40V, Internal WC - 42P40W, amenity blocks - showers & toilets (New code TBC) & Canteens (New CodeTBC) | - | - | 10104 | 41P83X, 41P451 | m2 | - | 3 - INDUSTRIAL | David Grace | Jim Allen | 577.3899 | Option 1 | 715.8504 | 23.98% | 913.8013 | 656.0875 | 13.63% | -8.349% | 656.0875 | 13.63% | Price Book Data | P. Avo | VOA_GPN_GOV_UK\7243572 | 2021-07-09 | Low | - | Low | - | - | Updated indiced etc. 24/03/2021 - Copied to the latest DCS. | NA | SPONS A&B | 1.561 | (BEAMS Note 2) The ERC for this item should be added to all other rateable items on the hereditament (except land). Therefore the total of the ERC of the other Building Items and the P&M ERC (where applicable) to enable the correct contract size adjustment to be made. ERC of Building Component + ERC of P&M = Total ERC to which contract size adjustment should be applied. The appropriate % adjustment should be made in accordance with the scale for contract size adjustment specified under section 6 of the RCG 2021 Guidance notes. The currency ERC rates are set at £4m (Four Million Pounds) @ 1st April 2019 (AVD) for the RCG 2021 Publication. | - | - | 2 | TRUE
3087 | 41P758 | 5588 | 41P758 | Industrial Buildings | Insulated Buildings | Sheet Metal Cladding | 501 - 1,000m2 | Eaves Height - 24m | Building Area only; Site strip vegetation; Strip foundations; Column bases; Insulated Concrete GF slab with DPM and Mesh,150 thick up to 10,000m2, 200mm thick over 10,000m2 GIA; Steel Portal frame with bolts and baseplates; Coated galvanised trapezoidal roof sheets with insulation on steel purlins; Roof lights; valley gutters; matching fascia and soffit; Rainwater downpipes and gutters; trapezoidal insulated wall system cladding on cladding rails; External roller shutter doors and personnel doors; Single phase electrics, lighting and power; Gas fuelled hot air burners; Underslab storm drainage from internal downpipes on building area greater than 1,000m2; | Location Adjustment Applicable (See Guidance Notes) - ERC = UK mean of 1.00 | (BEAMS Note 2) The ERC for this item should be added to all other rateable items on the hereditament (except land). Therefore the total of the ERC of the other Building Items and the P&M ERC (where applicable) to enable the correct contract size adjustment to be made. ERC of Building Component + ERC of P&M = Total ERC to which contract size adjustment should be applied. The appropriate % adjustment should be made in accordance with the scale for contract size adjustment specified under section 6 of the RCG 2023 Guidance notes. The currency ERC rates are set at £4m (Four Million Pounds) @ 1st April 2021 (AVD) for the RCG 2023 Publication. | The data consists of a typical Industrial shell. Works include the Industrial shell as described and includes works up to 1m perimeter to the building (1m wide paving slabs & foul/storm drainage), The cost include 2 no. personnel doors and roller shutters are included at 1 door up to 1,000m2 , 2 roller doors over 1,000m2 (GIA), and 4 roller doors over 5,000m2. Costs are for the shell only and do not include for internal rooms such as offices or toilets which should be added for seperately. See Variations for assistance. | - | - | - | - | - | Cavity Wall construction to lower walls should be added by measuring wall area at an E/O rate of £102m2, single block walls are cost neutral. Additional roller shutter doors over and above the beacon specification at should be added at additonal cost of £ 232 each (4 x 4m) . Additional personnel doors over the assumed 2nr. - add £1,077 each. If no heating is present a deduction of £28m2 (GIA) should be made to the beacon cost. Internal offices (in Industrial complexes) should be added by reference to Cost Guide code series 42P04A -42P40V, Internal WC - 42P40W, amenity blocks - showers & toilets (New code TBC) & Canteens (New CodeTBC) | - | - | 10104 | 41P83Y, 41P452 | m2 | - | 3 - INDUSTRIAL | David Grace | Jim Allen | 590.46 | Option 1 | 732.0547 | 23.98% | 927.689 | 666.0585 | 12.8% | -9.015% | 666.0585 | 12.8% | Price Book Data | P. Avo | VOA_GPN_GOV_UK\7243572 | 2021-07-09 | Low | - | Low | - | - | Updated indiced etc. 24/03/2021 - Copied to the latest DCS. | NA | SPONS A&B | 1.561 | (BEAMS Note 2) The ERC for this item should be added to all other rateable items on the hereditament (except land). Therefore the total of the ERC of the other Building Items and the P&M ERC (where applicable) to enable the correct contract size adjustment to be made. ERC of Building Component + ERC of P&M = Total ERC to which contract size adjustment should be applied. The appropriate % adjustment should be made in accordance with the scale for contract size adjustment specified under section 6 of the RCG 2021 Guidance notes. The currency ERC rates are set at £4m (Four Million Pounds) @ 1st April 2019 (AVD) for the RCG 2021 Publication. | - | - | 2 | TRUE
3088 | 41P760 | 5598 | 41P760 | Industrial Buildings | Insulated Buildings | Sheet Metal Cladding | 501 - 1,000m2 | Eaves Height - 26m | Building Area only; Site strip vegetation; Strip foundations; Column bases; Insulated Concrete GF slab with DPM and Mesh,150 thick up to 10,000m2, 200mm thick over 10,000m2 GIA; Steel Portal frame with bolts and baseplates; Coated galvanised trapezoidal roof sheets with insulation on steel purlins; Roof lights; valley gutters; matching fascia and soffit; Rainwater downpipes and gutters; trapezoidal insulated wall system cladding on cladding rails; External roller shutter doors and personnel doors; Single phase electrics, lighting and power; Gas fuelled hot air burners; Underslab storm drainage from internal downpipes on building area greater than 1,000m2; | Location Adjustment Applicable (See Guidance Notes) - ERC = UK mean of 1.00 | (BEAMS Note 2) The ERC for this item should be added to all other rateable items on the hereditament (except land). Therefore the total of the ERC of the other Building Items and the P&M ERC (where applicable) to enable the correct contract size adjustment to be made. ERC of Building Component + ERC of P&M = Total ERC to which contract size adjustment should be applied. The appropriate % adjustment should be made in accordance with the scale for contract size adjustment specified under section 6 of the RCG 2023 Guidance notes. The currency ERC rates are set at £4m (Four Million Pounds) @ 1st April 2021 (AVD) for the RCG 2023 Publication. | The data consists of a typical Industrial shell. Works include the Industrial shell as described and includes works up to 1m perimeter to the building (1m wide paving slabs & foul/storm drainage), The cost include 2 no. personnel doors and roller shutters are included at 1 door up to 1,000m2 , 2 roller doors over 1,000m2 (GIA), and 4 roller doors over 5,000m2. Costs are for the shell only and do not include for internal rooms such as offices or toilets which should be added for seperately. See Variations for assistance. | - | - | - | - | - | Cavity Wall construction to lower walls should be added by measuring wall area at an E/O rate of £102m2, single block walls are cost neutral. Additional roller shutter doors over and above the beacon specification at should be added at additonal cost of £ 232 each (4 x 4m) . Additional personnel doors over the assumed 2nr. - add £1,077 each. If no heating is present a deduction of £28m2 (GIA) should be made to the beacon cost. Internal offices (in Industrial complexes) should be added by reference to Cost Guide code series 42P04A -42P40V, Internal WC - 42P40W, amenity blocks - showers & toilets (New code TBC) & Canteens (New CodeTBC) | - | - | 10104 | 41P93A, 41P454 | m2 | - | 3 - INDUSTRIAL | David Grace | Jim Allen | 620.4443 | Option 1 | 769.2294 | 23.98% | 955.4643 | 686.0005 | 10.57% | -10.82% | 686.0005 | 10.57% | Price Book Data | P. Avo | VOA_GPN_GOV_UK\7243572 | 2021-07-09 | Low | - | Low | - | - | Updated indiced etc. 24/03/2021 - Copied to the latest DCS. | NA | SPONS A&B | 1.561 | (BEAMS Note 2) The ERC for this item should be added to all other rateable items on the hereditament (except land). Therefore the total of the ERC of the other Building Items and the P&M ERC (where applicable) to enable the correct contract size adjustment to be made. ERC of Building Component + ERC of P&M = Total ERC to which contract size adjustment should be applied. The appropriate % adjustment should be made in accordance with the scale for contract size adjustment specified under section 6 of the RCG 2021 Guidance notes. The currency ERC rates are set at £4m (Four Million Pounds) @ 1st April 2019 (AVD) for the RCG 2021 Publication. | - | - | 2 | TRUE
3089 | 41P761 | 5599 | 41P761 | Industrial Buildings | Insulated Buildings | Sheet Metal Cladding | 501 - 1,000m2 | Eaves Height - 27m | Building Area only; Site strip vegetation; Strip foundations; Column bases; Insulated Concrete GF slab with DPM and Mesh,150 thick up to 10,000m2, 200mm thick over 10,000m2 GIA; Steel Portal frame with bolts and baseplates; Coated galvanised trapezoidal roof sheets with insulation on steel purlins; Roof lights; valley gutters; matching fascia and soffit; Rainwater downpipes and gutters; trapezoidal insulated wall system cladding on cladding rails; External roller shutter doors and personnel doors; Single phase electrics, lighting and power; Gas fuelled hot air burners; Underslab storm drainage from internal downpipes on building area greater than 1,000m2; | Location Adjustment Applicable (See Guidance Notes) - ERC = UK mean of 1.00 | (BEAMS Note 2) The ERC for this item should be added to all other rateable items on the hereditament (except land). Therefore the total of the ERC of the other Building Items and the P&M ERC (where applicable) to enable the correct contract size adjustment to be made. ERC of Building Component + ERC of P&M = Total ERC to which contract size adjustment should be applied. The appropriate % adjustment should be made in accordance with the scale for contract size adjustment specified under section 6 of the RCG 2023 Guidance notes. The currency ERC rates are set at £4m (Four Million Pounds) @ 1st April 2021 (AVD) for the RCG 2023 Publication. | The data consists of a typical Industrial shell. Works include the Industrial shell as described and includes works up to 1m perimeter to the building (1m wide paving slabs & foul/storm drainage), The cost include 2 no. personnel doors and roller shutters are included at 1 door up to 1,000m2 , 2 roller doors over 1,000m2 (GIA), and 4 roller doors over 5,000m2. Costs are for the shell only and do not include for internal rooms such as offices or toilets which should be added for seperately. See Variations for assistance. | - | - | - | - | - | Cavity Wall construction to lower walls should be added by measuring wall area at an E/O rate of £102m2, single block walls are cost neutral. Additional roller shutter doors over and above the beacon specification at should be added at additonal cost of £ 232 each (4 x 4m) . Additional personnel doors over the assumed 2nr. - add £1,077 each. If no heating is present a deduction of £28m2 (GIA) should be made to the beacon cost. Internal offices (in Industrial complexes) should be added by reference to Cost Guide code series 42P04A -42P40V, Internal WC - 42P40W, amenity blocks - showers & toilets (New code TBC) & Canteens (New CodeTBC) | - | - | 10104 | 41P93B, 41P455 | m2 | - | 3 - INDUSTRIAL | David Grace | Jim Allen | 635.8209 | Option 1 | 788.2933 | 23.98% | 969.352 | 695.9715 | 9.46% | -11.71% | 695.9715 | 9.46% | Price Book Data | P. Avo | VOA_GPN_GOV_UK\7243572 | 2021-07-09 | Low | - | Low | - | - | Updated indiced etc. 24/03/2021 - Copied to the latest DCS. | NA | SPONS A&B | 1.561 | (BEAMS Note 2) The ERC for this item should be added to all other rateable items on the hereditament (except land). Therefore the total of the ERC of the other Building Items and the P&M ERC (where applicable) to enable the correct contract size adjustment to be made. ERC of Building Component + ERC of P&M = Total ERC to which contract size adjustment should be applied. The appropriate % adjustment should be made in accordance with the scale for contract size adjustment specified under section 6 of the RCG 2021 Guidance notes. The currency ERC rates are set at £4m (Four Million Pounds) @ 1st April 2019 (AVD) for the RCG 2021 Publication. | - | - | 2 | TRUE
3090 | 41P762 | 5600 | 41P762 | Industrial Buildings | Insulated Buildings | Sheet Metal Cladding | 501 - 1,000m2 | Eaves Height - 28m | Building Area only; Site strip vegetation; Strip foundations; Column bases; Insulated Concrete GF slab with DPM and Mesh,150 thick up to 10,000m2, 200mm thick over 10,000m2 GIA; Steel Portal frame with bolts and baseplates; Coated galvanised trapezoidal roof sheets with insulation on steel purlins; Roof lights; valley gutters; matching fascia and soffit; Rainwater downpipes and gutters; trapezoidal insulated wall system cladding on cladding rails; External roller shutter doors and personnel doors; Single phase electrics, lighting and power; Gas fuelled hot air burners; Underslab storm drainage from internal downpipes on building area greater than 1,000m2; | Location Adjustment Applicable (See Guidance Notes) - ERC = UK mean of 1.00 | (BEAMS Note 2) The ERC for this item should be added to all other rateable items on the hereditament (except land). Therefore the total of the ERC of the other Building Items and the P&M ERC (where applicable) to enable the correct contract size adjustment to be made. ERC of Building Component + ERC of P&M = Total ERC to which contract size adjustment should be applied. The appropriate % adjustment should be made in accordance with the scale for contract size adjustment specified under section 6 of the RCG 2023 Guidance notes. The currency ERC rates are set at £4m (Four Million Pounds) @ 1st April 2021 (AVD) for the RCG 2023 Publication. | The data consists of a typical Industrial shell. Works include the Industrial shell as described and includes works up to 1m perimeter to the building (1m wide paving slabs & foul/storm drainage), The cost include 2 no. personnel doors and roller shutters are included at 1 door up to 1,000m2 , 2 roller doors over 1,000m2 (GIA), and 4 roller doors over 5,000m2. Costs are for the shell only and do not include for internal rooms such as offices or toilets which should be added for seperately. See Variations for assistance. | - | - | - | - | - | Cavity Wall construction to lower walls should be added by measuring wall area at an E/O rate of £102m2, single block walls are cost neutral. Additional roller shutter doors over and above the beacon specification at should be added at additonal cost of £ 232 each (4 x 4m) . Additional personnel doors over the assumed 2nr. - add £1,077 each. If no heating is present a deduction of £28m2 (GIA) should be made to the beacon cost. Internal offices (in Industrial complexes) should be added by reference to Cost Guide code series 42P04A -42P40V, Internal WC - 42P40W, amenity blocks - showers & toilets (New code TBC) & Canteens (New CodeTBC) | - | - | 10104 | 41P93C, 41P456 | m2 | - | 3 - INDUSTRIAL | David Grace | Jim Allen | 651.1974 | Option 1 | 807.3572 | 23.98% | 983.2396 | 705.9425 | 8.407% | -12.56% | 705.9425 | 8.407% | Price Book Data | P. Avo | VOA_GPN_GOV_UK\7243572 | 2021-07-09 | Low | - | Low | - | - | Updated indiced etc. 24/03/2021 - Copied to the latest DCS. | NA | SPONS A&B | 1.561 | (BEAMS Note 2) The ERC for this item should be added to all other rateable items on the hereditament (except land). Therefore the total of the ERC of the other Building Items and the P&M ERC (where applicable) to enable the correct contract size adjustment to be made. ERC of Building Component + ERC of P&M = Total ERC to which contract size adjustment should be applied. The appropriate % adjustment should be made in accordance with the scale for contract size adjustment specified under section 6 of the RCG 2021 Guidance notes. The currency ERC rates are set at £4m (Four Million Pounds) @ 1st April 2019 (AVD) for the RCG 2021 Publication. | - | - | 2 | TRUE
3091 | 41P763 | 5601 | 41P763 | Industrial Buildings | Insulated Buildings | Sheet Metal Cladding | 501 - 1,000m2 | Eaves Height - 29m | Building Area only; Site strip vegetation; Strip foundations; Column bases; Insulated Concrete GF slab with DPM and Mesh,150 thick up to 10,000m2, 200mm thick over 10,000m2 GIA; Steel Portal frame with bolts and baseplates; Coated galvanised trapezoidal roof sheets with insulation on steel purlins; Roof lights; valley gutters; matching fascia and soffit; Rainwater downpipes and gutters; trapezoidal insulated wall system cladding on cladding rails; External roller shutter doors and personnel doors; Single phase electrics, lighting and power; Gas fuelled hot air burners; Underslab storm drainage from internal downpipes on building area greater than 1,000m2; | Location Adjustment Applicable (See Guidance Notes) - ERC = UK mean of 1.00 | (BEAMS Note 2) The ERC for this item should be added to all other rateable items on the hereditament (except land). Therefore the total of the ERC of the other Building Items and the P&M ERC (where applicable) to enable the correct contract size adjustment to be made. ERC of Building Component + ERC of P&M = Total ERC to which contract size adjustment should be applied. The appropriate % adjustment should be made in accordance with the scale for contract size adjustment specified under section 6 of the RCG 2023 Guidance notes. The currency ERC rates are set at £4m (Four Million Pounds) @ 1st April 2021 (AVD) for the RCG 2023 Publication. | The data consists of a typical Industrial shell. Works include the Industrial shell as described and includes works up to 1m perimeter to the building (1m wide paving slabs & foul/storm drainage), The cost include 2 no. personnel doors and roller shutters are included at 1 door up to 1,000m2 , 2 roller doors over 1,000m2 (GIA), and 4 roller doors over 5,000m2. Costs are for the shell only and do not include for internal rooms such as offices or toilets which should be added for seperately. See Variations for assistance. | - | - | - | - | - | Cavity Wall construction to lower walls should be added by measuring wall area at an E/O rate of £102m2, single block walls are cost neutral. Additional roller shutter doors over and above the beacon specification at should be added at additonal cost of £ 232 each (4 x 4m) . Additional personnel doors over the assumed 2nr. - add £1,077 each. If no heating is present a deduction of £28m2 (GIA) should be made to the beacon cost. Internal offices (in Industrial complexes) should be added by reference to Cost Guide code series 42P04A -42P40V, Internal WC - 42P40W, amenity blocks - showers & toilets (New code TBC) & Canteens (New CodeTBC) | - | - | 10104 | 41P93D, 41P457 | m2 | - | 3 - INDUSTRIAL | David Grace | Jim Allen | 666.574 | Option 1 | 826.4212 | 23.98% | 997.1273 | 715.9135 | 7.402% | -13.37% | 715.9135 | 7.402% | Price Book Data | P. Avo | VOA_GPN_GOV_UK\7243572 | 2021-07-09 | Low | - | Low | - | - | Updated indiced etc. 24/03/2021 - Copied to the latest DCS. | NA | SPONS A&B | 1.561 | (BEAMS Note 2) The ERC for this item should be added to all other rateable items on the hereditament (except land). Therefore the total of the ERC of the other Building Items and the P&M ERC (where applicable) to enable the correct contract size adjustment to be made. ERC of Building Component + ERC of P&M = Total ERC to which contract size adjustment should be applied. The appropriate % adjustment should be made in accordance with the scale for contract size adjustment specified under section 6 of the RCG 2021 Guidance notes. The currency ERC rates are set at £4m (Four Million Pounds) @ 1st April 2019 (AVD) for the RCG 2021 Publication. | - | - | 2 | TRUE
3092 | 41P764 | 5602 | 41P764 | Industrial Buildings | Insulated Buildings | Sheet Metal Cladding | 501 - 1,000m2 | Eaves Height - 30m | Building Area only; Site strip vegetation; Strip foundations; Column bases; Insulated Concrete GF slab with DPM and Mesh,150 thick up to 10,000m2, 200mm thick over 10,000m2 GIA; Steel Portal frame with bolts and baseplates; Coated galvanised trapezoidal roof sheets with insulation on steel purlins; Roof lights; valley gutters; matching fascia and soffit; Rainwater downpipes and gutters; trapezoidal insulated wall system cladding on cladding rails; External roller shutter doors and personnel doors; Single phase electrics, lighting and power; Gas fuelled hot air burners; Underslab storm drainage from internal downpipes on building area greater than 1,000m2; | Location Adjustment Applicable (See Guidance Notes) - ERC = UK mean of 1.00 | (BEAMS Note 2) The ERC for this item should be added to all other rateable items on the hereditament (except land). Therefore the total of the ERC of the other Building Items and the P&M ERC (where applicable) to enable the correct contract size adjustment to be made. ERC of Building Component + ERC of P&M = Total ERC to which contract size adjustment should be applied. The appropriate % adjustment should be made in accordance with the scale for contract size adjustment specified under section 6 of the RCG 2023 Guidance notes. The currency ERC rates are set at £4m (Four Million Pounds) @ 1st April 2021 (AVD) for the RCG 2023 Publication. | The data consists of a typical Industrial shell. Works include the Industrial shell as described and includes works up to 1m perimeter to the building (1m wide paving slabs & foul/storm drainage), The cost include 2 no. personnel doors and roller shutters are included at 1 door up to 1,000m2 , 2 roller doors over 1,000m2 (GIA), and 4 roller doors over 5,000m2. Costs are for the shell only and do not include for internal rooms such as offices or toilets which should be added for seperately. See Variations for assistance. | - | - | - | - | - | Cavity Wall construction to lower walls should be added by measuring wall area at an E/O rate of £102m2, single block walls are cost neutral. Additional roller shutter doors over and above the beacon specification at should be added at additonal cost of £ 232 each (4 x 4m) . Additional personnel doors over the assumed 2nr. - add £1,077 each. If no heating is present a deduction of £28m2 (GIA) should be made to the beacon cost. Internal offices (in Industrial complexes) should be added by reference to Cost Guide code series 42P04A -42P40V, Internal WC - 42P40W, amenity blocks - showers & toilets (New code TBC) & Canteens (New CodeTBC) | - | - | 10104 | 41P93E, 41P458 | m2 | - | 3 - INDUSTRIAL | David Grace | Jim Allen | 681.9506 | Option 1 | 845.4851 | 23.98% | 1011.0149 | 725.8846 | 6.442% | -14.15% | 725.8846 | 6.442% | Price Book Data | P. Avo | VOA_GPN_GOV_UK\7243572 | 2021-07-09 | Low | - | Low | - | - | Updated indiced etc. 24/03/2021 - Copied to the latest DCS. | NA | SPONS A&B | 1.561 | (BEAMS Note 2) The ERC for this item should be added to all other rateable items on the hereditament (except land). Therefore the total of the ERC of the other Building Items and the P&M ERC (where applicable) to enable the correct contract size adjustment to be made. ERC of Building Component + ERC of P&M = Total ERC to which contract size adjustment should be applied. The appropriate % adjustment should be made in accordance with the scale for contract size adjustment specified under section 6 of the RCG 2021 Guidance notes. The currency ERC rates are set at £4m (Four Million Pounds) @ 1st April 2019 (AVD) for the RCG 2021 Publication. | - | - | 2 | TRUE
3093 | 41P765 | 5606 | 41P765 | Industrial Buildings | Insulated Buildings | Sheet Metal Cladding | 501 - 1,000m2 | Eaves Height - 31m | Building Area only; Site strip vegetation; Strip foundations; Column bases; Insulated Concrete GF slab with DPM and Mesh,150 thick up to 10,000m2, 200mm thick over 10,000m2 GIA; Steel Portal frame with bolts and baseplates; Coated galvanised trapezoidal roof sheets with insulation on steel purlins; Roof lights; valley gutters; matching fascia and soffit; Rainwater downpipes and gutters; trapezoidal insulated wall system cladding on cladding rails; External roller shutter doors and personnel doors; Single phase electrics, lighting and power; Gas fuelled hot air burners; Underslab storm drainage from internal downpipes on building area greater than 1,000m2; | Location Adjustment Applicable (See Guidance Notes) - ERC = UK mean of 1.00 | (BEAMS Note 2) The ERC for this item should be added to all other rateable items on the hereditament (except land). Therefore the total of the ERC of the other Building Items and the P&M ERC (where applicable) to enable the correct contract size adjustment to be made. ERC of Building Component + ERC of P&M = Total ERC to which contract size adjustment should be applied. The appropriate % adjustment should be made in accordance with the scale for contract size adjustment specified under section 6 of the RCG 2023 Guidance notes. The currency ERC rates are set at £4m (Four Million Pounds) @ 1st April 2021 (AVD) for the RCG 2023 Publication. | The data consists of a typical Industrial shell. Works include the Industrial shell as described and includes works up to 1m perimeter to the building (1m wide paving slabs & foul/storm drainage), The cost include 2 no. personnel doors and roller shutters are included at 1 door up to 1,000m2 , 2 roller doors over 1,000m2 (GIA), and 4 roller doors over 5,000m2. Costs are for the shell only and do not include for internal rooms such as offices or toilets which should be added for seperately. See Variations for assistance. | - | - | - | - | - | Cavity Wall construction to lower walls should be added by measuring wall area at an E/O rate of £102m2, single block walls are cost neutral. Additional roller shutter doors over and above the beacon specification at should be added at additonal cost of £ 232 each (4 x 4m) . Additional personnel doors over the assumed 2nr. - add £1,077 each. If no heating is present a deduction of £28m2 (GIA) should be made to the beacon cost. Internal offices (in Industrial complexes) should be added by reference to Cost Guide code series 42P04A -42P40V, Internal WC - 42P40W, amenity blocks - showers & toilets (New code TBC) & Canteens (New CodeTBC) | - | - | 10104 | 41P93F, 41P459 | m2 | - | 3 - INDUSTRIAL | David Grace | Jim Allen | 704.2466 | Option 1 | 873.1278 | 23.98% | 1024.9026 | 735.8556 | 4.488% | -15.72% | 735.8556 | 4.488% | Price Book Data | P. Avo | VOA_GPN_GOV_UK\7243572 | 2021-07-09 | Low | - | Low | - | - | Updated indiced etc. 24/03/2021 - Copied to the latest DCS. | NA | SPONS A&B | 1.561 | (BEAMS Note 2) The ERC for this item should be added to all other rateable items on the hereditament (except land). Therefore the total of the ERC of the other Building Items and the P&M ERC (where applicable) to enable the correct contract size adjustment to be made. ERC of Building Component + ERC of P&M = Total ERC to which contract size adjustment should be applied. The appropriate % adjustment should be made in accordance with the scale for contract size adjustment specified under section 6 of the RCG 2021 Guidance notes. The currency ERC rates are set at £4m (Four Million Pounds) @ 1st April 2019 (AVD) for the RCG 2021 Publication. | - | - | 2 | TRUE
3094 | 41P766 | 5607 | 41P766 | Industrial Buildings | Insulated Buildings | Sheet Metal Cladding | 501 - 1,000m2 | Eaves Height - 32m | Building Area only; Site strip vegetation; Strip foundations; Column bases; Insulated Concrete GF slab with DPM and Mesh,150 thick up to 10,000m2, 200mm thick over 10,000m2 GIA; Steel Portal frame with bolts and baseplates; Coated galvanised trapezoidal roof sheets with insulation on steel purlins; Roof lights; valley gutters; matching fascia and soffit; Rainwater downpipes and gutters; trapezoidal insulated wall system cladding on cladding rails; External roller shutter doors and personnel doors; Single phase electrics, lighting and power; Gas fuelled hot air burners; Underslab storm drainage from internal downpipes on building area greater than 1,000m2; | Location Adjustment Applicable (See Guidance Notes) - ERC = UK mean of 1.00 | (BEAMS Note 2) The ERC for this item should be added to all other rateable items on the hereditament (except land). Therefore the total of the ERC of the other Building Items and the P&M ERC (where applicable) to enable the correct contract size adjustment to be made. ERC of Building Component + ERC of P&M = Total ERC to which contract size adjustment should be applied. The appropriate % adjustment should be made in accordance with the scale for contract size adjustment specified under section 6 of the RCG 2023 Guidance notes. The currency ERC rates are set at £4m (Four Million Pounds) @ 1st April 2021 (AVD) for the RCG 2023 Publication. | The data consists of a typical Industrial shell. Works include the Industrial shell as described and includes works up to 1m perimeter to the building (1m wide paving slabs & foul/storm drainage), The cost include 2 no. personnel doors and roller shutters are included at 1 door up to 1,000m2 , 2 roller doors over 1,000m2 (GIA), and 4 roller doors over 5,000m2. Costs are for the shell only and do not include for internal rooms such as offices or toilets which should be added for seperately. See Variations for assistance. | - | - | - | - | - | Cavity Wall construction to lower walls should be added by measuring wall area at an E/O rate of £102m2, single block walls are cost neutral. Additional roller shutter doors over and above the beacon specification at should be added at additonal cost of £ 232 each (4 x 4m) . Additional personnel doors over the assumed 2nr. - add £1,077 each. If no heating is present a deduction of £28m2 (GIA) should be made to the beacon cost. Internal offices (in Industrial complexes) should be added by reference to Cost Guide code series 42P04A -42P40V, Internal WC - 42P40W, amenity blocks - showers & toilets (New code TBC) & Canteens (New CodeTBC) | - | - | 10104 | 41P93G, 41P460 | m2 | - | 3 - INDUSTRIAL | David Grace | Jim Allen | 719.6231 | Option 1 | 892.1917 | 23.98% | 1038.7903 | 745.8266 | 3.641% | -16.41% | 745.8266 | 3.641% | Price Book Data | P. Avo | VOA_GPN_GOV_UK\7243572 | 2021-07-09 | Low | - | Low | - | - | Updated indiced etc. 24/03/2021 - Copied to the latest DCS. | NA | SPONS A&B | 1.561 | (BEAMS Note 2) The ERC for this item should be added to all other rateable items on the hereditament (except land). Therefore the total of the ERC of the other Building Items and the P&M ERC (where applicable) to enable the correct contract size adjustment to be made. ERC of Building Component + ERC of P&M = Total ERC to which contract size adjustment should be applied. The appropriate % adjustment should be made in accordance with the scale for contract size adjustment specified under section 6 of the RCG 2021 Guidance notes. The currency ERC rates are set at £4m (Four Million Pounds) @ 1st April 2019 (AVD) for the RCG 2021 Publication. | - | - | 2 | TRUE
3095 | 41P767 | 5608 | 41P767 | Industrial Buildings | Insulated Buildings | Sheet Metal Cladding | 501 - 1,000m2 | Eaves Height - 33m | Building Area only; Site strip vegetation; Strip foundations; Column bases; Insulated Concrete GF slab with DPM and Mesh,150 thick up to 10,000m2, 200mm thick over 10,000m2 GIA; Steel Portal frame with bolts and baseplates; Coated galvanised trapezoidal roof sheets with insulation on steel purlins; Roof lights; valley gutters; matching fascia and soffit; Rainwater downpipes and gutters; trapezoidal insulated wall system cladding on cladding rails; External roller shutter doors and personnel doors; Single phase electrics, lighting and power; Gas fuelled hot air burners; Underslab storm drainage from internal downpipes on building area greater than 1,000m2; | Location Adjustment Applicable (See Guidance Notes) - ERC = UK mean of 1.00 | (BEAMS Note 2) The ERC for this item should be added to all other rateable items on the hereditament (except land). Therefore the total of the ERC of the other Building Items and the P&M ERC (where applicable) to enable the correct contract size adjustment to be made. ERC of Building Component + ERC of P&M = Total ERC to which contract size adjustment should be applied. The appropriate % adjustment should be made in accordance with the scale for contract size adjustment specified under section 6 of the RCG 2023 Guidance notes. The currency ERC rates are set at £4m (Four Million Pounds) @ 1st April 2021 (AVD) for the RCG 2023 Publication. | The data consists of a typical Industrial shell. Works include the Industrial shell as described and includes works up to 1m perimeter to the building (1m wide paving slabs & foul/storm drainage), The cost include 2 no. personnel doors and roller shutters are included at 1 door up to 1,000m2 , 2 roller doors over 1,000m2 (GIA), and 4 roller doors over 5,000m2. Costs are for the shell only and do not include for internal rooms such as offices or toilets which should be added for seperately. See Variations for assistance. | - | - | - | - | - | Cavity Wall construction to lower walls should be added by measuring wall area at an E/O rate of £102m2, single block walls are cost neutral. Additional roller shutter doors over and above the beacon specification at should be added at additonal cost of £ 232 each (4 x 4m) . Additional personnel doors over the assumed 2nr. - add £1,077 each. If no heating is present a deduction of £28m2 (GIA) should be made to the beacon cost. Internal offices (in Industrial complexes) should be added by reference to Cost Guide code series 42P04A -42P40V, Internal WC - 42P40W, amenity blocks - showers & toilets (New code TBC) & Canteens (New CodeTBC) | - | - | 10104 | 41P93H, 41P461 | m2 | - | 3 - INDUSTRIAL | David Grace | Jim Allen | 734.9997 | Option 1 | 911.2556 | 23.98% | 1052.6779 | 755.7976 | 2.83% | -17.06% | 755.7976 | 2.83% | Price Book Data | P. Avo | VOA_GPN_GOV_UK\7243572 | 2021-07-09 | Low | - | Low | - | - | Updated indiced etc. 24/03/2021 - Copied to the latest DCS. | NA | SPONS A&B | 1.561 | (BEAMS Note 2) The ERC for this item should be added to all other rateable items on the hereditament (except land). Therefore the total of the ERC of the other Building Items and the P&M ERC (where applicable) to enable the correct contract size adjustment to be made. ERC of Building Component + ERC of P&M = Total ERC to which contract size adjustment should be applied. The appropriate % adjustment should be made in accordance with the scale for contract size adjustment specified under section 6 of the RCG 2021 Guidance notes. The currency ERC rates are set at £4m (Four Million Pounds) @ 1st April 2019 (AVD) for the RCG 2021 Publication. | - | - | 2 | TRUE
3096 | 41P768 | 5609 | 41P768 | Industrial Buildings | Insulated Buildings | Sheet Metal Cladding | 501 - 1,000m2 | Eaves Height - 34m | Building Area only; Site strip vegetation; Strip foundations; Column bases; Insulated Concrete GF slab with DPM and Mesh,150 thick up to 10,000m2, 200mm thick over 10,000m2 GIA; Steel Portal frame with bolts and baseplates; Coated galvanised trapezoidal roof sheets with insulation on steel purlins; Roof lights; valley gutters; matching fascia and soffit; Rainwater downpipes and gutters; trapezoidal insulated wall system cladding on cladding rails; External roller shutter doors and personnel doors; Single phase electrics, lighting and power; Gas fuelled hot air burners; Underslab storm drainage from internal downpipes on building area greater than 1,000m2; | Location Adjustment Applicable (See Guidance Notes) - ERC = UK mean of 1.00 | (BEAMS Note 2) The ERC for this item should be added to all other rateable items on the hereditament (except land). Therefore the total of the ERC of the other Building Items and the P&M ERC (where applicable) to enable the correct contract size adjustment to be made. ERC of Building Component + ERC of P&M = Total ERC to which contract size adjustment should be applied. The appropriate % adjustment should be made in accordance with the scale for contract size adjustment specified under section 6 of the RCG 2023 Guidance notes. The currency ERC rates are set at £4m (Four Million Pounds) @ 1st April 2021 (AVD) for the RCG 2023 Publication. | The data consists of a typical Industrial shell. Works include the Industrial shell as described and includes works up to 1m perimeter to the building (1m wide paving slabs & foul/storm drainage), The cost include 2 no. personnel doors and roller shutters are included at 1 door up to 1,000m2 , 2 roller doors over 1,000m2 (GIA), and 4 roller doors over 5,000m2. Costs are for the shell only and do not include for internal rooms such as offices or toilets which should be added for seperately. See Variations for assistance. | - | - | - | - | - | Cavity Wall construction to lower walls should be added by measuring wall area at an E/O rate of £102m2, single block walls are cost neutral. Additional roller shutter doors over and above the beacon specification at should be added at additonal cost of £ 232 each (4 x 4m) . Additional personnel doors over the assumed 2nr. - add £1,077 each. If no heating is present a deduction of £28m2 (GIA) should be made to the beacon cost. Internal offices (in Industrial complexes) should be added by reference to Cost Guide code series 42P04A -42P40V, Internal WC - 42P40W, amenity blocks - showers & toilets (New code TBC) & Canteens (New CodeTBC) | - | - | 10104 | 41P93J, 41P462 | m2 | - | 3 - INDUSTRIAL | David Grace | Jim Allen | 750.3763 | Option 1 | 930.3196 | 23.98% | 1066.5656 | 765.7686 | 2.051% | -17.69% | 765.7686 | 2.051% | Price Book Data | P. Avo | VOA_GPN_GOV_UK\7243572 | 2021-07-09 | Low | - | Low | - | - | Updated indiced etc. 24/03/2021 - Copied to the latest DCS. | NA | SPONS A&B | 1.561 | (BEAMS Note 2) The ERC for this item should be added to all other rateable items on the hereditament (except land). Therefore the total of the ERC of the other Building Items and the P&M ERC (where applicable) to enable the correct contract size adjustment to be made. ERC of Building Component + ERC of P&M = Total ERC to which contract size adjustment should be applied. The appropriate % adjustment should be made in accordance with the scale for contract size adjustment specified under section 6 of the RCG 2021 Guidance notes. The currency ERC rates are set at £4m (Four Million Pounds) @ 1st April 2019 (AVD) for the RCG 2021 Publication. | - | - | 2 | TRUE
3097 | 41P769 | 5610 | 41P769 | Industrial Buildings | Insulated Buildings | Sheet Metal Cladding | 501 - 1,000m2 | Eaves Height - 35m | Building Area only; Site strip vegetation; Strip foundations; Column bases; Insulated Concrete GF slab with DPM and Mesh,150 thick up to 10,000m2, 200mm thick over 10,000m2 GIA; Steel Portal frame with bolts and baseplates; Coated galvanised trapezoidal roof sheets with insulation on steel purlins; Roof lights; valley gutters; matching fascia and soffit; Rainwater downpipes and gutters; trapezoidal insulated wall system cladding on cladding rails; External roller shutter doors and personnel doors; Single phase electrics, lighting and power; Gas fuelled hot air burners; Underslab storm drainage from internal downpipes on building area greater than 1,000m2; | Location Adjustment Applicable (See Guidance Notes) - ERC = UK mean of 1.00 | (BEAMS Note 2) The ERC for this item should be added to all other rateable items on the hereditament (except land). Therefore the total of the ERC of the other Building Items and the P&M ERC (where applicable) to enable the correct contract size adjustment to be made. ERC of Building Component + ERC of P&M = Total ERC to which contract size adjustment should be applied. The appropriate % adjustment should be made in accordance with the scale for contract size adjustment specified under section 6 of the RCG 2023 Guidance notes. The currency ERC rates are set at £4m (Four Million Pounds) @ 1st April 2021 (AVD) for the RCG 2023 Publication. | The data consists of a typical Industrial shell. Works include the Industrial shell as described and includes works up to 1m perimeter to the building (1m wide paving slabs & foul/storm drainage), The cost include 2 no. personnel doors and roller shutters are included at 1 door up to 1,000m2 , 2 roller doors over 1,000m2 (GIA), and 4 roller doors over 5,000m2. Costs are for the shell only and do not include for internal rooms such as offices or toilets which should be added for seperately. See Variations for assistance. | - | - | - | - | - | Cavity Wall construction to lower walls should be added by measuring wall area at an E/O rate of £102m2, single block walls are cost neutral. Additional roller shutter doors over and above the beacon specification at should be added at additonal cost of £ 232 each (4 x 4m) . Additional personnel doors over the assumed 2nr. - add £1,077 each. If no heating is present a deduction of £28m2 (GIA) should be made to the beacon cost. Internal offices (in Industrial complexes) should be added by reference to Cost Guide code series 42P04A -42P40V, Internal WC - 42P40W, amenity blocks - showers & toilets (New code TBC) & Canteens (New CodeTBC) | - | - | 10104 | 41P93K, 41P463 | m2 | - | 3 - INDUSTRIAL | David Grace | Jim Allen | 765.7528 | Option 1 | 949.3835 | 23.98% | 1080.4532 | 775.7396 | 1.304% | -18.29% | 775.7396 | 1.304% | Price Book Data | P. Avo | VOA_GPN_GOV_UK\7243572 | 2021-07-09 | Low | - | Low | - | - | Updated indiced etc. 24/03/2021 - Copied to the latest DCS. | NA | SPONS A&B | 1.561 | (BEAMS Note 2) The ERC for this item should be added to all other rateable items on the hereditament (except land). Therefore the total of the ERC of the other Building Items and the P&M ERC (where applicable) to enable the correct contract size adjustment to be made. ERC of Building Component + ERC of P&M = Total ERC to which contract size adjustment should be applied. The appropriate % adjustment should be made in accordance with the scale for contract size adjustment specified under section 6 of the RCG 2021 Guidance notes. The currency ERC rates are set at £4m (Four Million Pounds) @ 1st April 2019 (AVD) for the RCG 2021 Publication. | - | - | 2 | TRUE
3098 | 41P780 | 5639 | 41P780 | Industrial Buildings | Insulated Buildings | Sheet Metal Cladding | 5,001 - 10,000m2 | Eaves Height - 21m | Building Area only; Site strip vegetation; Strip foundations; Column bases; Insulated Concrete GF slab with DPM and Mesh,150 thick up to 10,000m2, 200mm thick over 10,000m2 GIA; Steel Portal frame with bolts and baseplates; Coated galvanised trapezoidal roof sheets with insulation on steel purlins; Roof lights; valley gutters; matching fascia and soffit; Rainwater downpipes and gutters; trapezoidal insulated wall system cladding on cladding rails; External roller shutter doors and personnel doors; Single phase electrics, lighting and power; Gas fuelled hot air burners; Underslab storm drainage from internal downpipes on building area greater than 1,000m2; | Location Adjustment Applicable (See Guidance Notes) - ERC = UK mean of 1.00 | (BEAMS Note 2) The ERC for this item should be added to all other rateable items on the hereditament (except land). Therefore the total of the ERC of the other Building Items and the P&M ERC (where applicable) to enable the correct contract size adjustment to be made. ERC of Building Component + ERC of P&M = Total ERC to which contract size adjustment should be applied. The appropriate % adjustment should be made in accordance with the scale for contract size adjustment specified under section 6 of the RCG 2023 Guidance notes. The currency ERC rates are set at £4m (Four Million Pounds) @ 1st April 2021 (AVD) for the RCG 2023 Publication. | The data consists of a typical Industrial shell. Works include the Industrial shell as described and includes works up to 1m perimeter to the building (1m wide paving slabs & foul/storm drainage), The cost include 2 no. personnel doors and roller shutters are included at 1 door up to 1,000m2 , 2 roller doors over 1,000m2 (GIA), and 4 roller doors over 5,000m2. Costs are for the shell only and do not include for internal rooms such as offices or toilets which should be added for seperately. See Variations for assistance. | - | - | - | - | - | Cavity Wall construction to lower walls should be added by measuring wall area at an E/O rate of £102m2, single block walls are cost neutral. Additional roller shutter doors over and above the beacon specification at should be added at additonal cost of £ 232 each (4 x 4m) . Additional personnel doors over the assumed 2nr. - add £1,077 each. If no heating is present a deduction of £28m2 (GIA) should be made to the beacon cost. Internal offices (in Industrial complexes) should be added by reference to Cost Guide code series 42P04A -42P40V, Internal WC - 42P40W, amenity blocks - showers & toilets (New code TBC) & Canteens (New CodeTBC) | - | - | 10105 | 41P87V, 41P473 | m2 | - | 3 - INDUSTRIAL | David Grace | Jim Allen | 405.9413 | Option 1 | 503.2876 | 23.98% | 759.1174 | 545.0282 | 34.26% | 8.294% | 545.0282 | 34.26% | Price Book Data | P. Avo | VOA_GPN_GOV_UK\7243572 | 2021-07-12 | Low | - | Low | - | - | Updated indiced etc. 24/03/2021 - Copied to the latest DCS. | NA | SPONS A&B | 1.561 | (BEAMS Note 2) The ERC for this item should be added to all other rateable items on the hereditament (except land). Therefore the total of the ERC of the other Building Items and the P&M ERC (where applicable) to enable the correct contract size adjustment to be made. ERC of Building Component + ERC of P&M = Total ERC to which contract size adjustment should be applied. The appropriate % adjustment should be made in accordance with the scale for contract size adjustment specified under section 6 of the RCG 2021 Guidance notes. The currency ERC rates are set at £4m (Four Million Pounds) @ 1st April 2019 (AVD) for the RCG 2021 Publication. | - | - | 2 | TRUE
3099 | 41P782 | 5644 | 41P782 | Industrial Buildings | Insulated Buildings | Sheet Metal Cladding | 5,001 - 10,000m2 | Eaves Height - 23m | Building Area only; Site strip vegetation; Strip foundations; Column bases; Insulated Concrete GF slab with DPM and Mesh,150 thick up to 10,000m2, 200mm thick over 10,000m2 GIA; Steel Portal frame with bolts and baseplates; Coated galvanised trapezoidal roof sheets with insulation on steel purlins; Roof lights; valley gutters; matching fascia and soffit; Rainwater downpipes and gutters; trapezoidal insulated wall system cladding on cladding rails; External roller shutter doors and personnel doors; Single phase electrics, lighting and power; Gas fuelled hot air burners; Underslab storm drainage from internal downpipes on building area greater than 1,000m2; | Location Adjustment Applicable (See Guidance Notes) - ERC = UK mean of 1.00 | (BEAMS Note 2) The ERC for this item should be added to all other rateable items on the hereditament (except land). Therefore the total of the ERC of the other Building Items and the P&M ERC (where applicable) to enable the correct contract size adjustment to be made. ERC of Building Component + ERC of P&M = Total ERC to which contract size adjustment should be applied. The appropriate % adjustment should be made in accordance with the scale for contract size adjustment specified under section 6 of the RCG 2023 Guidance notes. The currency ERC rates are set at £4m (Four Million Pounds) @ 1st April 2021 (AVD) for the RCG 2023 Publication. | The data consists of a typical Industrial shell. Works include the Industrial shell as described and includes works up to 1m perimeter to the building (1m wide paving slabs & foul/storm drainage), The cost include 2 no. personnel doors and roller shutters are included at 1 door up to 1,000m2 , 2 roller doors over 1,000m2 (GIA), and 4 roller doors over 5,000m2. Costs are for the shell only and do not include for internal rooms such as offices or toilets which should be added for seperately. See Variations for assistance. | - | - | - | - | - | Cavity Wall construction to lower walls should be added by measuring wall area at an E/O rate of £102m2, single block walls are cost neutral. Additional roller shutter doors over and above the beacon specification at should be added at additonal cost of £ 232 each (4 x 4m) . Additional personnel doors over the assumed 2nr. - add £1,077 each. If no heating is present a deduction of £28m2 (GIA) should be made to the beacon cost. Internal offices (in Industrial complexes) should be added by reference to Cost Guide code series 42P04A -42P40V, Internal WC - 42P40W, amenity blocks - showers & toilets (New code TBC) & Canteens (New CodeTBC) | - | - | 10105 | 41P87X, 41P475 | m2 | - | 3 - INDUSTRIAL | David Grace | Jim Allen | 419.0113 | Option 1 | 519.492 | 23.98% | 770.0121 | 552.8503 | 31.94% | 6.421% | 552.8503 | 31.94% | Price Book Data | P. Avo | VOA_GPN_GOV_UK\7243572 | 2021-07-12 | Low | - | Low | - | - | Updated indiced etc. 24/03/2021 - Copied to the latest DCS. | NA | SPONS A&B | 1.561 | (BEAMS Note 2) The ERC for this item should be added to all other rateable items on the hereditament (except land). Therefore the total of the ERC of the other Building Items and the P&M ERC (where applicable) to enable the correct contract size adjustment to be made. ERC of Building Component + ERC of P&M = Total ERC to which contract size adjustment should be applied. The appropriate % adjustment should be made in accordance with the scale for contract size adjustment specified under section 6 of the RCG 2021 Guidance notes. The currency ERC rates are set at £4m (Four Million Pounds) @ 1st April 2019 (AVD) for the RCG 2021 Publication. | - | - | 2 | TRUE
3100 | 41P783 | 5645 | 41P783 | Industrial Buildings | Insulated Buildings | Sheet Metal Cladding | 5,001 - 10,000m2 | Eaves Height - 24m | Building Area only; Site strip vegetation; Strip foundations; Column bases; Insulated Concrete GF slab with DPM and Mesh,150 thick up to 10,000m2, 200mm thick over 10,000m2 GIA; Steel Portal frame with bolts and baseplates; Coated galvanised trapezoidal roof sheets with insulation on steel purlins; Roof lights; valley gutters; matching fascia and soffit; Rainwater downpipes and gutters; trapezoidal insulated wall system cladding on cladding rails; External roller shutter doors and personnel doors; Single phase electrics, lighting and power; Gas fuelled hot air burners; Underslab storm drainage from internal downpipes on building area greater than 1,000m2; | Location Adjustment Applicable (See Guidance Notes) - ERC = UK mean of 1.00 | (BEAMS Note 2) The ERC for this item should be added to all other rateable items on the hereditament (except land). Therefore the total of the ERC of the other Building Items and the P&M ERC (where applicable) to enable the correct contract size adjustment to be made. ERC of Building Component + ERC of P&M = Total ERC to which contract size adjustment should be applied. The appropriate % adjustment should be made in accordance with the scale for contract size adjustment specified under section 6 of the RCG 2023 Guidance notes. The currency ERC rates are set at £4m (Four Million Pounds) @ 1st April 2021 (AVD) for the RCG 2023 Publication. | The data consists of a typical Industrial shell. Works include the Industrial shell as described and includes works up to 1m perimeter to the building (1m wide paving slabs & foul/storm drainage), The cost include 2 no. personnel doors and roller shutters are included at 1 door up to 1,000m2 , 2 roller doors over 1,000m2 (GIA), and 4 roller doors over 5,000m2. Costs are for the shell only and do not include for internal rooms such as offices or toilets which should be added for seperately. See Variations for assistance. | - | - | - | - | - | Cavity Wall construction to lower walls should be added by measuring wall area at an E/O rate of £102m2, single block walls are cost neutral. Additional roller shutter doors over and above the beacon specification at should be added at additonal cost of £ 232 each (4 x 4m) . Additional personnel doors over the assumed 2nr. - add £1,077 each. If no heating is present a deduction of £28m2 (GIA) should be made to the beacon cost. Internal offices (in Industrial complexes) should be added by reference to Cost Guide code series 42P04A -42P40V, Internal WC - 42P40W, amenity blocks - showers & toilets (New code TBC) & Canteens (New CodeTBC) | - | - | 10105 | 41P87Y, 41P476 | m2 | - | 3 - INDUSTRIAL | David Grace | Jim Allen | 425.9308 | Option 1 | 528.0707 | 23.98% | 775.4594 | 556.7613 | 30.72% | 5.433% | 556.7613 | 30.72% | Price Book Data | P. Avo | VOA_GPN_GOV_UK\7243572 | 2021-07-12 | Low | - | Low | - | - | Updated indiced etc. 24/03/2021 - Copied to the latest DCS. | NA | SPONS A&B | 1.561 | (BEAMS Note 2) The ERC for this item should be added to all other rateable items on the hereditament (except land). Therefore the total of the ERC of the other Building Items and the P&M ERC (where applicable) to enable the correct contract size adjustment to be made. ERC of Building Component + ERC of P&M = Total ERC to which contract size adjustment should be applied. The appropriate % adjustment should be made in accordance with the scale for contract size adjustment specified under section 6 of the RCG 2021 Guidance notes. The currency ERC rates are set at £4m (Four Million Pounds) @ 1st April 2019 (AVD) for the RCG 2021 Publication. | - | - | 2 | TRUE
3101 | 41P784 | 5646 | 41P784 | Industrial Buildings | Insulated Buildings | Sheet Metal Cladding | 5,001 - 10,000m2 | Eaves Height - 25m | Building Area only; Site strip vegetation; Strip foundations; Column bases; Insulated Concrete GF slab with DPM and Mesh,150 thick up to 10,000m2, 200mm thick over 10,000m2 GIA; Steel Portal frame with bolts and baseplates; Coated galvanised trapezoidal roof sheets with insulation on steel purlins; Roof lights; valley gutters; matching fascia and soffit; Rainwater downpipes and gutters; trapezoidal insulated wall system cladding on cladding rails; External roller shutter doors and personnel doors; Single phase electrics, lighting and power; Gas fuelled hot air burners; Underslab storm drainage from internal downpipes on building area greater than 1,000m2; | Location Adjustment Applicable (See Guidance Notes) - ERC = UK mean of 1.00 | (BEAMS Note 2) The ERC for this item should be added to all other rateable items on the hereditament (except land). Therefore the total of the ERC of the other Building Items and the P&M ERC (where applicable) to enable the correct contract size adjustment to be made. ERC of Building Component + ERC of P&M = Total ERC to which contract size adjustment should be applied. The appropriate % adjustment should be made in accordance with the scale for contract size adjustment specified under section 6 of the RCG 2023 Guidance notes. The currency ERC rates are set at £4m (Four Million Pounds) @ 1st April 2021 (AVD) for the RCG 2023 Publication. | The data consists of a typical Industrial shell. Works include the Industrial shell as described and includes works up to 1m perimeter to the building (1m wide paving slabs & foul/storm drainage), The cost include 2 no. personnel doors and roller shutters are included at 1 door up to 1,000m2 , 2 roller doors over 1,000m2 (GIA), and 4 roller doors over 5,000m2. Costs are for the shell only and do not include for internal rooms such as offices or toilets which should be added for seperately. See Variations for assistance. | - | - | - | - | - | Cavity Wall construction to lower walls should be added by measuring wall area at an E/O rate of £102m2, single block walls are cost neutral. Additional roller shutter doors over and above the beacon specification at should be added at additonal cost of £ 232 each (4 x 4m) . Additional personnel doors over the assumed 2nr. - add £1,077 each. If no heating is present a deduction of £28m2 (GIA) should be made to the beacon cost. Internal offices (in Industrial complexes) should be added by reference to Cost Guide code series 42P04A -42P40V, Internal WC - 42P40W, amenity blocks - showers & toilets (New code TBC) & Canteens (New CodeTBC) | - | - | 10105 | 41P87Z ,41P477 | m2 | - | 3 - INDUSTRIAL | David Grace | Jim Allen | 432.8502 | Option 1 | 536.6495 | 23.98% | 780.9067 | 560.6724 | 29.53% | 4.476% | 560.6724 | 29.53% | Price Book Data | P. Avo | VOA_GPN_GOV_UK\7243572 | 2021-07-12 | Low | - | Low | - | - | Updated indiced etc. 24/03/2021 - Copied to the latest DCS. | NA | SPONS A&B | 1.561 | (BEAMS Note 2) The ERC for this item should be added to all other rateable items on the hereditament (except land). Therefore the total of the ERC of the other Building Items and the P&M ERC (where applicable) to enable the correct contract size adjustment to be made. ERC of Building Component + ERC of P&M = Total ERC to which contract size adjustment should be applied. The appropriate % adjustment should be made in accordance with the scale for contract size adjustment specified under section 6 of the RCG 2021 Guidance notes. The currency ERC rates are set at £4m (Four Million Pounds) @ 1st April 2019 (AVD) for the RCG 2021 Publication. | - | - | 2 | TRUE
3102 | 41P785 | 5647 | 41P785 | Industrial Buildings | Insulated Buildings | Sheet Metal Cladding | 5,001 - 10,000m2 | Eaves Height - 26m | Building Area only; Site strip vegetation; Strip foundations; Column bases; Insulated Concrete GF slab with DPM and Mesh,150 thick up to 10,000m2, 200mm thick over 10,000m2 GIA; Steel Portal frame with bolts and baseplates; Coated galvanised trapezoidal roof sheets with insulation on steel purlins; Roof lights; valley gutters; matching fascia and soffit; Rainwater downpipes and gutters; trapezoidal insulated wall system cladding on cladding rails; External roller shutter doors and personnel doors; Single phase electrics, lighting and power; Gas fuelled hot air burners; Underslab storm drainage from internal downpipes on building area greater than 1,000m2; | Location Adjustment Applicable (See Guidance Notes) - ERC = UK mean of 1.00 | (BEAMS Note 2) The ERC for this item should be added to all other rateable items on the hereditament (except land). Therefore the total of the ERC of the other Building Items and the P&M ERC (where applicable) to enable the correct contract size adjustment to be made. ERC of Building Component + ERC of P&M = Total ERC to which contract size adjustment should be applied. The appropriate % adjustment should be made in accordance with the scale for contract size adjustment specified under section 6 of the RCG 2023 Guidance notes. The currency ERC rates are set at £4m (Four Million Pounds) @ 1st April 2021 (AVD) for the RCG 2023 Publication. | The data consists of a typical Industrial shell. Works include the Industrial shell as described and includes works up to 1m perimeter to the building (1m wide paving slabs & foul/storm drainage), The cost include 2 no. personnel doors and roller shutters are included at 1 door up to 1,000m2 , 2 roller doors over 1,000m2 (GIA), and 4 roller doors over 5,000m2. Costs are for the shell only and do not include for internal rooms such as offices or toilets which should be added for seperately. See Variations for assistance. | - | - | - | - | - | Cavity Wall construction to lower walls should be added by measuring wall area at an E/O rate of £102m2, single block walls are cost neutral. Additional roller shutter doors over and above the beacon specification at should be added at additonal cost of £ 232 each (4 x 4m) . Additional personnel doors over the assumed 2nr. - add £1,077 each. If no heating is present a deduction of £28m2 (GIA) should be made to the beacon cost. Internal offices (in Industrial complexes) should be added by reference to Cost Guide code series 42P04A -42P40V, Internal WC - 42P40W, amenity blocks - showers & toilets (New code TBC) & Canteens (New CodeTBC) | - | - | 10105 | 41P97A, 41P478 | m2 | - | 3 - INDUSTRIAL | David Grace | Jim Allen | 442.0762 | Option 1 | 548.0879 | 23.98% | 786.3541 | 564.5834 | 27.71% | 3.01% | 564.5834 | 27.71% | Price Book Data | P. Avo | VOA_GPN_GOV_UK\7243572 | 2021-07-12 | Low | - | Low | - | - | Updated indiced etc. 24/03/2021 - Copied to the latest DCS. | NA | SPONS A&B | 1.561 | (BEAMS Note 2) The ERC for this item should be added to all other rateable items on the hereditament (except land). Therefore the total of the ERC of the other Building Items and the P&M ERC (where applicable) to enable the correct contract size adjustment to be made. ERC of Building Component + ERC of P&M = Total ERC to which contract size adjustment should be applied. The appropriate % adjustment should be made in accordance with the scale for contract size adjustment specified under section 6 of the RCG 2021 Guidance notes. The currency ERC rates are set at £4m (Four Million Pounds) @ 1st April 2019 (AVD) for the RCG 2021 Publication. | - | - | 2 | TRUE
3103 | 41P786 | 5648 | 41P786 | Industrial Buildings | Insulated Buildings | Sheet Metal Cladding | 5,001 - 10,000m2 | Eaves Height - 27m | Building Area only; Site strip vegetation; Strip foundations; Column bases; Insulated Concrete GF slab with DPM and Mesh,150 thick up to 10,000m2, 200mm thick over 10,000m2 GIA; Steel Portal frame with bolts and baseplates; Coated galvanised trapezoidal roof sheets with insulation on steel purlins; Roof lights; valley gutters; matching fascia and soffit; Rainwater downpipes and gutters; trapezoidal insulated wall system cladding on cladding rails; External roller shutter doors and personnel doors; Single phase electrics, lighting and power; Gas fuelled hot air burners; Underslab storm drainage from internal downpipes on building area greater than 1,000m2; | Location Adjustment Applicable (See Guidance Notes) - ERC = UK mean of 1.00 | (BEAMS Note 2) The ERC for this item should be added to all other rateable items on the hereditament (except land). Therefore the total of the ERC of the other Building Items and the P&M ERC (where applicable) to enable the correct contract size adjustment to be made. ERC of Building Component + ERC of P&M = Total ERC to which contract size adjustment should be applied. The appropriate % adjustment should be made in accordance with the scale for contract size adjustment specified under section 6 of the RCG 2023 Guidance notes. The currency ERC rates are set at £4m (Four Million Pounds) @ 1st April 2021 (AVD) for the RCG 2023 Publication. | The data consists of a typical Industrial shell. Works include the Industrial shell as described and includes works up to 1m perimeter to the building (1m wide paving slabs & foul/storm drainage), The cost include 2 no. personnel doors and roller shutters are included at 1 door up to 1,000m2 , 2 roller doors over 1,000m2 (GIA), and 4 roller doors over 5,000m2. Costs are for the shell only and do not include for internal rooms such as offices or toilets which should be added for seperately. See Variations for assistance. | - | - | - | - | - | Cavity Wall construction to lower walls should be added by measuring wall area at an E/O rate of £102m2, single block walls are cost neutral. Additional roller shutter doors over and above the beacon specification at should be added at additonal cost of £ 232 each (4 x 4m) . Additional personnel doors over the assumed 2nr. - add £1,077 each. If no heating is present a deduction of £28m2 (GIA) should be made to the beacon cost. Internal offices (in Industrial complexes) should be added by reference to Cost Guide code series 42P04A -42P40V, Internal WC - 42P40W, amenity blocks - showers & toilets (New code TBC) & Canteens (New CodeTBC) | - | - | 10105 | 41P97B, 41P479 | m2 | - | 3 - INDUSTRIAL | David Grace | Jim Allen | 449.7645 | Option 1 | 557.6198 | 23.98% | 791.8014 | 568.4945 | 26.4% | 1.95% | 568.4945 | 26.4% | Price Book Data | P. Avo | VOA_GPN_GOV_UK\7243572 | 2021-07-12 | Low | - | Low | - | - | Updated indiced etc. 24/03/2021 - Copied to the latest DCS. | NA | SPONS A&B | 1.561 | (BEAMS Note 2) The ERC for this item should be added to all other rateable items on the hereditament (except land). Therefore the total of the ERC of the other Building Items and the P&M ERC (where applicable) to enable the correct contract size adjustment to be made. ERC of Building Component + ERC of P&M = Total ERC to which contract size adjustment should be applied. The appropriate % adjustment should be made in accordance with the scale for contract size adjustment specified under section 6 of the RCG 2021 Guidance notes. The currency ERC rates are set at £4m (Four Million Pounds) @ 1st April 2019 (AVD) for the RCG 2021 Publication. | - | - | 2 | TRUE
3104 | 41P787 | 5649 | 41P787 | Industrial Buildings | Insulated Buildings | Sheet Metal Cladding | 5,001 - 10,000m2 | Eaves Height - 28m | Building Area only; Site strip vegetation; Strip foundations; Column bases; Insulated Concrete GF slab with DPM and Mesh,150 thick up to 10,000m2, 200mm thick over 10,000m2 GIA; Steel Portal frame with bolts and baseplates; Coated galvanised trapezoidal roof sheets with insulation on steel purlins; Roof lights; valley gutters; matching fascia and soffit; Rainwater downpipes and gutters; trapezoidal insulated wall system cladding on cladding rails; External roller shutter doors and personnel doors; Single phase electrics, lighting and power; Gas fuelled hot air burners; Underslab storm drainage from internal downpipes on building area greater than 1,000m2; | Location Adjustment Applicable (See Guidance Notes) - ERC = UK mean of 1.00 | (BEAMS Note 2) The ERC for this item should be added to all other rateable items on the hereditament (except land). Therefore the total of the ERC of the other Building Items and the P&M ERC (where applicable) to enable the correct contract size adjustment to be made. ERC of Building Component + ERC of P&M = Total ERC to which contract size adjustment should be applied. The appropriate % adjustment should be made in accordance with the scale for contract size adjustment specified under section 6 of the RCG 2023 Guidance notes. The currency ERC rates are set at £4m (Four Million Pounds) @ 1st April 2021 (AVD) for the RCG 2023 Publication. | The data consists of a typical Industrial shell. Works include the Industrial shell as described and includes works up to 1m perimeter to the building (1m wide paving slabs & foul/storm drainage), The cost include 2 no. personnel doors and roller shutters are included at 1 door up to 1,000m2 , 2 roller doors over 1,000m2 (GIA), and 4 roller doors over 5,000m2. Costs are for the shell only and do not include for internal rooms such as offices or toilets which should be added for seperately. See Variations for assistance. | - | - | - | - | - | Cavity Wall construction to lower walls should be added by measuring wall area at an E/O rate of £102m2, single block walls are cost neutral. Additional roller shutter doors over and above the beacon specification at should be added at additonal cost of £ 232 each (4 x 4m) . Additional personnel doors over the assumed 2nr. - add £1,077 each. If no heating is present a deduction of £28m2 (GIA) should be made to the beacon cost. Internal offices (in Industrial complexes) should be added by reference to Cost Guide code series 42P04A -42P40V, Internal WC - 42P40W, amenity blocks - showers & toilets (New code TBC) & Canteens (New CodeTBC) | - | - | 10105 | 41P97C ,41P480 | m2 | - | 3 - INDUSTRIAL | David Grace | Jim Allen | 457.4527 | Option 1 | 567.1518 | 23.98% | 797.2487 | 572.4055 | 25.13% | 0.9263% | 572.4055 | 25.13% | Price Book Data | P. Avo | VOA_GPN_GOV_UK\7243572 | 2021-07-12 | Low | - | Low | - | - | Updated indiced etc. 24/03/2021 - Copied to the latest DCS. | NA | SPONS A&B | 1.561 | (BEAMS Note 2) The ERC for this item should be added to all other rateable items on the hereditament (except land). Therefore the total of the ERC of the other Building Items and the P&M ERC (where applicable) to enable the correct contract size adjustment to be made. ERC of Building Component + ERC of P&M = Total ERC to which contract size adjustment should be applied. The appropriate % adjustment should be made in accordance with the scale for contract size adjustment specified under section 6 of the RCG 2021 Guidance notes. The currency ERC rates are set at £4m (Four Million Pounds) @ 1st April 2019 (AVD) for the RCG 2021 Publication. | - | - | 2 | TRUE
3105 | 41P788 | 5650 | 41P788 | Industrial Buildings | Insulated Buildings | Sheet Metal Cladding | 5,001 - 10,000m2 | Eaves Height - 29m | Building Area only; Site strip vegetation; Strip foundations; Column bases; Insulated Concrete GF slab with DPM and Mesh,150 thick up to 10,000m2, 200mm thick over 10,000m2 GIA; Steel Portal frame with bolts and baseplates; Coated galvanised trapezoidal roof sheets with insulation on steel purlins; Roof lights; valley gutters; matching fascia and soffit; Rainwater downpipes and gutters; trapezoidal insulated wall system cladding on cladding rails; External roller shutter doors and personnel doors; Single phase electrics, lighting and power; Gas fuelled hot air burners; Underslab storm drainage from internal downpipes on building area greater than 1,000m2; | Location Adjustment Applicable (See Guidance Notes) - ERC = UK mean of 1.00 | (BEAMS Note 2) The ERC for this item should be added to all other rateable items on the hereditament (except land). Therefore the total of the ERC of the other Building Items and the P&M ERC (where applicable) to enable the correct contract size adjustment to be made. ERC of Building Component + ERC of P&M = Total ERC to which contract size adjustment should be applied. The appropriate % adjustment should be made in accordance with the scale for contract size adjustment specified under section 6 of the RCG 2023 Guidance notes. The currency ERC rates are set at £4m (Four Million Pounds) @ 1st April 2021 (AVD) for the RCG 2023 Publication. | The data consists of a typical Industrial shell. Works include the Industrial shell as described and includes works up to 1m perimeter to the building (1m wide paving slabs & foul/storm drainage), The cost include 2 no. personnel doors and roller shutters are included at 1 door up to 1,000m2 , 2 roller doors over 1,000m2 (GIA), and 4 roller doors over 5,000m2. Costs are for the shell only and do not include for internal rooms such as offices or toilets which should be added for seperately. See Variations for assistance. | - | - | - | - | - | Cavity Wall construction to lower walls should be added by measuring wall area at an E/O rate of £102m2, single block walls are cost neutral. Additional roller shutter doors over and above the beacon specification at should be added at additonal cost of £ 232 each (4 x 4m) . Additional personnel doors over the assumed 2nr. - add £1,077 each. If no heating is present a deduction of £28m2 (GIA) should be made to the beacon cost. Internal offices (in Industrial complexes) should be added by reference to Cost Guide code series 42P04A -42P40V, Internal WC - 42P40W, amenity blocks - showers & toilets (New code TBC) & Canteens (New CodeTBC) | - | - | 10105 | 41P97D, 41P481 | m2 | - | 3 - INDUSTRIAL | David Grace | Jim Allen | 465.9099 | Option 1 | 577.6369 | 23.98% | 802.6961 | 576.3166 | 23.7% | -0.2286% | 576.3166 | 23.7% | Price Book Data | P. Avo | VOA_GPN_GOV_UK\7243572 | 2021-07-12 | Low | - | Low | - | - | Updated indiced etc. 24/03/2021 - Copied to the latest DCS. | NA | SPONS A&B | 1.561 | (BEAMS Note 2) The ERC for this item should be added to all other rateable items on the hereditament (except land). Therefore the total of the ERC of the other Building Items and the P&M ERC (where applicable) to enable the correct contract size adjustment to be made. ERC of Building Component + ERC of P&M = Total ERC to which contract size adjustment should be applied. The appropriate % adjustment should be made in accordance with the scale for contract size adjustment specified under section 6 of the RCG 2021 Guidance notes. The currency ERC rates are set at £4m (Four Million Pounds) @ 1st April 2019 (AVD) for the RCG 2021 Publication. | - | - | 2 | TRUE
3106 | 41P789 | 5651 | 41P789 | Industrial Buildings | Insulated Buildings | Sheet Metal Cladding | 5,001 - 10,000m2 | Eaves Height - 30m | Building Area only; Site strip vegetation; Strip foundations; Column bases; Insulated Concrete GF slab with DPM and Mesh,150 thick up to 10,000m2, 200mm thick over 10,000m2 GIA; Steel Portal frame with bolts and baseplates; Coated galvanised trapezoidal roof sheets with insulation on steel purlins; Roof lights; valley gutters; matching fascia and soffit; Rainwater downpipes and gutters; trapezoidal insulated wall system cladding on cladding rails; External roller shutter doors and personnel doors; Single phase electrics, lighting and power; Gas fuelled hot air burners; Underslab storm drainage from internal downpipes on building area greater than 1,000m2; | Location Adjustment Applicable (See Guidance Notes) - ERC = UK mean of 1.00 | (BEAMS Note 2) The ERC for this item should be added to all other rateable items on the hereditament (except land). Therefore the total of the ERC of the other Building Items and the P&M ERC (where applicable) to enable the correct contract size adjustment to be made. ERC of Building Component + ERC of P&M = Total ERC to which contract size adjustment should be applied. The appropriate % adjustment should be made in accordance with the scale for contract size adjustment specified under section 6 of the RCG 2023 Guidance notes. The currency ERC rates are set at £4m (Four Million Pounds) @ 1st April 2021 (AVD) for the RCG 2023 Publication. | The data consists of a typical Industrial shell. Works include the Industrial shell as described and includes works up to 1m perimeter to the building (1m wide paving slabs & foul/storm drainage), The cost include 2 no. personnel doors and roller shutters are included at 1 door up to 1,000m2 , 2 roller doors over 1,000m2 (GIA), and 4 roller doors over 5,000m2. Costs are for the shell only and do not include for internal rooms such as offices or toilets which should be added for seperately. See Variations for assistance. | - | - | - | - | - | Cavity Wall construction to lower walls should be added by measuring wall area at an E/O rate of £102m2, single block walls are cost neutral. Additional roller shutter doors over and above the beacon specification at should be added at additonal cost of £ 232 each (4 x 4m) . Additional personnel doors over the assumed 2nr. - add £1,077 each. If no heating is present a deduction of £28m2 (GIA) should be made to the beacon cost. Internal offices (in Industrial complexes) should be added by reference to Cost Guide code series 42P04A -42P40V, Internal WC - 42P40W, amenity blocks - showers & toilets (New code TBC) & Canteens (New CodeTBC) | - | - | 10105 | 41P97E ,41P482 | m2 | - | 3 - INDUSTRIAL | David Grace | Jim Allen | 473.5981 | Option 1 | 587.1689 | 23.98% | 808.1434 | 580.2276 | 22.51% | -1.182% | 580.2276 | 22.51% | Price Book Data | P. Avo | VOA_GPN_GOV_UK\7243572 | 2021-07-12 | Low | - | Low | - | - | Updated indiced etc. 24/03/2021 - Copied to the latest DCS. | NA | SPONS A&B | 1.561 | (BEAMS Note 2) The ERC for this item should be added to all other rateable items on the hereditament (except land). Therefore the total of the ERC of the other Building Items and the P&M ERC (where applicable) to enable the correct contract size adjustment to be made. ERC of Building Component + ERC of P&M = Total ERC to which contract size adjustment should be applied. The appropriate % adjustment should be made in accordance with the scale for contract size adjustment specified under section 6 of the RCG 2021 Guidance notes. The currency ERC rates are set at £4m (Four Million Pounds) @ 1st April 2019 (AVD) for the RCG 2021 Publication. | - | - | 2 | TRUE
3107 | 41P790 | 5652 | 41P790 | Industrial Buildings | Insulated Buildings | Sheet Metal Cladding | 5,001 - 10,000m2 | Eaves Height - 31m | Building Area only; Site strip vegetation; Strip foundations; Column bases; Insulated Concrete GF slab with DPM and Mesh,150 thick up to 10,000m2, 200mm thick over 10,000m2 GIA; Steel Portal frame with bolts and baseplates; Coated galvanised trapezoidal roof sheets with insulation on steel purlins; Roof lights; valley gutters; matching fascia and soffit; Rainwater downpipes and gutters; trapezoidal insulated wall system cladding on cladding rails; External roller shutter doors and personnel doors; Single phase electrics, lighting and power; Gas fuelled hot air burners; Underslab storm drainage from internal downpipes on building area greater than 1,000m2; | Location Adjustment Applicable (See Guidance Notes) - ERC = UK mean of 1.00 | (BEAMS Note 2) The ERC for this item should be added to all other rateable items on the hereditament (except land). Therefore the total of the ERC of the other Building Items and the P&M ERC (where applicable) to enable the correct contract size adjustment to be made. ERC of Building Component + ERC of P&M = Total ERC to which contract size adjustment should be applied. The appropriate % adjustment should be made in accordance with the scale for contract size adjustment specified under section 6 of the RCG 2023 Guidance notes. The currency ERC rates are set at £4m (Four Million Pounds) @ 1st April 2021 (AVD) for the RCG 2023 Publication. | The data consists of a typical Industrial shell. Works include the Industrial shell as described and includes works up to 1m perimeter to the building (1m wide paving slabs & foul/storm drainage), The cost include 2 no. personnel doors and roller shutters are included at 1 door up to 1,000m2 , 2 roller doors over 1,000m2 (GIA), and 4 roller doors over 5,000m2. Costs are for the shell only and do not include for internal rooms such as offices or toilets which should be added for seperately. See Variations for assistance. | - | - | - | - | - | Cavity Wall construction to lower walls should be added by measuring wall area at an E/O rate of £102m2, single block walls are cost neutral. Additional roller shutter doors over and above the beacon specification at should be added at additonal cost of £ 232 each (4 x 4m) . Additional personnel doors over the assumed 2nr. - add £1,077 each. If no heating is present a deduction of £28m2 (GIA) should be made to the beacon cost. Internal offices (in Industrial complexes) should be added by reference to Cost Guide code series 42P04A -42P40V, Internal WC - 42P40W, amenity blocks - showers & toilets (New code TBC) & Canteens (New CodeTBC) | - | - | 10105 | 41P97F ,41P483 | m2 | - | 3 - INDUSTRIAL | David Grace | Jim Allen | 493.5877 | Option 1 | 611.952 | 23.98% | 813.5907 | 584.1387 | 18.35% | -4.545% | 584.1387 | 18.35% | Price Book Data | P. Avo | VOA_GPN_GOV_UK\7243572 | 2021-07-12 | Low | - | Low | - | - | Updated indiced etc. 24/03/2021 - Copied to the latest DCS. | NA | SPONS A&B | 1.561 | (BEAMS Note 2) The ERC for this item should be added to all other rateable items on the hereditament (except land). Therefore the total of the ERC of the other Building Items and the P&M ERC (where applicable) to enable the correct contract size adjustment to be made. ERC of Building Component + ERC of P&M = Total ERC to which contract size adjustment should be applied. The appropriate % adjustment should be made in accordance with the scale for contract size adjustment specified under section 6 of the RCG 2021 Guidance notes. The currency ERC rates are set at £4m (Four Million Pounds) @ 1st April 2019 (AVD) for the RCG 2021 Publication. | - | - | 2 | TRUE
3108 | 41P791 | 5653 | 41P791 | Industrial Buildings | Insulated Buildings | Sheet Metal Cladding | 5,001 - 10,000m2 | Eaves Height - 32m | Building Area only; Site strip vegetation; Strip foundations; Column bases; Insulated Concrete GF slab with DPM and Mesh,150 thick up to 10,000m2, 200mm thick over 10,000m2 GIA; Steel Portal frame with bolts and baseplates; Coated galvanised trapezoidal roof sheets with insulation on steel purlins; Roof lights; valley gutters; matching fascia and soffit; Rainwater downpipes and gutters; trapezoidal insulated wall system cladding on cladding rails; External roller shutter doors and personnel doors; Single phase electrics, lighting and power; Gas fuelled hot air burners; Underslab storm drainage from internal downpipes on building area greater than 1,000m2; | Location Adjustment Applicable (See Guidance Notes) - ERC = UK mean of 1.00 | (BEAMS Note 2) The ERC for this item should be added to all other rateable items on the hereditament (except land). Therefore the total of the ERC of the other Building Items and the P&M ERC (where applicable) to enable the correct contract size adjustment to be made. ERC of Building Component + ERC of P&M = Total ERC to which contract size adjustment should be applied. The appropriate % adjustment should be made in accordance with the scale for contract size adjustment specified under section 6 of the RCG 2023 Guidance notes. The currency ERC rates are set at £4m (Four Million Pounds) @ 1st April 2021 (AVD) for the RCG 2023 Publication. | The data consists of a typical Industrial shell. Works include the Industrial shell as described and includes works up to 1m perimeter to the building (1m wide paving slabs & foul/storm drainage), The cost include 2 no. personnel doors and roller shutters are included at 1 door up to 1,000m2 , 2 roller doors over 1,000m2 (GIA), and 4 roller doors over 5,000m2. Costs are for the shell only and do not include for internal rooms such as offices or toilets which should be added for seperately. See Variations for assistance. | - | - | - | - | - | Cavity Wall construction to lower walls should be added by measuring wall area at an E/O rate of £102m2, single block walls are cost neutral. Additional roller shutter doors over and above the beacon specification at should be added at additonal cost of £ 232 each (4 x 4m) . Additional personnel doors over the assumed 2nr. - add £1,077 each. If no heating is present a deduction of £28m2 (GIA) should be made to the beacon cost. Internal offices (in Industrial complexes) should be added by reference to Cost Guide code series 42P04A -42P40V, Internal WC - 42P40W, amenity blocks - showers & toilets (New code TBC) & Canteens (New CodeTBC) | - | - | 10105 | 41P97G, 41P484 | m2 | - | 3 - INDUSTRIAL | David Grace | Jim Allen | 502.0448 | Option 1 | 622.4372 | 23.98% | 819.0381 | 588.0497 | 17.13% | -5.525% | 588.0497 | 17.13% | Price Book Data | P. Avo | VOA_GPN_GOV_UK\7243572 | 2021-07-12 | Low | - | Low | - | - | Updated indiced etc. 24/03/2021 - Copied to the latest DCS. | NA | SPONS A&B | 1.561 | (BEAMS Note 2) The ERC for this item should be added to all other rateable items on the hereditament (except land). Therefore the total of the ERC of the other Building Items and the P&M ERC (where applicable) to enable the correct contract size adjustment to be made. ERC of Building Component + ERC of P&M = Total ERC to which contract size adjustment should be applied. The appropriate % adjustment should be made in accordance with the scale for contract size adjustment specified under section 6 of the RCG 2021 Guidance notes. The currency ERC rates are set at £4m (Four Million Pounds) @ 1st April 2019 (AVD) for the RCG 2021 Publication. | - | - | 2 | TRUE
3109 | 41P792 | 5654 | 41P792 | Industrial Buildings | Insulated Buildings | Sheet Metal Cladding | 5,001 - 10,000m2 | Eaves Height - 33m | Building Area only; Site strip vegetation; Strip foundations; Column bases; Insulated Concrete GF slab with DPM and Mesh,150 thick up to 10,000m2, 200mm thick over 10,000m2 GIA; Steel Portal frame with bolts and baseplates; Coated galvanised trapezoidal roof sheets with insulation on steel purlins; Roof lights; valley gutters; matching fascia and soffit; Rainwater downpipes and gutters; trapezoidal insulated wall system cladding on cladding rails; External roller shutter doors and personnel doors; Single phase electrics, lighting and power; Gas fuelled hot air burners; Underslab storm drainage from internal downpipes on building area greater than 1,000m2; | Location Adjustment Applicable (See Guidance Notes) - ERC = UK mean of 1.00 | (BEAMS Note 2) The ERC for this item should be added to all other rateable items on the hereditament (except land). Therefore the total of the ERC of the other Building Items and the P&M ERC (where applicable) to enable the correct contract size adjustment to be made. ERC of Building Component + ERC of P&M = Total ERC to which contract size adjustment should be applied. The appropriate % adjustment should be made in accordance with the scale for contract size adjustment specified under section 6 of the RCG 2023 Guidance notes. The currency ERC rates are set at £4m (Four Million Pounds) @ 1st April 2021 (AVD) for the RCG 2023 Publication. | The data consists of a typical Industrial shell. Works include the Industrial shell as described and includes works up to 1m perimeter to the building (1m wide paving slabs & foul/storm drainage), The cost include 2 no. personnel doors and roller shutters are included at 1 door up to 1,000m2 , 2 roller doors over 1,000m2 (GIA), and 4 roller doors over 5,000m2. Costs are for the shell only and do not include for internal rooms such as offices or toilets which should be added for seperately. See Variations for assistance. | - | - | - | - | - | Cavity Wall construction to lower walls should be added by measuring wall area at an E/O rate of £102m2, single block walls are cost neutral. Additional roller shutter doors over and above the beacon specification at should be added at additonal cost of £ 232 each (4 x 4m) . Additional personnel doors over the assumed 2nr. - add £1,077 each. If no heating is present a deduction of £28m2 (GIA) should be made to the beacon cost. Internal offices (in Industrial complexes) should be added by reference to Cost Guide code series 42P04A -42P40V, Internal WC - 42P40W, amenity blocks - showers & toilets (New code TBC) & Canteens (New CodeTBC) | - | - | 10105 | 41P97H, 41P485 | m2 | - | 3 - INDUSTRIAL | David Grace | Jim Allen | 511.2707 | Option 1 | 633.8755 | 23.98% | 824.4854 | 591.9608 | 15.78% | -6.612% | 591.9608 | 15.78% | Price Book Data | P. Avo | VOA_GPN_GOV_UK\7243572 | 2021-07-12 | Low | - | Low | - | - | Updated indiced etc. 24/03/2021 - Copied to the latest DCS. | NA | SPONS A&B | 1.561 | (BEAMS Note 2) The ERC for this item should be added to all other rateable items on the hereditament (except land). Therefore the total of the ERC of the other Building Items and the P&M ERC (where applicable) to enable the correct contract size adjustment to be made. ERC of Building Component + ERC of P&M = Total ERC to which contract size adjustment should be applied. The appropriate % adjustment should be made in accordance with the scale for contract size adjustment specified under section 6 of the RCG 2021 Guidance notes. The currency ERC rates are set at £4m (Four Million Pounds) @ 1st April 2019 (AVD) for the RCG 2021 Publication. | - | - | 2 | TRUE
3110 | 41P793 | 5655 | 41P793 | Industrial Buildings | Insulated Buildings | Sheet Metal Cladding | 5,001 - 10,000m2 | Eaves Height - 34m | Building Area only; Site strip vegetation; Strip foundations; Column bases; Insulated Concrete GF slab with DPM and Mesh,150 thick up to 10,000m2, 200mm thick over 10,000m2 GIA; Steel Portal frame with bolts and baseplates; Coated galvanised trapezoidal roof sheets with insulation on steel purlins; Roof lights; valley gutters; matching fascia and soffit; Rainwater downpipes and gutters; trapezoidal insulated wall system cladding on cladding rails; External roller shutter doors and personnel doors; Single phase electrics, lighting and power; Gas fuelled hot air burners; Underslab storm drainage from internal downpipes on building area greater than 1,000m2; | Location Adjustment Applicable (See Guidance Notes) - ERC = UK mean of 1.00 | (BEAMS Note 2) The ERC for this item should be added to all other rateable items on the hereditament (except land). Therefore the total of the ERC of the other Building Items and the P&M ERC (where applicable) to enable the correct contract size adjustment to be made. ERC of Building Component + ERC of P&M = Total ERC to which contract size adjustment should be applied. The appropriate % adjustment should be made in accordance with the scale for contract size adjustment specified under section 6 of the RCG 2023 Guidance notes. The currency ERC rates are set at £4m (Four Million Pounds) @ 1st April 2021 (AVD) for the RCG 2023 Publication. | The data consists of a typical Industrial shell. Works include the Industrial shell as described and includes works up to 1m perimeter to the building (1m wide paving slabs & foul/storm drainage), The cost include 2 no. personnel doors and roller shutters are included at 1 door up to 1,000m2 , 2 roller doors over 1,000m2 (GIA), and 4 roller doors over 5,000m2. Costs are for the shell only and do not include for internal rooms such as offices or toilets which should be added for seperately. See Variations for assistance. | - | - | - | - | - | Cavity Wall construction to lower walls should be added by measuring wall area at an E/O rate of £102m2, single block walls are cost neutral. Additional roller shutter doors over and above the beacon specification at should be added at additonal cost of £ 232 each (4 x 4m) . Additional personnel doors over the assumed 2nr. - add £1,077 each. If no heating is present a deduction of £28m2 (GIA) should be made to the beacon cost. Internal offices (in Industrial complexes) should be added by reference to Cost Guide code series 42P04A -42P40V, Internal WC - 42P40W, amenity blocks - showers & toilets (New code TBC) & Canteens (New CodeTBC) | - | - | 10105 | 41P97J ,41P486 | m2 | - | 3 - INDUSTRIAL | David Grace | Jim Allen | 519.7278 | Option 1 | 644.3607 | 23.98% | 829.9327 | 595.8719 | 14.65% | -7.525% | 595.8719 | 14.65% | Price Book Data | P. Avo | VOA_GPN_GOV_UK\7243572 | 2021-07-12 | Low | - | Low | - | - | Updated indiced etc. 24/03/2021 - Copied to the latest DCS. | NA | SPONS A&B | 1.561 | (BEAMS Note 2) The ERC for this item should be added to all other rateable items on the hereditament (except land). Therefore the total of the ERC of the other Building Items and the P&M ERC (where applicable) to enable the correct contract size adjustment to be made. ERC of Building Component + ERC of P&M = Total ERC to which contract size adjustment should be applied. The appropriate % adjustment should be made in accordance with the scale for contract size adjustment specified under section 6 of the RCG 2021 Guidance notes. The currency ERC rates are set at £4m (Four Million Pounds) @ 1st April 2019 (AVD) for the RCG 2021 Publication. | - | - | 2 | TRUE
3111 | 41P794 | 6159 | 41P794 | Industrial Buildings | Insulated Buildings | Sheet Metal Cladding | 5,001 - 10,000m2 | Eaves Height - 35m | Building Area only; Site strip vegetation; Strip foundations; Column bases; Insulated Concrete GF slab with DPM and Mesh,150 thick up to 10,000m2, 200mm thick over 10,000m2 GIA; Steel Portal frame with bolts and baseplates; Coated galvanised trapezoidal roof sheets with insulation on steel purlins; Roof lights; valley gutters; matching fascia and soffit; Rainwater downpipes and gutters; trapezoidal insulated wall system cladding on cladding rails; External roller shutter doors and personnel doors; Single phase electrics, lighting and power; Gas fuelled hot air burners; Underslab storm drainage from internal downpipes on building area greater than 1,000m2; | Location Adjustment Applicable (See Guidance Notes) - ERC = UK mean of 1.00 | (BEAMS Note 2) The ERC for this item should be added to all other rateable items on the hereditament (except land). Therefore the total of the ERC of the other Building Items and the P&M ERC (where applicable) to enable the correct contract size adjustment to be made. ERC of Building Component + ERC of P&M = Total ERC to which contract size adjustment should be applied. The appropriate % adjustment should be made in accordance with the scale for contract size adjustment specified under section 6 of the RCG 2023 Guidance notes. The currency ERC rates are set at £4m (Four Million Pounds) @ 1st April 2021 (AVD) for the RCG 2023 Publication. | The data consists of a typical Industrial shell. Works include the Industrial shell as described and includes works up to 1m perimeter to the building (1m wide paving slabs & foul/storm drainage), The cost include 2 no. personnel doors and roller shutters are included at 1 door up to 1,000m2 , 2 roller doors over 1,000m2 (GIA), and 4 roller doors over 5,000m2. Costs are for the shell only and do not include for internal rooms such as offices or toilets which should be added for seperately. See Variations for assistance. | - | - | - | - | - | Cavity Wall construction to lower walls should be added by measuring wall area at an E/O rate of £102m2, single block walls are cost neutral. Additional roller shutter doors over and above the beacon specification at should be added at additonal cost of £ 232 each (4 x 4m) . Additional personnel doors over the assumed 2nr. - add £1,077 each. If no heating is present a deduction of £28m2 (GIA) should be made to the beacon cost. Internal offices (in Industrial complexes) should be added by reference to Cost Guide code series 42P04A -42P40V, Internal WC - 42P40W, amenity blocks - showers & toilets (New code TBC) & Canteens (New CodeTBC) | - | - | 10105 | 41P97K, 41P487 | m2 | - | 3 - INDUSTRIAL | David Grace | Jim Allen | 528.1849 | Option 1 | 654.8458 | 23.98% | 835.3801 | 599.7829 | 13.56% | -8.409% | 599.7829 | 13.56% | Price Book Data | P. Avo | VOA_GPN_GOV_UK\7243572 | 2021-07-12 | Low | - | Low | - | - | Updated indiced etc. 24/03/2021 - Copied to the latest DCS. | NA | SPONS A&B | 1.561 | (BEAMS Note 2) The ERC for this item should be added to all other rateable items on the hereditament (except land). Therefore the total of the ERC of the other Building Items and the P&M ERC (where applicable) to enable the correct contract size adjustment to be made. ERC of Building Component + ERC of P&M = Total ERC to which contract size adjustment should be applied. The appropriate % adjustment should be made in accordance with the scale for contract size adjustment specified under section 6 of the RCG 2021 Guidance notes. The currency ERC rates are set at £4m (Four Million Pounds) @ 1st April 2019 (AVD) for the RCG 2021 Publication. | - | - | 2 | TRUE
3112 | 41P85V | 5429 | 41P85V | Industrial Buildings | Insulated Buildings | Sheet Metal Cladding | 1,001 - 5,000m2 | Eaves Height - 21m | Building Area only; Site strip vegetation; Strip foundations; Column bases; Insulated Concrete GF slab with DPM and Mesh,150 thick up to 10,000m2, 200mm thick over 10,000m2 GIA; Steel Portal frame with bolts and baseplates; Coated galvanised trapezoidal roof sheets with insulation on steel purlins; Roof lights; valley gutters; matching fascia and soffit; Rainwater downpipes and gutters; trapezoidal insulated wall system cladding on cladding rails; External roller shutter doors and personnel doors; Single phase electrics, lighting and power; Gas fuelled hot air burners; Underslab storm drainage from internal downpipes on building area greater than 1,000m2; | Location Adjustment Applicable (See Guidance Notes) - ERC = UK mean of 1.00 | (BEAMS Note 2) The ERC for this item should be added to all other rateable items on the hereditament (except land). Therefore the total of the ERC of the other Building Items and the P&M ERC (where applicable) to enable the correct contract size adjustment to be made. ERC of Building Component + ERC of P&M = Total ERC to which contract size adjustment should be applied. The appropriate % adjustment should be made in accordance with the scale for contract size adjustment specified under section 6 of the RCG 2023 Guidance notes. The currency ERC rates are set at £4m (Four Million Pounds) @ 1st April 2021 (AVD) for the RCG 2023 Publication. | The data consists of a typical Industrial shell. Works include the Industrial shell as described and includes works up to 1m perimeter to the building (1m wide paving slabs & foul/storm drainage), The cost include 2 no. personnel doors and roller shutters are included at 1 door up to 1,000m2 , 2 roller doors over 1,000m2 (GIA), and 4 roller doors over 5,000m2. Costs are for the shell only and do not include for internal rooms such as offices or toilets which should be added for seperately. See Variations for assistance. | - | - | - | - | - | Cavity Wall construction to lower walls should be added by measuring wall area at an E/O rate of £102m2, single block walls are cost neutral. Additional roller shutter doors over and above the beacon specification at should be added at additonal cost of £ 232 each (4 x 4m) . Additional personnel doors over the assumed 2nr. - add £1,077 each. If no heating is present a deduction of £28m2 (GIA) should be made to the beacon cost. Internal offices (in Industrial complexes) should be added by reference to Cost Guide code series 42P04A -42P40V, Internal WC - 42P40W, amenity blocks - showers & toilets (New code TBC) & Canteens (New CodeTBC) | - | - | 10094 |  | m2 | - | 3 - INDUSTRIAL | David Grace | Jim Allen | 546.6368 | Option 1 | 677.7226 | 23.98% | 761.4731 | 546.7195 | 0.01513% | -19.33% | 546.7195 | 0.01513% | Price Book Data | P. Avo | VOA_GPN_GOV_UK\7243572 | 2021-07-09 | Low | - | Low | - | - | Updated indiced etc. 24/03/2021 - Copied to the latest DCS. | NA | SPONS A&B | 1.561 | (BEAMS Note 2) The ERC for this item should be added to all other rateable items on the hereditament (except land). Therefore the total of the ERC of the other Building Items and the P&M ERC (where applicable) to enable the correct contract size adjustment to be made. ERC of Building Component + ERC of P&M = Total ERC to which contract size adjustment should be applied. The appropriate % adjustment should be made in accordance with the scale for contract size adjustment specified under section 6 of the RCG 2021 Guidance notes. The currency ERC rates are set at £4m (Four Million Pounds) @ 1st April 2019 (AVD) for the RCG 2021 Publication. | - | - | 2 | TRUE
3113 | 41P85W | 5430 | 41P85W | Industrial Buildings | Insulated Buildings | Sheet Metal Cladding | 1,001 - 5,000m2 | Eaves Height - 22m | Building Area only; Site strip vegetation; Strip foundations; Column bases; Insulated Concrete GF slab with DPM and Mesh,150 thick up to 10,000m2, 200mm thick over 10,000m2 GIA; Steel Portal frame with bolts and baseplates; Coated galvanised trapezoidal roof sheets with insulation on steel purlins; Roof lights; valley gutters; matching fascia and soffit; Rainwater downpipes and gutters; trapezoidal insulated wall system cladding on cladding rails; External roller shutter doors and personnel doors; Single phase electrics, lighting and power; Gas fuelled hot air burners; Underslab storm drainage from internal downpipes on building area greater than 1,000m2; | Location Adjustment Applicable (See Guidance Notes) - ERC = UK mean of 1.00 | (BEAMS Note 2) The ERC for this item should be added to all other rateable items on the hereditament (except land). Therefore the total of the ERC of the other Building Items and the P&M ERC (where applicable) to enable the correct contract size adjustment to be made. ERC of Building Component + ERC of P&M = Total ERC to which contract size adjustment should be applied. The appropriate % adjustment should be made in accordance with the scale for contract size adjustment specified under section 6 of the RCG 2023 Guidance notes. The currency ERC rates are set at £4m (Four Million Pounds) @ 1st April 2021 (AVD) for the RCG 2023 Publication. | The data consists of a typical Industrial shell. Works include the Industrial shell as described and includes works up to 1m perimeter to the building (1m wide paving slabs & foul/storm drainage), The cost include 2 no. personnel doors and roller shutters are included at 1 door up to 1,000m2 , 2 roller doors over 1,000m2 (GIA), and 4 roller doors over 5,000m2. Costs are for the shell only and do not include for internal rooms such as offices or toilets which should be added for seperately. See Variations for assistance. | - | - | - | - | - | Cavity Wall construction to lower walls should be added by measuring wall area at an E/O rate of £102m2, single block walls are cost neutral. Additional roller shutter doors over and above the beacon specification at should be added at additonal cost of £ 232 each (4 x 4m) . Additional personnel doors over the assumed 2nr. - add £1,077 each. If no heating is present a deduction of £28m2 (GIA) should be made to the beacon cost. Internal offices (in Industrial complexes) should be added by reference to Cost Guide code series 42P04A -42P40V, Internal WC - 42P40W, amenity blocks - showers & toilets (New code TBC) & Canteens (New CodeTBC) | - | - | 10094 |  | m2 | - | 3 - INDUSTRIAL | David Grace | Jim Allen | 562.0134 | Option 1 | 696.7865 | 23.98% | 769.1461 | 552.2285 | -1.741% | -20.75% | 552.2285 | -1.741% | Price Book Data | P. Avo | VOA_GPN_GOV_UK\7243572 | 2021-07-09 | Low | - | Low | - | - | Updated indiced etc. 24/03/2021 - Copied to the latest DCS. | NA | SPONS A&B | 1.561 | (BEAMS Note 2) The ERC for this item should be added to all other rateable items on the hereditament (except land). Therefore the total of the ERC of the other Building Items and the P&M ERC (where applicable) to enable the correct contract size adjustment to be made. ERC of Building Component + ERC of P&M = Total ERC to which contract size adjustment should be applied. The appropriate % adjustment should be made in accordance with the scale for contract size adjustment specified under section 6 of the RCG 2021 Guidance notes. The currency ERC rates are set at £4m (Four Million Pounds) @ 1st April 2019 (AVD) for the RCG 2021 Publication. | - | - | 2 | TRUE
3114 | 41P85Y | 5435 | 41P85Y | Industrial Buildings | Insulated Buildings | Sheet Metal Cladding | 1,001 - 5,000m2 | Eaves Height - 24m | Building Area only; Site strip vegetation; Strip foundations; Column bases; Insulated Concrete GF slab with DPM and Mesh,150 thick up to 10,000m2, 200mm thick over 10,000m2 GIA; Steel Portal frame with bolts and baseplates; Coated galvanised trapezoidal roof sheets with insulation on steel purlins; Roof lights; valley gutters; matching fascia and soffit; Rainwater downpipes and gutters; trapezoidal insulated wall system cladding on cladding rails; External roller shutter doors and personnel doors; Single phase electrics, lighting and power; Gas fuelled hot air burners; Underslab storm drainage from internal downpipes on building area greater than 1,000m2; | Location Adjustment Applicable (See Guidance Notes) - ERC = UK mean of 1.00 | (BEAMS Note 2) The ERC for this item should be added to all other rateable items on the hereditament (except land). Therefore the total of the ERC of the other Building Items and the P&M ERC (where applicable) to enable the correct contract size adjustment to be made. ERC of Building Component + ERC of P&M = Total ERC to which contract size adjustment should be applied. The appropriate % adjustment should be made in accordance with the scale for contract size adjustment specified under section 6 of the RCG 2023 Guidance notes. The currency ERC rates are set at £4m (Four Million Pounds) @ 1st April 2021 (AVD) for the RCG 2023 Publication. | The data consists of a typical Industrial shell. Works include the Industrial shell as described and includes works up to 1m perimeter to the building (1m wide paving slabs & foul/storm drainage), The cost include 2 no. personnel doors and roller shutters are included at 1 door up to 1,000m2 , 2 roller doors over 1,000m2 (GIA), and 4 roller doors over 5,000m2. Costs are for the shell only and do not include for internal rooms such as offices or toilets which should be added for seperately. See Variations for assistance. | - | - | - | - | - | Cavity Wall construction to lower walls should be added by measuring wall area at an E/O rate of £102m2, single block walls are cost neutral. Additional roller shutter doors over and above the beacon specification at should be added at additonal cost of £ 232 each (4 x 4m) . Additional personnel doors over the assumed 2nr. - add £1,077 each. If no heating is present a deduction of £28m2 (GIA) should be made to the beacon cost. Internal offices (in Industrial complexes) should be added by reference to Cost Guide code series 42P04A -42P40V, Internal WC - 42P40W, amenity blocks - showers & toilets (New code TBC) & Canteens (New CodeTBC) | - | - | 10094 |  | m2 | - | 3 - INDUSTRIAL | David Grace | Jim Allen | 591.2288 | Option 1 | 733.0079 | 23.98% | 784.492 | 563.2465 | -4.733% | -23.16% | 563.2465 | -4.733% | Price Book Data | P. Avo | VOA_GPN_GOV_UK\7243572 | 2021-07-13 | Low | - | Low | - | - | Updated indiced etc. 24/03/2021 - Copied to the latest DCS. | NA | SPONS A&B | 1.561 | (BEAMS Note 2) The ERC for this item should be added to all other rateable items on the hereditament (except land). Therefore the total of the ERC of the other Building Items and the P&M ERC (where applicable) to enable the correct contract size adjustment to be made. ERC of Building Component + ERC of P&M = Total ERC to which contract size adjustment should be applied. The appropriate % adjustment should be made in accordance with the scale for contract size adjustment specified under section 6 of the RCG 2021 Guidance notes. The currency ERC rates are set at £4m (Four Million Pounds) @ 1st April 2019 (AVD) for the RCG 2021 Publication. | - | - | 2 | TRUE
3115 | 41P85Z | 5436 | 41P85Z | Industrial Buildings | Insulated Buildings | Sheet Metal Cladding | 1,001 - 5,000m2 | Eaves Height - 25m | Building Area only; Site strip vegetation; Strip foundations; Column bases; Insulated Concrete GF slab with DPM and Mesh,150 thick up to 10,000m2, 200mm thick over 10,000m2 GIA; Steel Portal frame with bolts and baseplates; Coated galvanised trapezoidal roof sheets with insulation on steel purlins; Roof lights; valley gutters; matching fascia and soffit; Rainwater downpipes and gutters; trapezoidal insulated wall system cladding on cladding rails; External roller shutter doors and personnel doors; Single phase electrics, lighting and power; Gas fuelled hot air burners; Underslab storm drainage from internal downpipes on building area greater than 1,000m2; | Location Adjustment Applicable (See Guidance Notes) - ERC = UK mean of 1.00 | (BEAMS Note 2) The ERC for this item should be added to all other rateable items on the hereditament (except land). Therefore the total of the ERC of the other Building Items and the P&M ERC (where applicable) to enable the correct contract size adjustment to be made. ERC of Building Component + ERC of P&M = Total ERC to which contract size adjustment should be applied. The appropriate % adjustment should be made in accordance with the scale for contract size adjustment specified under section 6 of the RCG 2023 Guidance notes. The currency ERC rates are set at £4m (Four Million Pounds) @ 1st April 2021 (AVD) for the RCG 2023 Publication. | The data consists of a typical Industrial shell. Works include the Industrial shell as described and includes works up to 1m perimeter to the building (1m wide paving slabs & foul/storm drainage), The cost include 2 no. personnel doors and roller shutters are included at 1 door up to 1,000m2 , 2 roller doors over 1,000m2 (GIA), and 4 roller doors over 5,000m2. Costs are for the shell only and do not include for internal rooms such as offices or toilets which should be added for seperately. See Variations for assistance. | - | - | - | - | - | Cavity Wall construction to lower walls should be added by measuring wall area at an E/O rate of £102m2, single block walls are cost neutral. Additional roller shutter doors over and above the beacon specification at should be added at additonal cost of £ 232 each (4 x 4m) . Additional personnel doors over the assumed 2nr. - add £1,077 each. If no heating is present a deduction of £28m2 (GIA) should be made to the beacon cost. Internal offices (in Industrial complexes) should be added by reference to Cost Guide code series 42P04A -42P40V, Internal WC - 42P40W, amenity blocks - showers & toilets (New code TBC) & Canteens (New CodeTBC) | - | - | 10094 |  | m2 | - | 3 - INDUSTRIAL | David Grace | Jim Allen | 606.6054 | Option 1 | 752.0719 | 23.98% | 792.1649 | 568.7555 | -6.24% | -24.37% | 568.7555 | -6.24% | Price Book Data | P. Avo | VOA_GPN_GOV_UK\7243572 | 2021-07-09 | Low | - | Low | - | - | Updated indiced etc. 24/03/2021 - Copied to the latest DCS. | NA | SPONS A&B | 1.561 | (BEAMS Note 2) The ERC for this item should be added to all other rateable items on the hereditament (except land). Therefore the total of the ERC of the other Building Items and the P&M ERC (where applicable) to enable the correct contract size adjustment to be made. ERC of Building Component + ERC of P&M = Total ERC to which contract size adjustment should be applied. The appropriate % adjustment should be made in accordance with the scale for contract size adjustment specified under section 6 of the RCG 2021 Guidance notes. The currency ERC rates are set at £4m (Four Million Pounds) @ 1st April 2019 (AVD) for the RCG 2021 Publication. | - | - | 2 | TRUE
3116 | 41P95A | 5217 | 41P95A | Industrial Buildings | Insulated Buildings | Sheet Metal Cladding | 1,001 - 5,000m2 | Eaves Height - 26m | Building Area only; Site strip vegetation; Strip foundations; Column bases; Insulated Concrete GF slab with DPM and Mesh,150 thick up to 10,000m2, 200mm thick over 10,000m2 GIA; Steel Portal frame with bolts and baseplates; Coated galvanised trapezoidal roof sheets with insulation on steel purlins; Roof lights; valley gutters; matching fascia and soffit; Rainwater downpipes and gutters; trapezoidal insulated wall system cladding on cladding rails; External roller shutter doors and personnel doors; Single phase electrics, lighting and power; Gas fuelled hot air burners; Underslab storm drainage from internal downpipes on building area greater than 1,000m2; | Location Adjustment Applicable (See Guidance Notes) - ERC = UK mean of 1.00 | (BEAMS Note 2) The ERC for this item should be added to all other rateable items on the hereditament (except land). Therefore the total of the ERC of the other Building Items and the P&M ERC (where applicable) to enable the correct contract size adjustment to be made. ERC of Building Component + ERC of P&M = Total ERC to which contract size adjustment should be applied. The appropriate % adjustment should be made in accordance with the scale for contract size adjustment specified under section 6 of the RCG 2023 Guidance notes. The currency ERC rates are set at £4m (Four Million Pounds) @ 1st April 2021 (AVD) for the RCG 2023 Publication. | The data consists of a typical Industrial shell. Works include the Industrial shell as described and includes works up to 1m perimeter to the building (1m wide paving slabs & foul/storm drainage), The cost include 2 no. personnel doors and roller shutters are included at 1 door up to 1,000m2 , 2 roller doors over 1,000m2 (GIA), and 4 roller doors over 5,000m2. Costs are for the shell only and do not include for internal rooms such as offices or toilets which should be added for seperately. See Variations for assistance. | - | - | - | - | - | Cavity Wall construction to lower walls should be added by measuring wall area at an E/O rate of £102m2, single block walls are cost neutral. Additional roller shutter doors over and above the beacon specification at should be added at additonal cost of £ 232 each (4 x 4m) . Additional personnel doors over the assumed 2nr. - add £1,077 each. If no heating is present a deduction of £28m2 (GIA) should be made to the beacon cost. Internal offices (in Industrial complexes) should be added by reference to Cost Guide code series 42P04A -42P40V, Internal WC - 42P40W, amenity blocks - showers & toilets (New code TBC) & Canteens (New CodeTBC) | - | - | 10094 |  | m2 | - | 3 - INDUSTRIAL | David Grace | Jim Allen | 626.5949 | Option 1 | 776.855 | 23.98% | 799.8379 | 574.2645 | -8.352% | -26.08% | 574.2645 | -8.352% | Price Book Data | P. Avo | VOA_GPN_GOV_UK\7243572 | 2021-07-09 | Low | - | Low | - | - | Updated indiced etc. 24/03/2021 - Copied to the latest DCS. Wrong code, now corrected. | NA | SPONS A&B | 1.561 | (BEAMS Note 2) The ERC for this item should be added to all other rateable items on the hereditament (except land). Therefore the total of the ERC of the other Building Items and the P&M ERC (where applicable) to enable the correct contract size adjustment to be made. ERC of Building Component + ERC of P&M = Total ERC to which contract size adjustment should be applied. The appropriate % adjustment should be made in accordance with the scale for contract size adjustment specified under section 6 of the RCG 2021 Guidance notes. The currency ERC rates are set at £4m (Four Million Pounds) @ 1st April 2019 (AVD) for the RCG 2021 Publication. | - | - | 2 | TRUE
3117 | 41P95B | 5218 | 41P95B | Industrial Buildings | Insulated Buildings | Sheet Metal Cladding | 1,001 - 5,000m2 | Eaves Height - 27m | Building Area only; Site strip vegetation; Strip foundations; Column bases; Insulated Concrete GF slab with DPM and Mesh,150 thick up to 10,000m2, 200mm thick over 10,000m2 GIA; Steel Portal frame with bolts and baseplates; Coated galvanised trapezoidal roof sheets with insulation on steel purlins; Roof lights; valley gutters; matching fascia and soffit; Rainwater downpipes and gutters; trapezoidal insulated wall system cladding on cladding rails; External roller shutter doors and personnel doors; Single phase electrics, lighting and power; Gas fuelled hot air burners; Underslab storm drainage from internal downpipes on building area greater than 1,000m2; | Location Adjustment Applicable (See Guidance Notes) - ERC = UK mean of 1.00 | (BEAMS Note 2) The ERC for this item should be added to all other rateable items on the hereditament (except land). Therefore the total of the ERC of the other Building Items and the P&M ERC (where applicable) to enable the correct contract size adjustment to be made. ERC of Building Component + ERC of P&M = Total ERC to which contract size adjustment should be applied. The appropriate % adjustment should be made in accordance with the scale for contract size adjustment specified under section 6 of the RCG 2023 Guidance notes. The currency ERC rates are set at £4m (Four Million Pounds) @ 1st April 2021 (AVD) for the RCG 2023 Publication. | The data consists of a typical Industrial shell. Works include the Industrial shell as described and includes works up to 1m perimeter to the building (1m wide paving slabs & foul/storm drainage), The cost include 2 no. personnel doors and roller shutters are included at 1 door up to 1,000m2 , 2 roller doors over 1,000m2 (GIA), and 4 roller doors over 5,000m2. Costs are for the shell only and do not include for internal rooms such as offices or toilets which should be added for seperately. See Variations for assistance. | - | - | - | - | - | Cavity Wall construction to lower walls should be added by measuring wall area at an E/O rate of £102m2, single block walls are cost neutral. Additional roller shutter doors over and above the beacon specification at should be added at additonal cost of £ 232 each (4 x 4m) . Additional personnel doors over the assumed 2nr. - add £1,077 each. If no heating is present a deduction of £28m2 (GIA) should be made to the beacon cost. Internal offices (in Industrial complexes) should be added by reference to Cost Guide code series 42P04A -42P40V, Internal WC - 42P40W, amenity blocks - showers & toilets (New code TBC) & Canteens (New CodeTBC) | - | - | 10094 |  | m2 | - | 3 - INDUSTRIAL | David Grace | Jim Allen | 644.278 | Option 1 | 798.7785 | 23.98% | 807.5108 | 579.7734 | -10.01% | -27.42% | 579.7734 | -10.01% | Price Book Data | P. Avo | VOA_GPN_GOV_UK\7243572 | 2021-07-09 | Low | - | Low | - | - | Updated indiced etc. 24/03/2021 - Copied to the latest DCS. | NA | SPONS A&B | 1.561 | (BEAMS Note 2) The ERC for this item should be added to all other rateable items on the hereditament (except land). Therefore the total of the ERC of the other Building Items and the P&M ERC (where applicable) to enable the correct contract size adjustment to be made. ERC of Building Component + ERC of P&M = Total ERC to which contract size adjustment should be applied. The appropriate % adjustment should be made in accordance with the scale for contract size adjustment specified under section 6 of the RCG 2021 Guidance notes. The currency ERC rates are set at £4m (Four Million Pounds) @ 1st April 2019 (AVD) for the RCG 2021 Publication. | - | - | 2 | TRUE
3118 | 41P95C | 5219 | 41P95C | Industrial Buildings | Insulated Buildings | Sheet Metal Cladding | 1,001 - 5,000m2 | Eaves Height - 28m | Building Area only; Site strip vegetation; Strip foundations; Column bases; Insulated Concrete GF slab with DPM and Mesh,150 thick up to 10,000m2, 200mm thick over 10,000m2 GIA; Steel Portal frame with bolts and baseplates; Coated galvanised trapezoidal roof sheets with insulation on steel purlins; Roof lights; valley gutters; matching fascia and soffit; Rainwater downpipes and gutters; trapezoidal insulated wall system cladding on cladding rails; External roller shutter doors and personnel doors; Single phase electrics, lighting and power; Gas fuelled hot air burners; Underslab storm drainage from internal downpipes on building area greater than 1,000m2; | Location Adjustment Applicable (See Guidance Notes) - ERC = UK mean of 1.00 | (BEAMS Note 2) The ERC for this item should be added to all other rateable items on the hereditament (except land). Therefore the total of the ERC of the other Building Items and the P&M ERC (where applicable) to enable the correct contract size adjustment to be made. ERC of Building Component + ERC of P&M = Total ERC to which contract size adjustment should be applied. The appropriate % adjustment should be made in accordance with the scale for contract size adjustment specified under section 6 of the RCG 2023 Guidance notes. The currency ERC rates are set at £4m (Four Million Pounds) @ 1st April 2021 (AVD) for the RCG 2023 Publication. | The data consists of a typical Industrial shell. Works include the Industrial shell as described and includes works up to 1m perimeter to the building (1m wide paving slabs & foul/storm drainage), The cost include 2 no. personnel doors and roller shutters are included at 1 door up to 1,000m2 , 2 roller doors over 1,000m2 (GIA), and 4 roller doors over 5,000m2. Costs are for the shell only and do not include for internal rooms such as offices or toilets which should be added for seperately. See Variations for assistance. | - | - | - | - | - | Cavity Wall construction to lower walls should be added by measuring wall area at an E/O rate of £102m2, single block walls are cost neutral. Additional roller shutter doors over and above the beacon specification at should be added at additonal cost of £ 232 each (4 x 4m) . Additional personnel doors over the assumed 2nr. - add £1,077 each. If no heating is present a deduction of £28m2 (GIA) should be made to the beacon cost. Internal offices (in Industrial complexes) should be added by reference to Cost Guide code series 42P04A -42P40V, Internal WC - 42P40W, amenity blocks - showers & toilets (New code TBC) & Canteens (New CodeTBC) | - | - | 10094 |  | m2 | - | 3 - INDUSTRIAL | David Grace | Jim Allen | 661.1922 | Option 1 | 819.7488 | 23.98% | 815.1837 | 585.2824 | -11.48% | -28.6% | 585.2824 | -11.48% | Price Book Data | P. Avo | VOA_GPN_GOV_UK\7243572 | 2021-07-09 | Low | - | Low | - | - | Updated indiced etc. 24/03/2021 - Copied to the latest DCS. | NA | SPONS A&B | 1.561 | (BEAMS Note 2) The ERC for this item should be added to all other rateable items on the hereditament (except land). Therefore the total of the ERC of the other Building Items and the P&M ERC (where applicable) to enable the correct contract size adjustment to be made. ERC of Building Component + ERC of P&M = Total ERC to which contract size adjustment should be applied. The appropriate % adjustment should be made in accordance with the scale for contract size adjustment specified under section 6 of the RCG 2021 Guidance notes. The currency ERC rates are set at £4m (Four Million Pounds) @ 1st April 2019 (AVD) for the RCG 2021 Publication. | - | - | 2 | TRUE
3119 | 41P95D | 5220 | 41P95D | Industrial Buildings | Insulated Buildings | Sheet Metal Cladding | 1,001 - 5,000m2 | Eaves Height - 29m | Building Area only; Site strip vegetation; Strip foundations; Column bases; Insulated Concrete GF slab with DPM and Mesh,150 thick up to 10,000m2, 200mm thick over 10,000m2 GIA; Steel Portal frame with bolts and baseplates; Coated galvanised trapezoidal roof sheets with insulation on steel purlins; Roof lights; valley gutters; matching fascia and soffit; Rainwater downpipes and gutters; trapezoidal insulated wall system cladding on cladding rails; External roller shutter doors and personnel doors; Single phase electrics, lighting and power; Gas fuelled hot air burners; Underslab storm drainage from internal downpipes on building area greater than 1,000m2; | Location Adjustment Applicable (See Guidance Notes) - ERC = UK mean of 1.00 | (BEAMS Note 2) The ERC for this item should be added to all other rateable items on the hereditament (except land). Therefore the total of the ERC of the other Building Items and the P&M ERC (where applicable) to enable the correct contract size adjustment to be made. ERC of Building Component + ERC of P&M = Total ERC to which contract size adjustment should be applied. The appropriate % adjustment should be made in accordance with the scale for contract size adjustment specified under section 6 of the RCG 2023 Guidance notes. The currency ERC rates are set at £4m (Four Million Pounds) @ 1st April 2021 (AVD) for the RCG 2023 Publication. | The data consists of a typical Industrial shell. Works include the Industrial shell as described and includes works up to 1m perimeter to the building (1m wide paving slabs & foul/storm drainage), The cost include 2 no. personnel doors and roller shutters are included at 1 door up to 1,000m2 , 2 roller doors over 1,000m2 (GIA), and 4 roller doors over 5,000m2. Costs are for the shell only and do not include for internal rooms such as offices or toilets which should be added for seperately. See Variations for assistance. | - | - | - | - | - | Cavity Wall construction to lower walls should be added by measuring wall area at an E/O rate of £102m2, single block walls are cost neutral. Additional roller shutter doors over and above the beacon specification at should be added at additonal cost of £ 232 each (4 x 4m) . Additional personnel doors over the assumed 2nr. - add £1,077 each. If no heating is present a deduction of £28m2 (GIA) should be made to the beacon cost. Internal offices (in Industrial complexes) should be added by reference to Cost Guide code series 42P04A -42P40V, Internal WC - 42P40W, amenity blocks - showers & toilets (New code TBC) & Canteens (New CodeTBC) | - | - | 10094 |  | m2 | - | 3 - INDUSTRIAL | David Grace | Jim Allen | 678.8752 | Option 1 | 841.6723 | 23.98% | 822.8567 | 590.7914 | -12.97% | -29.81% | 590.7914 | -12.97% | Price Book Data | P. Avo | VOA_GPN_GOV_UK\7243572 | 2021-07-09 | Low | - | Low | - | - | Updated indiced etc. 24/03/2021 - Copied to the latest DCS. | NA | SPONS A&B | 1.561 | (BEAMS Note 2) The ERC for this item should be added to all other rateable items on the hereditament (except land). Therefore the total of the ERC of the other Building Items and the P&M ERC (where applicable) to enable the correct contract size adjustment to be made. ERC of Building Component + ERC of P&M = Total ERC to which contract size adjustment should be applied. The appropriate % adjustment should be made in accordance with the scale for contract size adjustment specified under section 6 of the RCG 2021 Guidance notes. The currency ERC rates are set at £4m (Four Million Pounds) @ 1st April 2019 (AVD) for the RCG 2021 Publication. | - | - | 2 | TRUE
3120 | 41P95E | 5221 | 41P95E | Industrial Buildings | Insulated Buildings | Sheet Metal Cladding | 1,001 - 5,000m2 | Eaves Height - 30m | Building Area only; Site strip vegetation; Strip foundations; Column bases; Insulated Concrete GF slab with DPM and Mesh,150 thick up to 10,000m2, 200mm thick over 10,000m2 GIA; Steel Portal frame with bolts and baseplates; Coated galvanised trapezoidal roof sheets with insulation on steel purlins; Roof lights; valley gutters; matching fascia and soffit; Rainwater downpipes and gutters; trapezoidal insulated wall system cladding on cladding rails; External roller shutter doors and personnel doors; Single phase electrics, lighting and power; Gas fuelled hot air burners; Underslab storm drainage from internal downpipes on building area greater than 1,000m2; | Location Adjustment Applicable (See Guidance Notes) - ERC = UK mean of 1.00 | (BEAMS Note 2) The ERC for this item should be added to all other rateable items on the hereditament (except land). Therefore the total of the ERC of the other Building Items and the P&M ERC (where applicable) to enable the correct contract size adjustment to be made. ERC of Building Component + ERC of P&M = Total ERC to which contract size adjustment should be applied. The appropriate % adjustment should be made in accordance with the scale for contract size adjustment specified under section 6 of the RCG 2023 Guidance notes. The currency ERC rates are set at £4m (Four Million Pounds) @ 1st April 2021 (AVD) for the RCG 2023 Publication. | The data consists of a typical Industrial shell. Works include the Industrial shell as described and includes works up to 1m perimeter to the building (1m wide paving slabs & foul/storm drainage), The cost include 2 no. personnel doors and roller shutters are included at 1 door up to 1,000m2 , 2 roller doors over 1,000m2 (GIA), and 4 roller doors over 5,000m2. Costs are for the shell only and do not include for internal rooms such as offices or toilets which should be added for seperately. See Variations for assistance. | - | - | - | - | - | Cavity Wall construction to lower walls should be added by measuring wall area at an E/O rate of £102m2, single block walls are cost neutral. Additional roller shutter doors over and above the beacon specification at should be added at additonal cost of £ 232 each (4 x 4m) . Additional personnel doors over the assumed 2nr. - add £1,077 each. If no heating is present a deduction of £28m2 (GIA) should be made to the beacon cost. Internal offices (in Industrial complexes) should be added by reference to Cost Guide code series 42P04A -42P40V, Internal WC - 42P40W, amenity blocks - showers & toilets (New code TBC) & Canteens (New CodeTBC) | - | - | 10094 |  | m2 | - | 3 - INDUSTRIAL | David Grace | Jim Allen | 696.5583 | Option 1 | 863.5958 | 23.98% | 830.5296 | 596.3004 | -14.39% | -30.95% | 596.3004 | -14.39% | Price Book Data | P. Avo | VOA_GPN_GOV_UK\7243572 | 2021-07-09 | Low | - | Low | - | - | Updated indiced etc. 24/03/2021 - Copied to the latest DCS. | NA | SPONS A&B | 1.561 | (BEAMS Note 2) The ERC for this item should be added to all other rateable items on the hereditament (except land). Therefore the total of the ERC of the other Building Items and the P&M ERC (where applicable) to enable the correct contract size adjustment to be made. ERC of Building Component + ERC of P&M = Total ERC to which contract size adjustment should be applied. The appropriate % adjustment should be made in accordance with the scale for contract size adjustment specified under section 6 of the RCG 2021 Guidance notes. The currency ERC rates are set at £4m (Four Million Pounds) @ 1st April 2019 (AVD) for the RCG 2021 Publication. | - | - | 2 | TRUE
3121 | 41P95F | 5222 | 41P95F | Industrial Buildings | Insulated Buildings | Sheet Metal Cladding | 1,001 - 5,000m2 | Eaves Height - 31m | Building Area only; Site strip vegetation; Strip foundations; Column bases; Insulated Concrete GF slab with DPM and Mesh,150 thick up to 10,000m2, 200mm thick over 10,000m2 GIA; Steel Portal frame with bolts and baseplates; Coated galvanised trapezoidal roof sheets with insulation on steel purlins; Roof lights; valley gutters; matching fascia and soffit; Rainwater downpipes and gutters; trapezoidal insulated wall system cladding on cladding rails; External roller shutter doors and personnel doors; Single phase electrics, lighting and power; Gas fuelled hot air burners; Underslab storm drainage from internal downpipes on building area greater than 1,000m2; | Location Adjustment Applicable (See Guidance Notes) - ERC = UK mean of 1.00 | (BEAMS Note 2) The ERC for this item should be added to all other rateable items on the hereditament (except land). Therefore the total of the ERC of the other Building Items and the P&M ERC (where applicable) to enable the correct contract size adjustment to be made. ERC of Building Component + ERC of P&M = Total ERC to which contract size adjustment should be applied. The appropriate % adjustment should be made in accordance with the scale for contract size adjustment specified under section 6 of the RCG 2023 Guidance notes. The currency ERC rates are set at £4m (Four Million Pounds) @ 1st April 2021 (AVD) for the RCG 2023 Publication. | The data consists of a typical Industrial shell. Works include the Industrial shell as described and includes works up to 1m perimeter to the building (1m wide paving slabs & foul/storm drainage), The cost include 2 no. personnel doors and roller shutters are included at 1 door up to 1,000m2 , 2 roller doors over 1,000m2 (GIA), and 4 roller doors over 5,000m2. Costs are for the shell only and do not include for internal rooms such as offices or toilets which should be added for seperately. See Variations for assistance. | - | - | - | - | - | Cavity Wall construction to lower walls should be added by measuring wall area at an E/O rate of £102m2, single block walls are cost neutral. Additional roller shutter doors over and above the beacon specification at should be added at additonal cost of £ 232 each (4 x 4m) . Additional personnel doors over the assumed 2nr. - add £1,077 each. If no heating is present a deduction of £28m2 (GIA) should be made to the beacon cost. Internal offices (in Industrial complexes) should be added by reference to Cost Guide code series 42P04A -42P40V, Internal WC - 42P40W, amenity blocks - showers & toilets (New code TBC) & Canteens (New CodeTBC) | - | - | 10094 |  | m2 | - | 3 - INDUSTRIAL | David Grace | Jim Allen | 718.8543 | Option 1 | 891.2385 | 23.98% | 838.2026 | 601.8094 | -16.28% | -32.47% | 601.8094 | -16.28% | Price Book Data | P. Avo | VOA_GPN_GOV_UK\7243572 | 2021-07-09 | Low | - | Low | - | - | Updated indiced etc. 24/03/2021 - Copied to the latest DCS. | NA | SPONS A&B | 1.561 | (BEAMS Note 2) The ERC for this item should be added to all other rateable items on the hereditament (except land). Therefore the total of the ERC of the other Building Items and the P&M ERC (where applicable) to enable the correct contract size adjustment to be made. ERC of Building Component + ERC of P&M = Total ERC to which contract size adjustment should be applied. The appropriate % adjustment should be made in accordance with the scale for contract size adjustment specified under section 6 of the RCG 2021 Guidance notes. The currency ERC rates are set at £4m (Four Million Pounds) @ 1st April 2019 (AVD) for the RCG 2021 Publication. | - | - | 2 | TRUE
3122 | 41P95G | 5223 | 41P95G | Industrial Buildings | Insulated Buildings | Sheet Metal Cladding | 1,001 - 5,000m2 | Eaves Height - 32m | Building Area only; Site strip vegetation; Strip foundations; Column bases; Insulated Concrete GF slab with DPM and Mesh,150 thick up to 10,000m2, 200mm thick over 10,000m2 GIA; Steel Portal frame with bolts and baseplates; Coated galvanised trapezoidal roof sheets with insulation on steel purlins; Roof lights; valley gutters; matching fascia and soffit; Rainwater downpipes and gutters; trapezoidal insulated wall system cladding on cladding rails; External roller shutter doors and personnel doors; Single phase electrics, lighting and power; Gas fuelled hot air burners; Underslab storm drainage from internal downpipes on building area greater than 1,000m2; | Location Adjustment Applicable (See Guidance Notes) - ERC = UK mean of 1.00 | (BEAMS Note 2) The ERC for this item should be added to all other rateable items on the hereditament (except land). Therefore the total of the ERC of the other Building Items and the P&M ERC (where applicable) to enable the correct contract size adjustment to be made. ERC of Building Component + ERC of P&M = Total ERC to which contract size adjustment should be applied. The appropriate % adjustment should be made in accordance with the scale for contract size adjustment specified under section 6 of the RCG 2023 Guidance notes. The currency ERC rates are set at £4m (Four Million Pounds) @ 1st April 2021 (AVD) for the RCG 2023 Publication. | The data consists of a typical Industrial shell. Works include the Industrial shell as described and includes works up to 1m perimeter to the building (1m wide paving slabs & foul/storm drainage), The cost include 2 no. personnel doors and roller shutters are included at 1 door up to 1,000m2 , 2 roller doors over 1,000m2 (GIA), and 4 roller doors over 5,000m2. Costs are for the shell only and do not include for internal rooms such as offices or toilets which should be added for seperately. See Variations for assistance. | - | - | - | - | - | Cavity Wall construction to lower walls should be added by measuring wall area at an E/O rate of £102m2, single block walls are cost neutral. Additional roller shutter doors over and above the beacon specification at should be added at additonal cost of £ 232 each (4 x 4m) . Additional personnel doors over the assumed 2nr. - add £1,077 each. If no heating is present a deduction of £28m2 (GIA) should be made to the beacon cost. Internal offices (in Industrial complexes) should be added by reference to Cost Guide code series 42P04A -42P40V, Internal WC - 42P40W, amenity blocks - showers & toilets (New code TBC) & Canteens (New CodeTBC) | - | - | 10094 |  | m2 | - | 3 - INDUSTRIAL | David Grace | Jim Allen | 736.5374 | Option 1 | 913.162 | 23.98% | 845.8755 | 607.3184 | -17.54% | -33.49% | 607.3184 | -17.54% | Price Book Data | P. Avo | VOA_GPN_GOV_UK\7243572 | 2021-07-09 | Low | - | Low | - | - | Updated indiced etc. 24/03/2021 - Copied to the latest DCS. | NA | SPONS A&B | 1.561 | (BEAMS Note 2) The ERC for this item should be added to all other rateable items on the hereditament (except land). Therefore the total of the ERC of the other Building Items and the P&M ERC (where applicable) to enable the correct contract size adjustment to be made. ERC of Building Component + ERC of P&M = Total ERC to which contract size adjustment should be applied. The appropriate % adjustment should be made in accordance with the scale for contract size adjustment specified under section 6 of the RCG 2021 Guidance notes. The currency ERC rates are set at £4m (Four Million Pounds) @ 1st April 2019 (AVD) for the RCG 2021 Publication. | - | - | 2 | TRUE
3123 | 41P95H | 5228 | 41P95H | Industrial Buildings | Insulated Buildings | Sheet Metal Cladding | 1,001 - 5,000m2 | Eaves Height - 33m | Building Area only; Site strip vegetation; Strip foundations; Column bases; Insulated Concrete GF slab with DPM and Mesh,150 thick up to 10,000m2, 200mm thick over 10,000m2 GIA; Steel Portal frame with bolts and baseplates; Coated galvanised trapezoidal roof sheets with insulation on steel purlins; Roof lights; valley gutters; matching fascia and soffit; Rainwater downpipes and gutters; trapezoidal insulated wall system cladding on cladding rails; External roller shutter doors and personnel doors; Single phase electrics, lighting and power; Gas fuelled hot air burners; Underslab storm drainage from internal downpipes on building area greater than 1,000m2; | Location Adjustment Applicable (See Guidance Notes) - ERC = UK mean of 1.00 | (BEAMS Note 2) The ERC for this item should be added to all other rateable items on the hereditament (except land). Therefore the total of the ERC of the other Building Items and the P&M ERC (where applicable) to enable the correct contract size adjustment to be made. ERC of Building Component + ERC of P&M = Total ERC to which contract size adjustment should be applied. The appropriate % adjustment should be made in accordance with the scale for contract size adjustment specified under section 6 of the RCG 2023 Guidance notes. The currency ERC rates are set at £4m (Four Million Pounds) @ 1st April 2021 (AVD) for the RCG 2023 Publication. | The data consists of a typical Industrial shell. Works include the Industrial shell as described and includes works up to 1m perimeter to the building (1m wide paving slabs & foul/storm drainage), The cost include 2 no. personnel doors and roller shutters are included at 1 door up to 1,000m2 , 2 roller doors over 1,000m2 (GIA), and 4 roller doors over 5,000m2. Costs are for the shell only and do not include for internal rooms such as offices or toilets which should be added for seperately. See Variations for assistance. | - | - | - | - | - | Cavity Wall construction to lower walls should be added by measuring wall area at an E/O rate of £102m2, single block walls are cost neutral. Additional roller shutter doors over and above the beacon specification at should be added at additonal cost of £ 232 each (4 x 4m) . Additional personnel doors over the assumed 2nr. - add £1,077 each. If no heating is present a deduction of £28m2 (GIA) should be made to the beacon cost. Internal offices (in Industrial complexes) should be added by reference to Cost Guide code series 42P04A -42P40V, Internal WC - 42P40W, amenity blocks - showers & toilets (New code TBC) & Canteens (New CodeTBC) | - | - | 10094 |  | m2 | - | 3 - INDUSTRIAL | David Grace | Jim Allen | 754.9892 | Option 1 | 936.0387 | 23.98% | 853.5485 | 612.8274 | -18.83% | -34.53% | 612.8274 | -18.83% | Price Book Data | P. Avo | VOA_GPN_GOV_UK\7243572 | 2021-07-09 | Low | - | Low | - | - | Updated indiced etc. 24/03/2021 - Copied to the latest DCS. | NA | SPONS A&B | 1.561 | (BEAMS Note 2) The ERC for this item should be added to all other rateable items on the hereditament (except land). Therefore the total of the ERC of the other Building Items and the P&M ERC (where applicable) to enable the correct contract size adjustment to be made. ERC of Building Component + ERC of P&M = Total ERC to which contract size adjustment should be applied. The appropriate % adjustment should be made in accordance with the scale for contract size adjustment specified under section 6 of the RCG 2021 Guidance notes. The currency ERC rates are set at £4m (Four Million Pounds) @ 1st April 2019 (AVD) for the RCG 2021 Publication. | - | - | 2 | TRUE
3124 | 41P95J | 5229 | 41P95J | Industrial Buildings | Insulated Buildings | Sheet Metal Cladding | 1,001 - 5,000m2 | Eaves Height - 34m | Building Area only; Site strip vegetation; Strip foundations; Column bases; Insulated Concrete GF slab with DPM and Mesh,150 thick up to 10,000m2, 200mm thick over 10,000m2 GIA; Steel Portal frame with bolts and baseplates; Coated galvanised trapezoidal roof sheets with insulation on steel purlins; Roof lights; valley gutters; matching fascia and soffit; Rainwater downpipes and gutters; trapezoidal insulated wall system cladding on cladding rails; External roller shutter doors and personnel doors; Single phase electrics, lighting and power; Gas fuelled hot air burners; Underslab storm drainage from internal downpipes on building area greater than 1,000m2; | Location Adjustment Applicable (See Guidance Notes) - ERC = UK mean of 1.00 | (BEAMS Note 2) The ERC for this item should be added to all other rateable items on the hereditament (except land). Therefore the total of the ERC of the other Building Items and the P&M ERC (where applicable) to enable the correct contract size adjustment to be made. ERC of Building Component + ERC of P&M = Total ERC to which contract size adjustment should be applied. The appropriate % adjustment should be made in accordance with the scale for contract size adjustment specified under section 6 of the RCG 2023 Guidance notes. The currency ERC rates are set at £4m (Four Million Pounds) @ 1st April 2021 (AVD) for the RCG 2023 Publication. | The data consists of a typical Industrial shell. Works include the Industrial shell as described and includes works up to 1m perimeter to the building (1m wide paving slabs & foul/storm drainage), The cost include 2 no. personnel doors and roller shutters are included at 1 door up to 1,000m2 , 2 roller doors over 1,000m2 (GIA), and 4 roller doors over 5,000m2. Costs are for the shell only and do not include for internal rooms such as offices or toilets which should be added for seperately. See Variations for assistance. | - | - | - | - | - | Cavity Wall construction to lower walls should be added by measuring wall area at an E/O rate of £102m2, single block walls are cost neutral. Additional roller shutter doors over and above the beacon specification at should be added at additonal cost of £ 232 each (4 x 4m) . Additional personnel doors over the assumed 2nr. - add £1,077 each. If no heating is present a deduction of £28m2 (GIA) should be made to the beacon cost. Internal offices (in Industrial complexes) should be added by reference to Cost Guide code series 42P04A -42P40V, Internal WC - 42P40W, amenity blocks - showers & toilets (New code TBC) & Canteens (New CodeTBC) | - | - | 10094 |  | m2 | - | 3 - INDUSTRIAL | David Grace | Jim Allen | 773.4411 | Option 1 | 958.9155 | 23.98% | 861.2214 | 618.3364 | -20.05% | -35.52% | 618.3364 | -20.05% | Price Book Data | P. Avo | VOA_GPN_GOV_UK\7243572 | 2021-07-09 | Low | - | Low | - | - | Updated indiced etc. 24/03/2021 - Copied to the latest DCS. | NA | SPONS A&B | 1.561 | (BEAMS Note 2) The ERC for this item should be added to all other rateable items on the hereditament (except land). Therefore the total of the ERC of the other Building Items and the P&M ERC (where applicable) to enable the correct contract size adjustment to be made. ERC of Building Component + ERC of P&M = Total ERC to which contract size adjustment should be applied. The appropriate % adjustment should be made in accordance with the scale for contract size adjustment specified under section 6 of the RCG 2021 Guidance notes. The currency ERC rates are set at £4m (Four Million Pounds) @ 1st April 2019 (AVD) for the RCG 2021 Publication. | - | - | 2 | TRUE
3125 | 41P95K | 5230 | 41P95K | Industrial Buildings | Insulated Buildings | Sheet Metal Cladding | 1,001 - 5,000m2 | Eaves Height - 35m | Building Area only; Site strip vegetation; Strip foundations; Column bases; Insulated Concrete GF slab with DPM and Mesh,150 thick up to 10,000m2, 200mm thick over 10,000m2 GIA; Steel Portal frame with bolts and baseplates; Coated galvanised trapezoidal roof sheets with insulation on steel purlins; Roof lights; valley gutters; matching fascia and soffit; Rainwater downpipes and gutters; trapezoidal insulated wall system cladding on cladding rails; External roller shutter doors and personnel doors; Single phase electrics, lighting and power; Gas fuelled hot air burners; Underslab storm drainage from internal downpipes on building area greater than 1,000m2; | Location Adjustment Applicable (See Guidance Notes) - ERC = UK mean of 1.00 | (BEAMS Note 2) The ERC for this item should be added to all other rateable items on the hereditament (except land). Therefore the total of the ERC of the other Building Items and the P&M ERC (where applicable) to enable the correct contract size adjustment to be made. ERC of Building Component + ERC of P&M = Total ERC to which contract size adjustment should be applied. The appropriate % adjustment should be made in accordance with the scale for contract size adjustment specified under section 6 of the RCG 2023 Guidance notes. The currency ERC rates are set at £4m (Four Million Pounds) @ 1st April 2021 (AVD) for the RCG 2023 Publication. | The data consists of a typical Industrial shell. Works include the Industrial shell as described and includes works up to 1m perimeter to the building (1m wide paving slabs & foul/storm drainage), The cost include 2 no. personnel doors and roller shutters are included at 1 door up to 1,000m2 , 2 roller doors over 1,000m2 (GIA), and 4 roller doors over 5,000m2. Costs are for the shell only and do not include for internal rooms such as offices or toilets which should be added for seperately. See Variations for assistance. | - | - | - | - | - | Cavity Wall construction to lower walls should be added by measuring wall area at an E/O rate of £102m2, single block walls are cost neutral. Additional roller shutter doors over and above the beacon specification at should be added at additonal cost of £ 232 each (4 x 4m) . Additional personnel doors over the assumed 2nr. - add £1,077 each. If no heating is present a deduction of £28m2 (GIA) should be made to the beacon cost. Internal offices (in Industrial complexes) should be added by reference to Cost Guide code series 42P04A -42P40V, Internal WC - 42P40W, amenity blocks - showers & toilets (New code TBC) & Canteens (New CodeTBC) | - | - | 10094 |  | m2 | - | 3 - INDUSTRIAL | David Grace | Jim Allen | 791.893 | Option 1 | 981.7922 | 23.98% | 868.8943 | 623.8454 | -21.22% | -36.46% | 623.8454 | -21.22% | Price Book Data | P. Avo | VOA_GPN_GOV_UK\7243572 | 2021-07-09 | Low | - | Low | - | - | Updated indiced etc. 24/03/2021 - Copied to the latest DCS. | NA | SPONS A&B | 1.561 | (BEAMS Note 2) The ERC for this item should be added to all other rateable items on the hereditament (except land). Therefore the total of the ERC of the other Building Items and the P&M ERC (where applicable) to enable the correct contract size adjustment to be made. ERC of Building Component + ERC of P&M = Total ERC to which contract size adjustment should be applied. The appropriate % adjustment should be made in accordance with the scale for contract size adjustment specified under section 6 of the RCG 2021 Guidance notes. The currency ERC rates are set at £4m (Four Million Pounds) @ 1st April 2019 (AVD) for the RCG 2021 Publication. | - | - | 2 | TRUE
3126 | 42A02B | 8950 | 42A02B | Industrial Buildings | Insulated Buildings | Sheet Metal Cladding | 10,001 - 20,000m2 | Eaves Height - 21m | Building Area only; Site strip vegetation; Strip foundations; Column bases; Insulated Concrete GF slab with DPM and Mesh,150 thick up to 10,000m2, 200mm thick over 10,000m2 GIA; Steel Portal frame with bolts and baseplates; Coated galvanised trapezoidal roof sheets with insulation on steel purlins; Roof lights; valley gutters; matching fascia and soffit; Rainwater downpipes and gutters; trapezoidal insulated wall system cladding on cladding rails; External roller shutter doors and personnel doors; Single phase electrics, lighting and power; Gas fuelled hot air burners; Underslab storm drainage from internal downpipes on building area greater than 1,000m2; | Location Adjustment Applicable (See Guidance Notes) - ERC = UK mean of 1.00 | (BEAMS Note 2) The ERC for this item should be added to all other rateable items on the hereditament (except land). Therefore the total of the ERC of the other Building Items and the P&M ERC (where applicable) to enable the correct contract size adjustment to be made. ERC of Building Component + ERC of P&M = Total ERC to which contract size adjustment should be applied. The appropriate % adjustment should be made in accordance with the scale for contract size adjustment specified under section 6 of the RCG 2023 Guidance notes. The currency ERC rates are set at £4m (Four Million Pounds) @ 1st April 2021 (AVD) for the RCG 2023 Publication. | The data consists of a typical Industrial shell. Works include the Industrial shell as described and includes works up to 1m perimeter to the building (1m wide paving slabs & foul/storm drainage), The cost include 2 no. personnel doors and roller shutters are included at 1 door up to 1,000m2 , 2 roller doors over 1,000m2 (GIA), and 4 roller doors over 5,000m2. Costs are for the shell only and do not include for internal rooms such as offices or toilets which should be added for seperately. See Variations for assistance. | - | - | - | - | - | Cavity Wall construction to lower walls should be added by measuring wall area at an E/O rate of £102m2, single block walls are cost neutral. Additional roller shutter doors over and above the beacon specification at should be added at additonal cost of £ 232 each (4 x 4m) . Additional personnel doors over the assumed 2nr. - add £1,077 each. If no heating is present a deduction of £28m2 (GIA) should be made to the beacon cost. Internal offices (in Industrial complexes) should be added by reference to Cost Guide code series 42P04A -42P40V, Internal WC - 42P40W, amenity blocks - showers & toilets (New code TBC) & Canteens (New CodeTBC) | - | - | - |  | m2 | - | 3 - INDUSTRIAL | David Grace | Jim Allen | #N/A | Option 1 | ERROR | 0% | 680.3422 | 488.4694 | 0% | 0% | 488.4694 | 0% | Price Book Data | P. Avo | VOA_GPN_GOV_UK\7243572 | 2021-07-12 | Low | - | Low | - | - | Updated indiced etc. 24/03/2021 - Copied to the latest DCS. | NA | SPONS A&B | 1.561 | (BEAMS Note 2) The ERC for this item should be added to all other rateable items on the hereditament (except land). Therefore the total of the ERC of the other Building Items and the P&M ERC (where applicable) to enable the correct contract size adjustment to be made. ERC of Building Component + ERC of P&M = Total ERC to which contract size adjustment should be applied. The appropriate % adjustment should be made in accordance with the scale for contract size adjustment specified under section 6 of the RCG 2021 Guidance notes. The currency ERC rates are set at £4m (Four Million Pounds) @ 1st April 2019 (AVD) for the RCG 2021 Publication. | - | - | 2 | TRUE
3127 | 42A02C | 8951 | 42A02C | Industrial Buildings | Insulated Buildings | Sheet Metal Cladding | 10,001 - 20,000m2 | Eaves Height - 22m | Building Area only; Site strip vegetation; Strip foundations; Column bases; Insulated Concrete GF slab with DPM and Mesh,150 thick up to 10,000m2, 200mm thick over 10,000m2 GIA; Steel Portal frame with bolts and baseplates; Coated galvanised trapezoidal roof sheets with insulation on steel purlins; Roof lights; valley gutters; matching fascia and soffit; Rainwater downpipes and gutters; trapezoidal insulated wall system cladding on cladding rails; External roller shutter doors and personnel doors; Single phase electrics, lighting and power; Gas fuelled hot air burners; Underslab storm drainage from internal downpipes on building area greater than 1,000m2; | Location Adjustment Applicable (See Guidance Notes) - ERC = UK mean of 1.00 | (BEAMS Note 2) The ERC for this item should be added to all other rateable items on the hereditament (except land). Therefore the total of the ERC of the other Building Items and the P&M ERC (where applicable) to enable the correct contract size adjustment to be made. ERC of Building Component + ERC of P&M = Total ERC to which contract size adjustment should be applied. The appropriate % adjustment should be made in accordance with the scale for contract size adjustment specified under section 6 of the RCG 2023 Guidance notes. The currency ERC rates are set at £4m (Four Million Pounds) @ 1st April 2021 (AVD) for the RCG 2023 Publication. | The data consists of a typical Industrial shell. Works include the Industrial shell as described and includes works up to 1m perimeter to the building (1m wide paving slabs & foul/storm drainage), The cost include 2 no. personnel doors and roller shutters are included at 1 door up to 1,000m2 , 2 roller doors over 1,000m2 (GIA), and 4 roller doors over 5,000m2. Costs are for the shell only and do not include for internal rooms such as offices or toilets which should be added for seperately. See Variations for assistance. | - | - | - | - | - | Cavity Wall construction to lower walls should be added by measuring wall area at an E/O rate of £102m2, single block walls are cost neutral. Additional roller shutter doors over and above the beacon specification at should be added at additonal cost of £ 232 each (4 x 4m) . Additional personnel doors over the assumed 2nr. - add £1,077 each. If no heating is present a deduction of £28m2 (GIA) should be made to the beacon cost. Internal offices (in Industrial complexes) should be added by reference to Cost Guide code series 42P04A -42P40V, Internal WC - 42P40W, amenity blocks - showers & toilets (New code TBC) & Canteens (New CodeTBC) | - | - | - |  | m2 | - | 3 - INDUSTRIAL | David Grace | Jim Allen | #N/A | Option 1 | ERROR | 0% | 683.9772 | 491.0792 | 0% | 0% | 491.0792 | 0% | Price Book Data | P. Avo | VOA_GPN_GOV_UK\7243572 | 2021-07-12 | Low | - | Low | - | - | Updated indiced etc. 24/03/2021 - Copied to the latest DCS. | NA | SPONS A&B | 1.561 | (BEAMS Note 2) The ERC for this item should be added to all other rateable items on the hereditament (except land). Therefore the total of the ERC of the other Building Items and the P&M ERC (where applicable) to enable the correct contract size adjustment to be made. ERC of Building Component + ERC of P&M = Total ERC to which contract size adjustment should be applied. The appropriate % adjustment should be made in accordance with the scale for contract size adjustment specified under section 6 of the RCG 2021 Guidance notes. The currency ERC rates are set at £4m (Four Million Pounds) @ 1st April 2019 (AVD) for the RCG 2021 Publication. | - | - | 2 | TRUE
3128 | 42A02D | 8952 | 42A02D | Industrial Buildings | Insulated Buildings | Sheet Metal Cladding | 10,001 - 20,000m2 | Eaves Height - 23m | Building Area only; Site strip vegetation; Strip foundations; Column bases; Insulated Concrete GF slab with DPM and Mesh,150 thick up to 10,000m2, 200mm thick over 10,000m2 GIA; Steel Portal frame with bolts and baseplates; Coated galvanised trapezoidal roof sheets with insulation on steel purlins; Roof lights; valley gutters; matching fascia and soffit; Rainwater downpipes and gutters; trapezoidal insulated wall system cladding on cladding rails; External roller shutter doors and personnel doors; Single phase electrics, lighting and power; Gas fuelled hot air burners; Underslab storm drainage from internal downpipes on building area greater than 1,000m2; | Location Adjustment Applicable (See Guidance Notes) - ERC = UK mean of 1.00 | (BEAMS Note 2) The ERC for this item should be added to all other rateable items on the hereditament (except land). Therefore the total of the ERC of the other Building Items and the P&M ERC (where applicable) to enable the correct contract size adjustment to be made. ERC of Building Component + ERC of P&M = Total ERC to which contract size adjustment should be applied. The appropriate % adjustment should be made in accordance with the scale for contract size adjustment specified under section 6 of the RCG 2023 Guidance notes. The currency ERC rates are set at £4m (Four Million Pounds) @ 1st April 2021 (AVD) for the RCG 2023 Publication. | The data consists of a typical Industrial shell. Works include the Industrial shell as described and includes works up to 1m perimeter to the building (1m wide paving slabs & foul/storm drainage), The cost include 2 no. personnel doors and roller shutters are included at 1 door up to 1,000m2 , 2 roller doors over 1,000m2 (GIA), and 4 roller doors over 5,000m2. Costs are for the shell only and do not include for internal rooms such as offices or toilets which should be added for seperately. See Variations for assistance. | - | - | - | - | - | Cavity Wall construction to lower walls should be added by measuring wall area at an E/O rate of £102m2, single block walls are cost neutral. Additional roller shutter doors over and above the beacon specification at should be added at additonal cost of £ 232 each (4 x 4m) . Additional personnel doors over the assumed 2nr. - add £1,077 each. If no heating is present a deduction of £28m2 (GIA) should be made to the beacon cost. Internal offices (in Industrial complexes) should be added by reference to Cost Guide code series 42P04A -42P40V, Internal WC - 42P40W, amenity blocks - showers & toilets (New code TBC) & Canteens (New CodeTBC) | - | - | - |  | m2 | - | 3 - INDUSTRIAL | David Grace | Jim Allen | #N/A | Option 1 | ERROR | 0% | 687.6122 | 493.6891 | 0% | 0% | 493.6891 | 0% | Price Book Data | P. Avo | VOA_GPN_GOV_UK\7243572 | 2021-07-12 | Low | - | Low | - | - | Updated indiced etc. 24/03/2021 - Copied to the latest DCS. | NA | SPONS A&B | 1.561 | (BEAMS Note 2) The ERC for this item should be added to all other rateable items on the hereditament (except land). Therefore the total of the ERC of the other Building Items and the P&M ERC (where applicable) to enable the correct contract size adjustment to be made. ERC of Building Component + ERC of P&M = Total ERC to which contract size adjustment should be applied. The appropriate % adjustment should be made in accordance with the scale for contract size adjustment specified under section 6 of the RCG 2021 Guidance notes. The currency ERC rates are set at £4m (Four Million Pounds) @ 1st April 2019 (AVD) for the RCG 2021 Publication. | - | - | 2 | TRUE
3129 | 42A02E | 8953 | 42A02E | Industrial Buildings | Insulated Buildings | Sheet Metal Cladding | 10,001 - 20,000m2 | Eaves Height - 24m | Building Area only; Site strip vegetation; Strip foundations; Column bases; Insulated Concrete GF slab with DPM and Mesh,150 thick up to 10,000m2, 200mm thick over 10,000m2 GIA; Steel Portal frame with bolts and baseplates; Coated galvanised trapezoidal roof sheets with insulation on steel purlins; Roof lights; valley gutters; matching fascia and soffit; Rainwater downpipes and gutters; trapezoidal insulated wall system cladding on cladding rails; External roller shutter doors and personnel doors; Single phase electrics, lighting and power; Gas fuelled hot air burners; Underslab storm drainage from internal downpipes on building area greater than 1,000m2; | Location Adjustment Applicable (See Guidance Notes) - ERC = UK mean of 1.00 | (BEAMS Note 2) The ERC for this item should be added to all other rateable items on the hereditament (except land). Therefore the total of the ERC of the other Building Items and the P&M ERC (where applicable) to enable the correct contract size adjustment to be made. ERC of Building Component + ERC of P&M = Total ERC to which contract size adjustment should be applied. The appropriate % adjustment should be made in accordance with the scale for contract size adjustment specified under section 6 of the RCG 2023 Guidance notes. The currency ERC rates are set at £4m (Four Million Pounds) @ 1st April 2021 (AVD) for the RCG 2023 Publication. | The data consists of a typical Industrial shell. Works include the Industrial shell as described and includes works up to 1m perimeter to the building (1m wide paving slabs & foul/storm drainage), The cost include 2 no. personnel doors and roller shutters are included at 1 door up to 1,000m2 , 2 roller doors over 1,000m2 (GIA), and 4 roller doors over 5,000m2. Costs are for the shell only and do not include for internal rooms such as offices or toilets which should be added for seperately. See Variations for assistance. | - | - | - | - | - | Cavity Wall construction to lower walls should be added by measuring wall area at an E/O rate of £102m2, single block walls are cost neutral. Additional roller shutter doors over and above the beacon specification at should be added at additonal cost of £ 232 each (4 x 4m) . Additional personnel doors over the assumed 2nr. - add £1,077 each. If no heating is present a deduction of £28m2 (GIA) should be made to the beacon cost. Internal offices (in Industrial complexes) should be added by reference to Cost Guide code series 42P04A -42P40V, Internal WC - 42P40W, amenity blocks - showers & toilets (New code TBC) & Canteens (New CodeTBC) | - | - | - |  | m2 | - | 3 - INDUSTRIAL | David Grace | Jim Allen | #N/A | Option 1 | ERROR | 0% | 691.2471 | 496.2989 | 0% | 0% | 496.2989 | 0% | Price Book Data | P. Avo | VOA_GPN_GOV_UK\7243572 | 2021-07-12 | Low | - | Low | - | - | Updated indiced etc. 24/03/2021 - Copied to the latest DCS. | NA | SPONS A&B | 1.561 | (BEAMS Note 2) The ERC for this item should be added to all other rateable items on the hereditament (except land). Therefore the total of the ERC of the other Building Items and the P&M ERC (where applicable) to enable the correct contract size adjustment to be made. ERC of Building Component + ERC of P&M = Total ERC to which contract size adjustment should be applied. The appropriate % adjustment should be made in accordance with the scale for contract size adjustment specified under section 6 of the RCG 2021 Guidance notes. The currency ERC rates are set at £4m (Four Million Pounds) @ 1st April 2019 (AVD) for the RCG 2021 Publication. | - | - | 2 | TRUE
3130 | 42A02F | 8954 | 42A02F | Industrial Buildings | Insulated Buildings | Sheet Metal Cladding | 10,001 - 20,000m2 | Eaves Height - 25m | Building Area only; Site strip vegetation; Strip foundations; Column bases; Insulated Concrete GF slab with DPM and Mesh,150 thick up to 10,000m2, 200mm thick over 10,000m2 GIA; Steel Portal frame with bolts and baseplates; Coated galvanised trapezoidal roof sheets with insulation on steel purlins; Roof lights; valley gutters; matching fascia and soffit; Rainwater downpipes and gutters; trapezoidal insulated wall system cladding on cladding rails; External roller shutter doors and personnel doors; Single phase electrics, lighting and power; Gas fuelled hot air burners; Underslab storm drainage from internal downpipes on building area greater than 1,000m2; | Location Adjustment Applicable (See Guidance Notes) - ERC = UK mean of 1.00 | (BEAMS Note 2) The ERC for this item should be added to all other rateable items on the hereditament (except land). Therefore the total of the ERC of the other Building Items and the P&M ERC (where applicable) to enable the correct contract size adjustment to be made. ERC of Building Component + ERC of P&M = Total ERC to which contract size adjustment should be applied. The appropriate % adjustment should be made in accordance with the scale for contract size adjustment specified under section 6 of the RCG 2023 Guidance notes. The currency ERC rates are set at £4m (Four Million Pounds) @ 1st April 2021 (AVD) for the RCG 2023 Publication. | The data consists of a typical Industrial shell. Works include the Industrial shell as described and includes works up to 1m perimeter to the building (1m wide paving slabs & foul/storm drainage), The cost include 2 no. personnel doors and roller shutters are included at 1 door up to 1,000m2 , 2 roller doors over 1,000m2 (GIA), and 4 roller doors over 5,000m2. Costs are for the shell only and do not include for internal rooms such as offices or toilets which should be added for seperately. See Variations for assistance. | - | - | - | - | - | Cavity Wall construction to lower walls should be added by measuring wall area at an E/O rate of £102m2, single block walls are cost neutral. Additional roller shutter doors over and above the beacon specification at should be added at additonal cost of £ 232 each (4 x 4m) . Additional personnel doors over the assumed 2nr. - add £1,077 each. If no heating is present a deduction of £28m2 (GIA) should be made to the beacon cost. Internal offices (in Industrial complexes) should be added by reference to Cost Guide code series 42P04A -42P40V, Internal WC - 42P40W, amenity blocks - showers & toilets (New code TBC) & Canteens (New CodeTBC) | - | - | - |  | m2 | - | 3 - INDUSTRIAL | David Grace | Jim Allen | #N/A | Option 1 | ERROR | 0% | 694.8821 | 498.9088 | 0% | 0% | 498.9088 | 0% | Price Book Data | P. Avo | VOA_GPN_GOV_UK\7243572 | 2021-07-12 | Low | - | Low | - | - | Updated indiced etc. 24/03/2021 - Copied to the latest DCS. | NA | SPONS A&B | 1.561 | (BEAMS Note 2) The ERC for this item should be added to all other rateable items on the hereditament (except land). Therefore the total of the ERC of the other Building Items and the P&M ERC (where applicable) to enable the correct contract size adjustment to be made. ERC of Building Component + ERC of P&M = Total ERC to which contract size adjustment should be applied. The appropriate % adjustment should be made in accordance with the scale for contract size adjustment specified under section 6 of the RCG 2021 Guidance notes. The currency ERC rates are set at £4m (Four Million Pounds) @ 1st April 2019 (AVD) for the RCG 2021 Publication. | - | - | 2 | TRUE
3131 | 42A02G | 8955 | 42A02G | Industrial Buildings | Insulated Buildings | Sheet Metal Cladding | 10,001 - 20,000m2 | Eaves Height - 26m | Building Area only; Site strip vegetation; Strip foundations; Column bases; Insulated Concrete GF slab with DPM and Mesh,150 thick up to 10,000m2, 200mm thick over 10,000m2 GIA; Steel Portal frame with bolts and baseplates; Coated galvanised trapezoidal roof sheets with insulation on steel purlins; Roof lights; valley gutters; matching fascia and soffit; Rainwater downpipes and gutters; trapezoidal insulated wall system cladding on cladding rails; External roller shutter doors and personnel doors; Single phase electrics, lighting and power; Gas fuelled hot air burners; Underslab storm drainage from internal downpipes on building area greater than 1,000m2; | Location Adjustment Applicable (See Guidance Notes) - ERC = UK mean of 1.00 | (BEAMS Note 2) The ERC for this item should be added to all other rateable items on the hereditament (except land). Therefore the total of the ERC of the other Building Items and the P&M ERC (where applicable) to enable the correct contract size adjustment to be made. ERC of Building Component + ERC of P&M = Total ERC to which contract size adjustment should be applied. The appropriate % adjustment should be made in accordance with the scale for contract size adjustment specified under section 6 of the RCG 2023 Guidance notes. The currency ERC rates are set at £4m (Four Million Pounds) @ 1st April 2021 (AVD) for the RCG 2023 Publication. | The data consists of a typical Industrial shell. Works include the Industrial shell as described and includes works up to 1m perimeter to the building (1m wide paving slabs & foul/storm drainage), The cost include 2 no. personnel doors and roller shutters are included at 1 door up to 1,000m2 , 2 roller doors over 1,000m2 (GIA), and 4 roller doors over 5,000m2. Costs are for the shell only and do not include for internal rooms such as offices or toilets which should be added for seperately. See Variations for assistance. | - | - | - | - | - | Cavity Wall construction to lower walls should be added by measuring wall area at an E/O rate of £102m2, single block walls are cost neutral. Additional roller shutter doors over and above the beacon specification at should be added at additonal cost of £ 232 each (4 x 4m) . Additional personnel doors over the assumed 2nr. - add £1,077 each. If no heating is present a deduction of £28m2 (GIA) should be made to the beacon cost. Internal offices (in Industrial complexes) should be added by reference to Cost Guide code series 42P04A -42P40V, Internal WC - 42P40W, amenity blocks - showers & toilets (New code TBC) & Canteens (New CodeTBC) | - | - | - |  | m2 | - | 3 - INDUSTRIAL | David Grace | Jim Allen | #N/A | Option 1 | ERROR | 0% | 698.5171 | 501.5186 | 0% | 0% | 501.5186 | 0% | Price Book Data | P. Avo | VOA_GPN_GOV_UK\7243572 | 2021-07-12 | Low | - | Low | - | - | Updated indiced etc. 24/03/2021 - Copied to the latest DCS. | NA | SPONS A&B | 1.561 | (BEAMS Note 2) The ERC for this item should be added to all other rateable items on the hereditament (except land). Therefore the total of the ERC of the other Building Items and the P&M ERC (where applicable) to enable the correct contract size adjustment to be made. ERC of Building Component + ERC of P&M = Total ERC to which contract size adjustment should be applied. The appropriate % adjustment should be made in accordance with the scale for contract size adjustment specified under section 6 of the RCG 2021 Guidance notes. The currency ERC rates are set at £4m (Four Million Pounds) @ 1st April 2019 (AVD) for the RCG 2021 Publication. | - | - | 2 | TRUE
3132 | 42A02H | 8956 | 42A02H | Industrial Buildings | Insulated Buildings | Sheet Metal Cladding | 10,001 - 20,000m2 | Eaves Height - 27m | Building Area only; Site strip vegetation; Strip foundations; Column bases; Insulated Concrete GF slab with DPM and Mesh,150 thick up to 10,000m2, 200mm thick over 10,000m2 GIA; Steel Portal frame with bolts and baseplates; Coated galvanised trapezoidal roof sheets with insulation on steel purlins; Roof lights; valley gutters; matching fascia and soffit; Rainwater downpipes and gutters; trapezoidal insulated wall system cladding on cladding rails; External roller shutter doors and personnel doors; Single phase electrics, lighting and power; Gas fuelled hot air burners; Underslab storm drainage from internal downpipes on building area greater than 1,000m2; | Location Adjustment Applicable (See Guidance Notes) - ERC = UK mean of 1.00 | (BEAMS Note 2) The ERC for this item should be added to all other rateable items on the hereditament (except land). Therefore the total of the ERC of the other Building Items and the P&M ERC (where applicable) to enable the correct contract size adjustment to be made. ERC of Building Component + ERC of P&M = Total ERC to which contract size adjustment should be applied. The appropriate % adjustment should be made in accordance with the scale for contract size adjustment specified under section 6 of the RCG 2023 Guidance notes. The currency ERC rates are set at £4m (Four Million Pounds) @ 1st April 2021 (AVD) for the RCG 2023 Publication. | The data consists of a typical Industrial shell. Works include the Industrial shell as described and includes works up to 1m perimeter to the building (1m wide paving slabs & foul/storm drainage), The cost include 2 no. personnel doors and roller shutters are included at 1 door up to 1,000m2 , 2 roller doors over 1,000m2 (GIA), and 4 roller doors over 5,000m2. Costs are for the shell only and do not include for internal rooms such as offices or toilets which should be added for seperately. See Variations for assistance. | - | - | - | - | - | Cavity Wall construction to lower walls should be added by measuring wall area at an E/O rate of £102m2, single block walls are cost neutral. Additional roller shutter doors over and above the beacon specification at should be added at additonal cost of £ 232 each (4 x 4m) . Additional personnel doors over the assumed 2nr. - add £1,077 each. If no heating is present a deduction of £28m2 (GIA) should be made to the beacon cost. Internal offices (in Industrial complexes) should be added by reference to Cost Guide code series 42P04A -42P40V, Internal WC - 42P40W, amenity blocks - showers & toilets (New code TBC) & Canteens (New CodeTBC) | - | - | - |  | m2 | - | 3 - INDUSTRIAL | David Grace | Jim Allen | #N/A | Option 1 | ERROR | 0% | 702.1521 | 504.1284 | 0% | 0% | 504.1284 | 0% | Price Book Data | P. Avo | VOA_GPN_GOV_UK\7243572 | 2021-07-12 | Low | - | Low | - | - | Updated indiced etc. 24/03/2021 - Copied to the latest DCS. | NA | SPONS A&B | 1.561 | (BEAMS Note 2) The ERC for this item should be added to all other rateable items on the hereditament (except land). Therefore the total of the ERC of the other Building Items and the P&M ERC (where applicable) to enable the correct contract size adjustment to be made. ERC of Building Component + ERC of P&M = Total ERC to which contract size adjustment should be applied. The appropriate % adjustment should be made in accordance with the scale for contract size adjustment specified under section 6 of the RCG 2021 Guidance notes. The currency ERC rates are set at £4m (Four Million Pounds) @ 1st April 2019 (AVD) for the RCG 2021 Publication. | - | - | 2 | TRUE
3133 | 42A02J | 8957 | 42A02J | Industrial Buildings | Insulated Buildings | Sheet Metal Cladding | 10,001 - 20,000m2 | Eaves Height - 28m | Building Area only; Site strip vegetation; Strip foundations; Column bases; Insulated Concrete GF slab with DPM and Mesh,150 thick up to 10,000m2, 200mm thick over 10,000m2 GIA; Steel Portal frame with bolts and baseplates; Coated galvanised trapezoidal roof sheets with insulation on steel purlins; Roof lights; valley gutters; matching fascia and soffit; Rainwater downpipes and gutters; trapezoidal insulated wall system cladding on cladding rails; External roller shutter doors and personnel doors; Single phase electrics, lighting and power; Gas fuelled hot air burners; Underslab storm drainage from internal downpipes on building area greater than 1,000m2; | Location Adjustment Applicable (See Guidance Notes) - ERC = UK mean of 1.00 | (BEAMS Note 2) The ERC for this item should be added to all other rateable items on the hereditament (except land). Therefore the total of the ERC of the other Building Items and the P&M ERC (where applicable) to enable the correct contract size adjustment to be made. ERC of Building Component + ERC of P&M = Total ERC to which contract size adjustment should be applied. The appropriate % adjustment should be made in accordance with the scale for contract size adjustment specified under section 6 of the RCG 2023 Guidance notes. The currency ERC rates are set at £4m (Four Million Pounds) @ 1st April 2021 (AVD) for the RCG 2023 Publication. | The data consists of a typical Industrial shell. Works include the Industrial shell as described and includes works up to 1m perimeter to the building (1m wide paving slabs & foul/storm drainage), The cost include 2 no. personnel doors and roller shutters are included at 1 door up to 1,000m2 , 2 roller doors over 1,000m2 (GIA), and 4 roller doors over 5,000m2. Costs are for the shell only and do not include for internal rooms such as offices or toilets which should be added for seperately. See Variations for assistance. | - | - | - | - | - | Cavity Wall construction to lower walls should be added by measuring wall area at an E/O rate of £102m2, single block walls are cost neutral. Additional roller shutter doors over and above the beacon specification at should be added at additonal cost of £ 232 each (4 x 4m) . Additional personnel doors over the assumed 2nr. - add £1,077 each. If no heating is present a deduction of £28m2 (GIA) should be made to the beacon cost. Internal offices (in Industrial complexes) should be added by reference to Cost Guide code series 42P04A -42P40V, Internal WC - 42P40W, amenity blocks - showers & toilets (New code TBC) & Canteens (New CodeTBC) | - | - | - |  | m2 | - | 3 - INDUSTRIAL | David Grace | Jim Allen | #N/A | Option 1 | ERROR | 0% | 705.7871 | 506.7383 | 0% | 0% | 506.7383 | 0% | Price Book Data | P. Avo | VOA_GPN_GOV_UK\7243572 | 2021-07-12 | Low | - | Low | - | - | Updated indiced etc. 24/03/2021 - Copied to the latest DCS. | NA | SPONS A&B | 1.561 | (BEAMS Note 2) The ERC for this item should be added to all other rateable items on the hereditament (except land). Therefore the total of the ERC of the other Building Items and the P&M ERC (where applicable) to enable the correct contract size adjustment to be made. ERC of Building Component + ERC of P&M = Total ERC to which contract size adjustment should be applied. The appropriate % adjustment should be made in accordance with the scale for contract size adjustment specified under section 6 of the RCG 2021 Guidance notes. The currency ERC rates are set at £4m (Four Million Pounds) @ 1st April 2019 (AVD) for the RCG 2021 Publication. | - | - | 2 | TRUE
3134 | 42A02K | 8958 | 42A02K | Industrial Buildings | Insulated Buildings | Sheet Metal Cladding | 10,001 - 20,000m2 | Eaves Height - 29m | Building Area only; Site strip vegetation; Strip foundations; Column bases; Insulated Concrete GF slab with DPM and Mesh,150 thick up to 10,000m2, 200mm thick over 10,000m2 GIA; Steel Portal frame with bolts and baseplates; Coated galvanised trapezoidal roof sheets with insulation on steel purlins; Roof lights; valley gutters; matching fascia and soffit; Rainwater downpipes and gutters; trapezoidal insulated wall system cladding on cladding rails; External roller shutter doors and personnel doors; Single phase electrics, lighting and power; Gas fuelled hot air burners; Underslab storm drainage from internal downpipes on building area greater than 1,000m2; | Location Adjustment Applicable (See Guidance Notes) - ERC = UK mean of 1.00 | (BEAMS Note 2) The ERC for this item should be added to all other rateable items on the hereditament (except land). Therefore the total of the ERC of the other Building Items and the P&M ERC (where applicable) to enable the correct contract size adjustment to be made. ERC of Building Component + ERC of P&M = Total ERC to which contract size adjustment should be applied. The appropriate % adjustment should be made in accordance with the scale for contract size adjustment specified under section 6 of the RCG 2023 Guidance notes. The currency ERC rates are set at £4m (Four Million Pounds) @ 1st April 2021 (AVD) for the RCG 2023 Publication. | The data consists of a typical Industrial shell. Works include the Industrial shell as described and includes works up to 1m perimeter to the building (1m wide paving slabs & foul/storm drainage), The cost include 2 no. personnel doors and roller shutters are included at 1 door up to 1,000m2 , 2 roller doors over 1,000m2 (GIA), and 4 roller doors over 5,000m2. Costs are for the shell only and do not include for internal rooms such as offices or toilets which should be added for seperately. See Variations for assistance. | - | - | - | - | - | Cavity Wall construction to lower walls should be added by measuring wall area at an E/O rate of £102m2, single block walls are cost neutral. Additional roller shutter doors over and above the beacon specification at should be added at additonal cost of £ 232 each (4 x 4m) . Additional personnel doors over the assumed 2nr. - add £1,077 each. If no heating is present a deduction of £28m2 (GIA) should be made to the beacon cost. Internal offices (in Industrial complexes) should be added by reference to Cost Guide code series 42P04A -42P40V, Internal WC - 42P40W, amenity blocks - showers & toilets (New code TBC) & Canteens (New CodeTBC) | - | - | - |  | m2 | - | 3 - INDUSTRIAL | David Grace | Jim Allen | #N/A | Option 1 | ERROR | 0% | 709.4221 | 509.3481 | 0% | 0% | 509.3481 | 0% | Price Book Data | P. Avo | VOA_GPN_GOV_UK\7243572 | 2021-07-12 | Low | - | Low | - | - | Updated indiced etc. 24/03/2021 - Copied to the latest DCS. | NA | SPONS A&B | 1.561 | (BEAMS Note 2) The ERC for this item should be added to all other rateable items on the hereditament (except land). Therefore the total of the ERC of the other Building Items and the P&M ERC (where applicable) to enable the correct contract size adjustment to be made. ERC of Building Component + ERC of P&M = Total ERC to which contract size adjustment should be applied. The appropriate % adjustment should be made in accordance with the scale for contract size adjustment specified under section 6 of the RCG 2021 Guidance notes. The currency ERC rates are set at £4m (Four Million Pounds) @ 1st April 2019 (AVD) for the RCG 2021 Publication. | - | - | 2 | TRUE
3135 | 42A02L | 8959 | 42A02L | Industrial Buildings | Insulated Buildings | Sheet Metal Cladding | 10,001 - 20,000m2 | Eaves Height - 30m | Building Area only; Site strip vegetation; Strip foundations; Column bases; Insulated Concrete GF slab with DPM and Mesh,150 thick up to 10,000m2, 200mm thick over 10,000m2 GIA; Steel Portal frame with bolts and baseplates; Coated galvanised trapezoidal roof sheets with insulation on steel purlins; Roof lights; valley gutters; matching fascia and soffit; Rainwater downpipes and gutters; trapezoidal insulated wall system cladding on cladding rails; External roller shutter doors and personnel doors; Single phase electrics, lighting and power; Gas fuelled hot air burners; Underslab storm drainage from internal downpipes on building area greater than 1,000m2; | Location Adjustment Applicable (See Guidance Notes) - ERC = UK mean of 1.00 | (BEAMS Note 2) The ERC for this item should be added to all other rateable items on the hereditament (except land). Therefore the total of the ERC of the other Building Items and the P&M ERC (where applicable) to enable the correct contract size adjustment to be made. ERC of Building Component + ERC of P&M = Total ERC to which contract size adjustment should be applied. The appropriate % adjustment should be made in accordance with the scale for contract size adjustment specified under section 6 of the RCG 2023 Guidance notes. The currency ERC rates are set at £4m (Four Million Pounds) @ 1st April 2021 (AVD) for the RCG 2023 Publication. | The data consists of a typical Industrial shell. Works include the Industrial shell as described and includes works up to 1m perimeter to the building (1m wide paving slabs & foul/storm drainage), The cost include 2 no. personnel doors and roller shutters are included at 1 door up to 1,000m2 , 2 roller doors over 1,000m2 (GIA), and 4 roller doors over 5,000m2. Costs are for the shell only and do not include for internal rooms such as offices or toilets which should be added for seperately. See Variations for assistance. | - | - | - | - | - | Cavity Wall construction to lower walls should be added by measuring wall area at an E/O rate of £102m2, single block walls are cost neutral. Additional roller shutter doors over and above the beacon specification at should be added at additonal cost of £ 232 each (4 x 4m) . Additional personnel doors over the assumed 2nr. - add £1,077 each. If no heating is present a deduction of £28m2 (GIA) should be made to the beacon cost. Internal offices (in Industrial complexes) should be added by reference to Cost Guide code series 42P04A -42P40V, Internal WC - 42P40W, amenity blocks - showers & toilets (New code TBC) & Canteens (New CodeTBC) | - | - | - |  | m2 | - | 3 - INDUSTRIAL | David Grace | Jim Allen | #N/A | Option 1 | ERROR | 0% | 713.0571 | 511.9579 | 0% | 0% | 511.9579 | 0% | Price Book Data | P. Avo | VOA_GPN_GOV_UK\7243572 | 2021-07-12 | Low | - | Low | - | - | Updated indiced etc. 24/03/2021 - Copied to the latest DCS. | NA | SPONS A&B | 1.561 | (BEAMS Note 2) The ERC for this item should be added to all other rateable items on the hereditament (except land). Therefore the total of the ERC of the other Building Items and the P&M ERC (where applicable) to enable the correct contract size adjustment to be made. ERC of Building Component + ERC of P&M = Total ERC to which contract size adjustment should be applied. The appropriate % adjustment should be made in accordance with the scale for contract size adjustment specified under section 6 of the RCG 2021 Guidance notes. The currency ERC rates are set at £4m (Four Million Pounds) @ 1st April 2019 (AVD) for the RCG 2021 Publication. | - | - | 2 | TRUE
3136 | 42A02M | 8960 | 42A02M | Industrial Buildings | Insulated Buildings | Sheet Metal Cladding | 10,001 - 20,000m2 | Eaves Height - 31m | Building Area only; Site strip vegetation; Strip foundations; Column bases; Insulated Concrete GF slab with DPM and Mesh,150 thick up to 10,000m2, 200mm thick over 10,000m2 GIA; Steel Portal frame with bolts and baseplates; Coated galvanised trapezoidal roof sheets with insulation on steel purlins; Roof lights; valley gutters; matching fascia and soffit; Rainwater downpipes and gutters; trapezoidal insulated wall system cladding on cladding rails; External roller shutter doors and personnel doors; Single phase electrics, lighting and power; Gas fuelled hot air burners; Underslab storm drainage from internal downpipes on building area greater than 1,000m2; | Location Adjustment Applicable (See Guidance Notes) - ERC = UK mean of 1.00 | (BEAMS Note 2) The ERC for this item should be added to all other rateable items on the hereditament (except land). Therefore the total of the ERC of the other Building Items and the P&M ERC (where applicable) to enable the correct contract size adjustment to be made. ERC of Building Component + ERC of P&M = Total ERC to which contract size adjustment should be applied. The appropriate % adjustment should be made in accordance with the scale for contract size adjustment specified under section 6 of the RCG 2023 Guidance notes. The currency ERC rates are set at £4m (Four Million Pounds) @ 1st April 2021 (AVD) for the RCG 2023 Publication. | The data consists of a typical Industrial shell. Works include the Industrial shell as described and includes works up to 1m perimeter to the building (1m wide paving slabs & foul/storm drainage), The cost include 2 no. personnel doors and roller shutters are included at 1 door up to 1,000m2 , 2 roller doors over 1,000m2 (GIA), and 4 roller doors over 5,000m2. Costs are for the shell only and do not include for internal rooms such as offices or toilets which should be added for seperately. See Variations for assistance. | - | - | - | - | - | Cavity Wall construction to lower walls should be added by measuring wall area at an E/O rate of £102m2, single block walls are cost neutral. Additional roller shutter doors over and above the beacon specification at should be added at additonal cost of £ 232 each (4 x 4m) . Additional personnel doors over the assumed 2nr. - add £1,077 each. If no heating is present a deduction of £28m2 (GIA) should be made to the beacon cost. Internal offices (in Industrial complexes) should be added by reference to Cost Guide code series 42P04A -42P40V, Internal WC - 42P40W, amenity blocks - showers & toilets (New code TBC) & Canteens (New CodeTBC) | - | - | - |  | m2 | - | 3 - INDUSTRIAL | David Grace | Jim Allen | #N/A | Option 1 | ERROR | 0% | 716.6921 | 514.5678 | 0% | 0% | 514.5678 | 0% | Price Book Data | P. Avo | VOA_GPN_GOV_UK\7243572 | 2021-07-12 | Low | - | Low | - | - | Updated indiced etc. 24/03/2021 - Copied to the latest DCS. | NA | SPONS A&B | 1.561 | (BEAMS Note 2) The ERC for this item should be added to all other rateable items on the hereditament (except land). Therefore the total of the ERC of the other Building Items and the P&M ERC (where applicable) to enable the correct contract size adjustment to be made. ERC of Building Component + ERC of P&M = Total ERC to which contract size adjustment should be applied. The appropriate % adjustment should be made in accordance with the scale for contract size adjustment specified under section 6 of the RCG 2021 Guidance notes. The currency ERC rates are set at £4m (Four Million Pounds) @ 1st April 2019 (AVD) for the RCG 2021 Publication. | - | - | 2 | TRUE
3137 | 42A02N | 8961 | 42A02N | Industrial Buildings | Insulated Buildings | Sheet Metal Cladding | 10,001 - 20,000m2 | Eaves Height - 32m | Building Area only; Site strip vegetation; Strip foundations; Column bases; Insulated Concrete GF slab with DPM and Mesh,150 thick up to 10,000m2, 200mm thick over 10,000m2 GIA; Steel Portal frame with bolts and baseplates; Coated galvanised trapezoidal roof sheets with insulation on steel purlins; Roof lights; valley gutters; matching fascia and soffit; Rainwater downpipes and gutters; trapezoidal insulated wall system cladding on cladding rails; External roller shutter doors and personnel doors; Single phase electrics, lighting and power; Gas fuelled hot air burners; Underslab storm drainage from internal downpipes on building area greater than 1,000m2; | Location Adjustment Applicable (See Guidance Notes) - ERC = UK mean of 1.00 | (BEAMS Note 2) The ERC for this item should be added to all other rateable items on the hereditament (except land). Therefore the total of the ERC of the other Building Items and the P&M ERC (where applicable) to enable the correct contract size adjustment to be made. ERC of Building Component + ERC of P&M = Total ERC to which contract size adjustment should be applied. The appropriate % adjustment should be made in accordance with the scale for contract size adjustment specified under section 6 of the RCG 2023 Guidance notes. The currency ERC rates are set at £4m (Four Million Pounds) @ 1st April 2021 (AVD) for the RCG 2023 Publication. | The data consists of a typical Industrial shell. Works include the Industrial shell as described and includes works up to 1m perimeter to the building (1m wide paving slabs & foul/storm drainage), The cost include 2 no. personnel doors and roller shutters are included at 1 door up to 1,000m2 , 2 roller doors over 1,000m2 (GIA), and 4 roller doors over 5,000m2. Costs are for the shell only and do not include for internal rooms such as offices or toilets which should be added for seperately. See Variations for assistance. | - | - | - | - | - | Cavity Wall construction to lower walls should be added by measuring wall area at an E/O rate of £102m2, single block walls are cost neutral. Additional roller shutter doors over and above the beacon specification at should be added at additonal cost of £ 232 each (4 x 4m) . Additional personnel doors over the assumed 2nr. - add £1,077 each. If no heating is present a deduction of £28m2 (GIA) should be made to the beacon cost. Internal offices (in Industrial complexes) should be added by reference to Cost Guide code series 42P04A -42P40V, Internal WC - 42P40W, amenity blocks - showers & toilets (New code TBC) & Canteens (New CodeTBC) | - | - | - |  | m2 | - | 3 - INDUSTRIAL | David Grace | Jim Allen | #N/A | Option 1 | ERROR | 0% | 720.3271 | 517.1776 | 0% | 0% | 517.1776 | 0% | Price Book Data | P. Avo | VOA_GPN_GOV_UK\7243572 | 2021-07-12 | Low | - | Low | - | - | Updated indiced etc. 24/03/2021 - Copied to the latest DCS. | NA | SPONS A&B | 1.561 | (BEAMS Note 2) The ERC for this item should be added to all other rateable items on the hereditament (except land). Therefore the total of the ERC of the other Building Items and the P&M ERC (where applicable) to enable the correct contract size adjustment to be made. ERC of Building Component + ERC of P&M = Total ERC to which contract size adjustment should be applied. The appropriate % adjustment should be made in accordance with the scale for contract size adjustment specified under section 6 of the RCG 2021 Guidance notes. The currency ERC rates are set at £4m (Four Million Pounds) @ 1st April 2019 (AVD) for the RCG 2021 Publication. | - | - | 2 | TRUE
3138 | 42A02P | 8962 | 42A02P | Industrial Buildings | Insulated Buildings | Sheet Metal Cladding | 10,001 - 20,000m2 | Eaves Height - 33m | Building Area only; Site strip vegetation; Strip foundations; Column bases; Insulated Concrete GF slab with DPM and Mesh,150 thick up to 10,000m2, 200mm thick over 10,000m2 GIA; Steel Portal frame with bolts and baseplates; Coated galvanised trapezoidal roof sheets with insulation on steel purlins; Roof lights; valley gutters; matching fascia and soffit; Rainwater downpipes and gutters; trapezoidal insulated wall system cladding on cladding rails; External roller shutter doors and personnel doors; Single phase electrics, lighting and power; Gas fuelled hot air burners; Underslab storm drainage from internal downpipes on building area greater than 1,000m2; | Location Adjustment Applicable (See Guidance Notes) - ERC = UK mean of 1.00 | (BEAMS Note 2) The ERC for this item should be added to all other rateable items on the hereditament (except land). Therefore the total of the ERC of the other Building Items and the P&M ERC (where applicable) to enable the correct contract size adjustment to be made. ERC of Building Component + ERC of P&M = Total ERC to which contract size adjustment should be applied. The appropriate % adjustment should be made in accordance with the scale for contract size adjustment specified under section 6 of the RCG 2023 Guidance notes. The currency ERC rates are set at £4m (Four Million Pounds) @ 1st April 2021 (AVD) for the RCG 2023 Publication. | The data consists of a typical Industrial shell. Works include the Industrial shell as described and includes works up to 1m perimeter to the building (1m wide paving slabs & foul/storm drainage), The cost include 2 no. personnel doors and roller shutters are included at 1 door up to 1,000m2 , 2 roller doors over 1,000m2 (GIA), and 4 roller doors over 5,000m2. Costs are for the shell only and do not include for internal rooms such as offices or toilets which should be added for seperately. See Variations for assistance. | - | - | - | - | - | Cavity Wall construction to lower walls should be added by measuring wall area at an E/O rate of £102m2, single block walls are cost neutral. Additional roller shutter doors over and above the beacon specification at should be added at additonal cost of £ 232 each (4 x 4m) . Additional personnel doors over the assumed 2nr. - add £1,077 each. If no heating is present a deduction of £28m2 (GIA) should be made to the beacon cost. Internal offices (in Industrial complexes) should be added by reference to Cost Guide code series 42P04A -42P40V, Internal WC - 42P40W, amenity blocks - showers & toilets (New code TBC) & Canteens (New CodeTBC) | - | - | - |  | m2 | - | 3 - INDUSTRIAL | David Grace | Jim Allen | #N/A | Option 1 | ERROR | 0% | 723.9621 | 519.7875 | 0% | 0% | 519.7875 | 0% | Price Book Data | P. Avo | VOA_GPN_GOV_UK\7243572 | 2021-07-12 | Low | - | Low | - | - | Updated indiced etc. 24/03/2021 - Copied to the latest DCS. | NA | SPONS A&B | 1.561 | (BEAMS Note 2) The ERC for this item should be added to all other rateable items on the hereditament (except land). Therefore the total of the ERC of the other Building Items and the P&M ERC (where applicable) to enable the correct contract size adjustment to be made. ERC of Building Component + ERC of P&M = Total ERC to which contract size adjustment should be applied. The appropriate % adjustment should be made in accordance with the scale for contract size adjustment specified under section 6 of the RCG 2021 Guidance notes. The currency ERC rates are set at £4m (Four Million Pounds) @ 1st April 2019 (AVD) for the RCG 2021 Publication. | - | - | 2 | TRUE
3139 | 42A02Q | 8963 | 42A02Q | Industrial Buildings | Insulated Buildings | Sheet Metal Cladding | 10,001 - 20,000m2 | Eaves Height - 34m | Building Area only; Site strip vegetation; Strip foundations; Column bases; Insulated Concrete GF slab with DPM and Mesh,150 thick up to 10,000m2, 200mm thick over 10,000m2 GIA; Steel Portal frame with bolts and baseplates; Coated galvanised trapezoidal roof sheets with insulation on steel purlins; Roof lights; valley gutters; matching fascia and soffit; Rainwater downpipes and gutters; trapezoidal insulated wall system cladding on cladding rails; External roller shutter doors and personnel doors; Single phase electrics, lighting and power; Gas fuelled hot air burners; Underslab storm drainage from internal downpipes on building area greater than 1,000m2; | Location Adjustment Applicable (See Guidance Notes) - ERC = UK mean of 1.00 | (BEAMS Note 2) The ERC for this item should be added to all other rateable items on the hereditament (except land). Therefore the total of the ERC of the other Building Items and the P&M ERC (where applicable) to enable the correct contract size adjustment to be made. ERC of Building Component + ERC of P&M = Total ERC to which contract size adjustment should be applied. The appropriate % adjustment should be made in accordance with the scale for contract size adjustment specified under section 6 of the RCG 2023 Guidance notes. The currency ERC rates are set at £4m (Four Million Pounds) @ 1st April 2021 (AVD) for the RCG 2023 Publication. | The data consists of a typical Industrial shell. Works include the Industrial shell as described and includes works up to 1m perimeter to the building (1m wide paving slabs & foul/storm drainage), The cost include 2 no. personnel doors and roller shutters are included at 1 door up to 1,000m2 , 2 roller doors over 1,000m2 (GIA), and 4 roller doors over 5,000m2. Costs are for the shell only and do not include for internal rooms such as offices or toilets which should be added for seperately. See Variations for assistance. | - | - | - | - | - | Cavity Wall construction to lower walls should be added by measuring wall area at an E/O rate of £102m2, single block walls are cost neutral. Additional roller shutter doors over and above the beacon specification at should be added at additonal cost of £ 232 each (4 x 4m) . Additional personnel doors over the assumed 2nr. - add £1,077 each. If no heating is present a deduction of £28m2 (GIA) should be made to the beacon cost. Internal offices (in Industrial complexes) should be added by reference to Cost Guide code series 42P04A -42P40V, Internal WC - 42P40W, amenity blocks - showers & toilets (New code TBC) & Canteens (New CodeTBC) | - | - | - |  | m2 | - | 3 - INDUSTRIAL | David Grace | Jim Allen | #N/A | Option 1 | ERROR | 0% | 727.5971 | 522.3973 | 0% | 0% | 522.3973 | 0% | Price Book Data | P. Avo | VOA_GPN_GOV_UK\7243572 | 2021-07-12 | Low | - | Low | - | - | Updated indiced etc. 24/03/2021 - Copied to the latest DCS. | NA | SPONS A&B | 1.561 | (BEAMS Note 2) The ERC for this item should be added to all other rateable items on the hereditament (except land). Therefore the total of the ERC of the other Building Items and the P&M ERC (where applicable) to enable the correct contract size adjustment to be made. ERC of Building Component + ERC of P&M = Total ERC to which contract size adjustment should be applied. The appropriate % adjustment should be made in accordance with the scale for contract size adjustment specified under section 6 of the RCG 2021 Guidance notes. The currency ERC rates are set at £4m (Four Million Pounds) @ 1st April 2019 (AVD) for the RCG 2021 Publication. | - | - | 2 | TRUE
3140 | 42A02R | 8964 | 42A02R | Industrial Buildings | Insulated Buildings | Sheet Metal Cladding | 10,001 - 20,000m2 | Eaves Height - 35m | Building Area only; Site strip vegetation; Strip foundations; Column bases; Insulated Concrete GF slab with DPM and Mesh,150 thick up to 10,000m2, 200mm thick over 10,000m2 GIA; Steel Portal frame with bolts and baseplates; Coated galvanised trapezoidal roof sheets with insulation on steel purlins; Roof lights; valley gutters; matching fascia and soffit; Rainwater downpipes and gutters; trapezoidal insulated wall system cladding on cladding rails; External roller shutter doors and personnel doors; Single phase electrics, lighting and power; Gas fuelled hot air burners; Underslab storm drainage from internal downpipes on building area greater than 1,000m2; | Location Adjustment Applicable (See Guidance Notes) - ERC = UK mean of 1.00 | (BEAMS Note 2) The ERC for this item should be added to all other rateable items on the hereditament (except land). Therefore the total of the ERC of the other Building Items and the P&M ERC (where applicable) to enable the correct contract size adjustment to be made. ERC of Building Component + ERC of P&M = Total ERC to which contract size adjustment should be applied. The appropriate % adjustment should be made in accordance with the scale for contract size adjustment specified under section 6 of the RCG 2023 Guidance notes. The currency ERC rates are set at £4m (Four Million Pounds) @ 1st April 2021 (AVD) for the RCG 2023 Publication. | The data consists of a typical Industrial shell. Works include the Industrial shell as described and includes works up to 1m perimeter to the building (1m wide paving slabs & foul/storm drainage), The cost include 2 no. personnel doors and roller shutters are included at 1 door up to 1,000m2 , 2 roller doors over 1,000m2 (GIA), and 4 roller doors over 5,000m2. Costs are for the shell only and do not include for internal rooms such as offices or toilets which should be added for seperately. See Variations for assistance. | - | - | - | - | - | Cavity Wall construction to lower walls should be added by measuring wall area at an E/O rate of £102m2, single block walls are cost neutral. Additional roller shutter doors over and above the beacon specification at should be added at additonal cost of £ 232 each (4 x 4m) . Additional personnel doors over the assumed 2nr. - add £1,077 each. If no heating is present a deduction of £28m2 (GIA) should be made to the beacon cost. Internal offices (in Industrial complexes) should be added by reference to Cost Guide code series 42P04A -42P40V, Internal WC - 42P40W, amenity blocks - showers & toilets (New code TBC) & Canteens (New CodeTBC) | - | - | - |  | m2 | - | 3 - INDUSTRIAL | David Grace | Jim Allen | #N/A | Option 1 | ERROR | 0% | 731.2321 | 525.0071 | 0% | 0% | 525.0071 | 0% | Price Book Data | P. Avo | VOA_GPN_GOV_UK\7243572 | 2021-07-12 | Low | - | Low | - | - | Updated indiced etc. 24/03/2021 - Copied to the latest DCS. | NA | SPONS A&B | 1.561 | (BEAMS Note 2) The ERC for this item should be added to all other rateable items on the hereditament (except land). Therefore the total of the ERC of the other Building Items and the P&M ERC (where applicable) to enable the correct contract size adjustment to be made. ERC of Building Component + ERC of P&M = Total ERC to which contract size adjustment should be applied. The appropriate % adjustment should be made in accordance with the scale for contract size adjustment specified under section 6 of the RCG 2021 Guidance notes. The currency ERC rates are set at £4m (Four Million Pounds) @ 1st April 2019 (AVD) for the RCG 2021 Publication. | - | - | 2 | TRUE
3141 | 42A03T | 8990 | 42A03T | Industrial Buildings | Insulated Buildings | Sheet Metal Cladding | over 20,000m2 | Eaves Height - 21m | Building Area only; Site strip vegetation; Strip foundations; Column bases; Insulated Concrete GF slab with DPM and Mesh,150 thick up to 10,000m2, 200mm thick over 10,000m2 GIA; Steel Portal frame with bolts and baseplates; Coated galvanised trapezoidal roof sheets with insulation on steel purlins; Roof lights; valley gutters; matching fascia and soffit; Rainwater downpipes and gutters; trapezoidal insulated wall system cladding on cladding rails; External roller shutter doors and personnel doors; Single phase electrics, lighting and power; Gas fuelled hot air burners; Underslab storm drainage from internal downpipes on building area greater than 1,000m2; | Location Adjustment Applicable (See Guidance Notes) - ERC = UK mean of 1.00 | (BEAMS Note 2) The ERC for this item should be added to all other rateable items on the hereditament (except land). Therefore the total of the ERC of the other Building Items and the P&M ERC (where applicable) to enable the correct contract size adjustment to be made. ERC of Building Component + ERC of P&M = Total ERC to which contract size adjustment should be applied. The appropriate % adjustment should be made in accordance with the scale for contract size adjustment specified under section 6 of the RCG 2023 Guidance notes. The currency ERC rates are set at £4m (Four Million Pounds) @ 1st April 2021 (AVD) for the RCG 2023 Publication. | The data consists of a typical Industrial shell. Works include the Industrial shell as described and includes works up to 1m perimeter to the building (1m wide paving slabs & foul/storm drainage), The cost include 2 no. personnel doors and roller shutters are included at 1 door up to 1,000m2 , 2 roller doors over 1,000m2 (GIA), and 4 roller doors over 5,000m2. Costs are for the shell only and do not include for internal rooms such as offices or toilets which should be added for seperately. See Variations for assistance. | - | - | - | - | - | Cavity Wall construction to lower walls should be added by measuring wall area at an E/O rate of £102m2, single block walls are cost neutral. Additional roller shutter doors over and above the beacon specification at should be added at additonal cost of £ 232 each (4 x 4m) . Additional personnel doors over the assumed 2nr. - add £1,077 each. If no heating is present a deduction of £28m2 (GIA) should be made to the beacon cost. Internal offices (in Industrial complexes) should be added by reference to Cost Guide code series 42P04A -42P40V, Internal WC - 42P40W, amenity blocks - showers & toilets (New code TBC) & Canteens (New CodeTBC) | - | - | - |  | m2 | - | 3 - INDUSTRIAL | David Grace | Jim Allen | #N/A | Option 1 | ERROR | 0% | 618.0894 | 443.7734 | 0% | 0% | 443.7734 | 0% | Price Book Data | P. Avo | VOA_GPN_GOV_UK\7243572 | 2021-07-13 | Low | - | Low | - | - | Updated indiced etc. 24/03/2021 - Copied to the latest DCS. | NA | SPONS A&B | 1.561 | (BEAMS Note 2) The ERC for this item should be added to all other rateable items on the hereditament (except land). Therefore the total of the ERC of the other Building Items and the P&M ERC (where applicable) to enable the correct contract size adjustment to be made. ERC of Building Component + ERC of P&M = Total ERC to which contract size adjustment should be applied. The appropriate % adjustment should be made in accordance with the scale for contract size adjustment specified under section 6 of the RCG 2021 Guidance notes. The currency ERC rates are set at £4m (Four Million Pounds) @ 1st April 2019 (AVD) for the RCG 2021 Publication. | - | - | 2 | TRUE
3142 | 42A03U | 8991 | 42A03U | Industrial Buildings | Insulated Buildings | Sheet Metal Cladding | over 20,000m2 | Eaves Height - 22m | Building Area only; Site strip vegetation; Strip foundations; Column bases; Insulated Concrete GF slab with DPM and Mesh,150 thick up to 10,000m2, 200mm thick over 10,000m2 GIA; Steel Portal frame with bolts and baseplates; Coated galvanised trapezoidal roof sheets with insulation on steel purlins; Roof lights; valley gutters; matching fascia and soffit; Rainwater downpipes and gutters; trapezoidal insulated wall system cladding on cladding rails; External roller shutter doors and personnel doors; Single phase electrics, lighting and power; Gas fuelled hot air burners; Underslab storm drainage from internal downpipes on building area greater than 1,000m2; | Location Adjustment Applicable (See Guidance Notes) - ERC = UK mean of 1.00 | (BEAMS Note 2) The ERC for this item should be added to all other rateable items on the hereditament (except land). Therefore the total of the ERC of the other Building Items and the P&M ERC (where applicable) to enable the correct contract size adjustment to be made. ERC of Building Component + ERC of P&M = Total ERC to which contract size adjustment should be applied. The appropriate % adjustment should be made in accordance with the scale for contract size adjustment specified under section 6 of the RCG 2023 Guidance notes. The currency ERC rates are set at £4m (Four Million Pounds) @ 1st April 2021 (AVD) for the RCG 2023 Publication. | The data consists of a typical Industrial shell. Works include the Industrial shell as described and includes works up to 1m perimeter to the building (1m wide paving slabs & foul/storm drainage), The cost include 2 no. personnel doors and roller shutters are included at 1 door up to 1,000m2 , 2 roller doors over 1,000m2 (GIA), and 4 roller doors over 5,000m2. Costs are for the shell only and do not include for internal rooms such as offices or toilets which should be added for seperately. See Variations for assistance. | - | - | - | - | - | Cavity Wall construction to lower walls should be added by measuring wall area at an E/O rate of £102m2, single block walls are cost neutral. Additional roller shutter doors over and above the beacon specification at should be added at additonal cost of £ 232 each (4 x 4m) . Additional personnel doors over the assumed 2nr. - add £1,077 each. If no heating is present a deduction of £28m2 (GIA) should be made to the beacon cost. Internal offices (in Industrial complexes) should be added by reference to Cost Guide code series 42P04A -42P40V, Internal WC - 42P40W, amenity blocks - showers & toilets (New code TBC) & Canteens (New CodeTBC) | - | - | - |  | m2 | - | 3 - INDUSTRIAL | David Grace | Jim Allen | #N/A | Option 1 | ERROR | 0% | 620.7353 | 445.6731 | 0% | 0% | 445.6731 | 0% | Price Book Data | P. Avo | VOA_GPN_GOV_UK\7243572 | 2021-07-13 | Low | - | Low | - | - | Updated indiced etc. 24/03/2021 - Copied to the latest DCS. | NA | SPONS A&B | 1.561 | (BEAMS Note 2) The ERC for this item should be added to all other rateable items on the hereditament (except land). Therefore the total of the ERC of the other Building Items and the P&M ERC (where applicable) to enable the correct contract size adjustment to be made. ERC of Building Component + ERC of P&M = Total ERC to which contract size adjustment should be applied. The appropriate % adjustment should be made in accordance with the scale for contract size adjustment specified under section 6 of the RCG 2021 Guidance notes. The currency ERC rates are set at £4m (Four Million Pounds) @ 1st April 2019 (AVD) for the RCG 2021 Publication. | - | - | 2 | TRUE
3143 | 42A03V | 8992 | 42A03V | Industrial Buildings | Insulated Buildings | Sheet Metal Cladding | over 20,000m2 | Eaves Height - 23m | Building Area only; Site strip vegetation; Strip foundations; Column bases; Insulated Concrete GF slab with DPM and Mesh,150 thick up to 10,000m2, 200mm thick over 10,000m2 GIA; Steel Portal frame with bolts and baseplates; Coated galvanised trapezoidal roof sheets with insulation on steel purlins; Roof lights; valley gutters; matching fascia and soffit; Rainwater downpipes and gutters; trapezoidal insulated wall system cladding on cladding rails; External roller shutter doors and personnel doors; Single phase electrics, lighting and power; Gas fuelled hot air burners; Underslab storm drainage from internal downpipes on building area greater than 1,000m2; | Location Adjustment Applicable (See Guidance Notes) - ERC = UK mean of 1.00 | (BEAMS Note 2) The ERC for this item should be added to all other rateable items on the hereditament (except land). Therefore the total of the ERC of the other Building Items and the P&M ERC (where applicable) to enable the correct contract size adjustment to be made. ERC of Building Component + ERC of P&M = Total ERC to which contract size adjustment should be applied. The appropriate % adjustment should be made in accordance with the scale for contract size adjustment specified under section 6 of the RCG 2023 Guidance notes. The currency ERC rates are set at £4m (Four Million Pounds) @ 1st April 2021 (AVD) for the RCG 2023 Publication. | The data consists of a typical Industrial shell. Works include the Industrial shell as described and includes works up to 1m perimeter to the building (1m wide paving slabs & foul/storm drainage), The cost include 2 no. personnel doors and roller shutters are included at 1 door up to 1,000m2 , 2 roller doors over 1,000m2 (GIA), and 4 roller doors over 5,000m2. Costs are for the shell only and do not include for internal rooms such as offices or toilets which should be added for seperately. See Variations for assistance. | - | - | - | - | - | Cavity Wall construction to lower walls should be added by measuring wall area at an E/O rate of £102m2, single block walls are cost neutral. Additional roller shutter doors over and above the beacon specification at should be added at additonal cost of £ 232 each (4 x 4m) . Additional personnel doors over the assumed 2nr. - add £1,077 each. If no heating is present a deduction of £28m2 (GIA) should be made to the beacon cost. Internal offices (in Industrial complexes) should be added by reference to Cost Guide code series 42P04A -42P40V, Internal WC - 42P40W, amenity blocks - showers & toilets (New code TBC) & Canteens (New CodeTBC) | - | - | - |  | m2 | - | 3 - INDUSTRIAL | David Grace | Jim Allen | #N/A | Option 1 | ERROR | 0% | 623.3812 | 447.5728 | 0% | 0% | 447.5728 | 0% | Price Book Data | P. Avo | VOA_GPN_GOV_UK\7243572 | 2021-07-13 | Low | - | Low | - | - | Updated indiced etc. 24/03/2021 - Copied to the latest DCS. | NA | SPONS A&B | 1.561 | (BEAMS Note 2) The ERC for this item should be added to all other rateable items on the hereditament (except land). Therefore the total of the ERC of the other Building Items and the P&M ERC (where applicable) to enable the correct contract size adjustment to be made. ERC of Building Component + ERC of P&M = Total ERC to which contract size adjustment should be applied. The appropriate % adjustment should be made in accordance with the scale for contract size adjustment specified under section 6 of the RCG 2021 Guidance notes. The currency ERC rates are set at £4m (Four Million Pounds) @ 1st April 2019 (AVD) for the RCG 2021 Publication. | - | - | 2 | TRUE
3144 | 42A03W | 8993 | 42A03W | Industrial Buildings | Insulated Buildings | Sheet Metal Cladding | over 20,000m2 | Eaves Height - 24m | Building Area only; Site strip vegetation; Strip foundations; Column bases; Insulated Concrete GF slab with DPM and Mesh,150 thick up to 10,000m2, 200mm thick over 10,000m2 GIA; Steel Portal frame with bolts and baseplates; Coated galvanised trapezoidal roof sheets with insulation on steel purlins; Roof lights; valley gutters; matching fascia and soffit; Rainwater downpipes and gutters; trapezoidal insulated wall system cladding on cladding rails; External roller shutter doors and personnel doors; Single phase electrics, lighting and power; Gas fuelled hot air burners; Underslab storm drainage from internal downpipes on building area greater than 1,000m2; | Location Adjustment Applicable (See Guidance Notes) - ERC = UK mean of 1.00 | (BEAMS Note 2) The ERC for this item should be added to all other rateable items on the hereditament (except land). Therefore the total of the ERC of the other Building Items and the P&M ERC (where applicable) to enable the correct contract size adjustment to be made. ERC of Building Component + ERC of P&M = Total ERC to which contract size adjustment should be applied. The appropriate % adjustment should be made in accordance with the scale for contract size adjustment specified under section 6 of the RCG 2023 Guidance notes. The currency ERC rates are set at £4m (Four Million Pounds) @ 1st April 2021 (AVD) for the RCG 2023 Publication. | The data consists of a typical Industrial shell. Works include the Industrial shell as described and includes works up to 1m perimeter to the building (1m wide paving slabs & foul/storm drainage), The cost include 2 no. personnel doors and roller shutters are included at 1 door up to 1,000m2 , 2 roller doors over 1,000m2 (GIA), and 4 roller doors over 5,000m2. Costs are for the shell only and do not include for internal rooms such as offices or toilets which should be added for seperately. See Variations for assistance. | - | - | - | - | - | Cavity Wall construction to lower walls should be added by measuring wall area at an E/O rate of £102m2, single block walls are cost neutral. Additional roller shutter doors over and above the beacon specification at should be added at additonal cost of £ 232 each (4 x 4m) . Additional personnel doors over the assumed 2nr. - add £1,077 each. If no heating is present a deduction of £28m2 (GIA) should be made to the beacon cost. Internal offices (in Industrial complexes) should be added by reference to Cost Guide code series 42P04A -42P40V, Internal WC - 42P40W, amenity blocks - showers & toilets (New code TBC) & Canteens (New CodeTBC) | - | - | - |  | m2 | - | 3 - INDUSTRIAL | David Grace | Jim Allen | #N/A | Option 1 | ERROR | 0% | 626.027 | 449.4724 | 0% | 0% | 449.4724 | 0% | Price Book Data | P. Avo | VOA_GPN_GOV_UK\7243572 | 2021-07-13 | Low | - | Low | - | - | Updated indiced etc. 24/03/2021 - Copied to the latest DCS. | NA | SPONS A&B | 1.561 | (BEAMS Note 2) The ERC for this item should be added to all other rateable items on the hereditament (except land). Therefore the total of the ERC of the other Building Items and the P&M ERC (where applicable) to enable the correct contract size adjustment to be made. ERC of Building Component + ERC of P&M = Total ERC to which contract size adjustment should be applied. The appropriate % adjustment should be made in accordance with the scale for contract size adjustment specified under section 6 of the RCG 2021 Guidance notes. The currency ERC rates are set at £4m (Four Million Pounds) @ 1st April 2019 (AVD) for the RCG 2021 Publication. | - | - | 2 | TRUE
3145 | 42A03X | 8994 | 42A03X | Industrial Buildings | Insulated Buildings | Sheet Metal Cladding | over 20,000m2 | Eaves Height - 25m | Building Area only; Site strip vegetation; Strip foundations; Column bases; Insulated Concrete GF slab with DPM and Mesh,150 thick up to 10,000m2, 200mm thick over 10,000m2 GIA; Steel Portal frame with bolts and baseplates; Coated galvanised trapezoidal roof sheets with insulation on steel purlins; Roof lights; valley gutters; matching fascia and soffit; Rainwater downpipes and gutters; trapezoidal insulated wall system cladding on cladding rails; External roller shutter doors and personnel doors; Single phase electrics, lighting and power; Gas fuelled hot air burners; Underslab storm drainage from internal downpipes on building area greater than 1,000m2; | Location Adjustment Applicable (See Guidance Notes) - ERC = UK mean of 1.00 | (BEAMS Note 2) The ERC for this item should be added to all other rateable items on the hereditament (except land). Therefore the total of the ERC of the other Building Items and the P&M ERC (where applicable) to enable the correct contract size adjustment to be made. ERC of Building Component + ERC of P&M = Total ERC to which contract size adjustment should be applied. The appropriate % adjustment should be made in accordance with the scale for contract size adjustment specified under section 6 of the RCG 2023 Guidance notes. The currency ERC rates are set at £4m (Four Million Pounds) @ 1st April 2021 (AVD) for the RCG 2023 Publication. | The data consists of a typical Industrial shell. Works include the Industrial shell as described and includes works up to 1m perimeter to the building (1m wide paving slabs & foul/storm drainage), The cost include 2 no. personnel doors and roller shutters are included at 1 door up to 1,000m2 , 2 roller doors over 1,000m2 (GIA), and 4 roller doors over 5,000m2. Costs are for the shell only and do not include for internal rooms such as offices or toilets which should be added for seperately. See Variations for assistance. | - | - | - | - | - | Cavity Wall construction to lower walls should be added by measuring wall area at an E/O rate of £102m2, single block walls are cost neutral. Additional roller shutter doors over and above the beacon specification at should be added at additonal cost of £ 232 each (4 x 4m) . Additional personnel doors over the assumed 2nr. - add £1,077 each. If no heating is present a deduction of £28m2 (GIA) should be made to the beacon cost. Internal offices (in Industrial complexes) should be added by reference to Cost Guide code series 42P04A -42P40V, Internal WC - 42P40W, amenity blocks - showers & toilets (New code TBC) & Canteens (New CodeTBC) | - | - | - |  | m2 | - | 3 - INDUSTRIAL | David Grace | Jim Allen | #N/A | Option 1 | ERROR | 0% | 628.6729 | 451.3721 | 0% | 0% | 451.3721 | 0% | Price Book Data | P. Avo | VOA_GPN_GOV_UK\7243572 | 2021-07-13 | Low | - | Low | - | - | Updated indiced etc. 24/03/2021 - Copied to the latest DCS. | NA | SPONS A&B | 1.561 | (BEAMS Note 2) The ERC for this item should be added to all other rateable items on the hereditament (except land). Therefore the total of the ERC of the other Building Items and the P&M ERC (where applicable) to enable the correct contract size adjustment to be made. ERC of Building Component + ERC of P&M = Total ERC to which contract size adjustment should be applied. The appropriate % adjustment should be made in accordance with the scale for contract size adjustment specified under section 6 of the RCG 2021 Guidance notes. The currency ERC rates are set at £4m (Four Million Pounds) @ 1st April 2019 (AVD) for the RCG 2021 Publication. | - | - | 2 | TRUE
3146 | 42A03Y | 8995 | 42A03Y | Industrial Buildings | Insulated Buildings | Sheet Metal Cladding | over 20,000m2 | Eaves Height - 26m | Building Area only; Site strip vegetation; Strip foundations; Column bases; Insulated Concrete GF slab with DPM and Mesh,150 thick up to 10,000m2, 200mm thick over 10,000m2 GIA; Steel Portal frame with bolts and baseplates; Coated galvanised trapezoidal roof sheets with insulation on steel purlins; Roof lights; valley gutters; matching fascia and soffit; Rainwater downpipes and gutters; trapezoidal insulated wall system cladding on cladding rails; External roller shutter doors and personnel doors; Single phase electrics, lighting and power; Gas fuelled hot air burners; Underslab storm drainage from internal downpipes on building area greater than 1,000m2; | Location Adjustment Applicable (See Guidance Notes) - ERC = UK mean of 1.00 | (BEAMS Note 2) The ERC for this item should be added to all other rateable items on the hereditament (except land). Therefore the total of the ERC of the other Building Items and the P&M ERC (where applicable) to enable the correct contract size adjustment to be made. ERC of Building Component + ERC of P&M = Total ERC to which contract size adjustment should be applied. The appropriate % adjustment should be made in accordance with the scale for contract size adjustment specified under section 6 of the RCG 2023 Guidance notes. The currency ERC rates are set at £4m (Four Million Pounds) @ 1st April 2021 (AVD) for the RCG 2023 Publication. | The data consists of a typical Industrial shell. Works include the Industrial shell as described and includes works up to 1m perimeter to the building (1m wide paving slabs & foul/storm drainage), The cost include 2 no. personnel doors and roller shutters are included at 1 door up to 1,000m2 , 2 roller doors over 1,000m2 (GIA), and 4 roller doors over 5,000m2. Costs are for the shell only and do not include for internal rooms such as offices or toilets which should be added for seperately. See Variations for assistance. | - | - | - | - | - | Cavity Wall construction to lower walls should be added by measuring wall area at an E/O rate of £102m2, single block walls are cost neutral. Additional roller shutter doors over and above the beacon specification at should be added at additonal cost of £ 232 each (4 x 4m) . Additional personnel doors over the assumed 2nr. - add £1,077 each. If no heating is present a deduction of £28m2 (GIA) should be made to the beacon cost. Internal offices (in Industrial complexes) should be added by reference to Cost Guide code series 42P04A -42P40V, Internal WC - 42P40W, amenity blocks - showers & toilets (New code TBC) & Canteens (New CodeTBC) | - | - | - |  | m2 | - | 3 - INDUSTRIAL | David Grace | Jim Allen | #N/A | Option 1 | ERROR | 0% | 628.6729 | 451.3721 | 0% | 0% | 451.3721 | 0% | Price Book Data | P. Avo | VOA_GPN_GOV_UK\7243572 | 2021-07-13 | Low | - | Low | - | - | Updated indiced etc. 24/03/2021 - Copied to the latest DCS. | NA | SPONS A&B | 1.561 | (BEAMS Note 2) The ERC for this item should be added to all other rateable items on the hereditament (except land). Therefore the total of the ERC of the other Building Items and the P&M ERC (where applicable) to enable the correct contract size adjustment to be made. ERC of Building Component + ERC of P&M = Total ERC to which contract size adjustment should be applied. The appropriate % adjustment should be made in accordance with the scale for contract size adjustment specified under section 6 of the RCG 2021 Guidance notes. The currency ERC rates are set at £4m (Four Million Pounds) @ 1st April 2019 (AVD) for the RCG 2021 Publication. | - | - | 2 | TRUE
3147 | 42A03Z | 8996 | 42A03Z | Industrial Buildings | Insulated Buildings | Sheet Metal Cladding | over 20,000m2 | Eaves Height - 27m | Building Area only; Site strip vegetation; Strip foundations; Column bases; Insulated Concrete GF slab with DPM and Mesh,150 thick up to 10,000m2, 200mm thick over 10,000m2 GIA; Steel Portal frame with bolts and baseplates; Coated galvanised trapezoidal roof sheets with insulation on steel purlins; Roof lights; valley gutters; matching fascia and soffit; Rainwater downpipes and gutters; trapezoidal insulated wall system cladding on cladding rails; External roller shutter doors and personnel doors; Single phase electrics, lighting and power; Gas fuelled hot air burners; Underslab storm drainage from internal downpipes on building area greater than 1,000m2; | Location Adjustment Applicable (See Guidance Notes) - ERC = UK mean of 1.00 | (BEAMS Note 2) The ERC for this item should be added to all other rateable items on the hereditament (except land). Therefore the total of the ERC of the other Building Items and the P&M ERC (where applicable) to enable the correct contract size adjustment to be made. ERC of Building Component + ERC of P&M = Total ERC to which contract size adjustment should be applied. The appropriate % adjustment should be made in accordance with the scale for contract size adjustment specified under section 6 of the RCG 2023 Guidance notes. The currency ERC rates are set at £4m (Four Million Pounds) @ 1st April 2021 (AVD) for the RCG 2023 Publication. | The data consists of a typical Industrial shell. Works include the Industrial shell as described and includes works up to 1m perimeter to the building (1m wide paving slabs & foul/storm drainage), The cost include 2 no. personnel doors and roller shutters are included at 1 door up to 1,000m2 , 2 roller doors over 1,000m2 (GIA), and 4 roller doors over 5,000m2. Costs are for the shell only and do not include for internal rooms such as offices or toilets which should be added for seperately. See Variations for assistance. | - | - | - | - | - | Cavity Wall construction to lower walls should be added by measuring wall area at an E/O rate of £102m2, single block walls are cost neutral. Additional roller shutter doors over and above the beacon specification at should be added at additonal cost of £ 232 each (4 x 4m) . Additional personnel doors over the assumed 2nr. - add £1,077 each. If no heating is present a deduction of £28m2 (GIA) should be made to the beacon cost. Internal offices (in Industrial complexes) should be added by reference to Cost Guide code series 42P04A -42P40V, Internal WC - 42P40W, amenity blocks - showers & toilets (New code TBC) & Canteens (New CodeTBC) | - | - | - |  | m2 | - | 3 - INDUSTRIAL | David Grace | Jim Allen | #N/A | Option 1 | ERROR | 0% | 633.9647 | 455.1715 | 0% | 0% | 455.1715 | 0% | Price Book Data | P. Avo | VOA_GPN_GOV_UK\7243572 | 2021-07-13 | Low | - | Low | - | - | Updated indiced etc. 24/03/2021 - Copied to the latest DCS. | NA | SPONS A&B | 1.561 | (BEAMS Note 2) The ERC for this item should be added to all other rateable items on the hereditament (except land). Therefore the total of the ERC of the other Building Items and the P&M ERC (where applicable) to enable the correct contract size adjustment to be made. ERC of Building Component + ERC of P&M = Total ERC to which contract size adjustment should be applied. The appropriate % adjustment should be made in accordance with the scale for contract size adjustment specified under section 6 of the RCG 2021 Guidance notes. The currency ERC rates are set at £4m (Four Million Pounds) @ 1st April 2019 (AVD) for the RCG 2021 Publication. | - | - | 2 | TRUE
3148 | 42A04A | 8997 | 42A04A | Industrial Buildings | Insulated Buildings | Sheet Metal Cladding | over 20,000m2 | Eaves Height - 28m | Building Area only; Site strip vegetation; Strip foundations; Column bases; Insulated Concrete GF slab with DPM and Mesh,150 thick up to 10,000m2, 200mm thick over 10,000m2 GIA; Steel Portal frame with bolts and baseplates; Coated galvanised trapezoidal roof sheets with insulation on steel purlins; Roof lights; valley gutters; matching fascia and soffit; Rainwater downpipes and gutters; trapezoidal insulated wall system cladding on cladding rails; External roller shutter doors and personnel doors; Single phase electrics, lighting and power; Gas fuelled hot air burners; Underslab storm drainage from internal downpipes on building area greater than 1,000m2; | Location Adjustment Applicable (See Guidance Notes) - ERC = UK mean of 1.00 | (BEAMS Note 2) The ERC for this item should be added to all other rateable items on the hereditament (except land). Therefore the total of the ERC of the other Building Items and the P&M ERC (where applicable) to enable the correct contract size adjustment to be made. ERC of Building Component + ERC of P&M = Total ERC to which contract size adjustment should be applied. The appropriate % adjustment should be made in accordance with the scale for contract size adjustment specified under section 6 of the RCG 2023 Guidance notes. The currency ERC rates are set at £4m (Four Million Pounds) @ 1st April 2021 (AVD) for the RCG 2023 Publication. | The data consists of a typical Industrial shell. Works include the Industrial shell as described and includes works up to 1m perimeter to the building (1m wide paving slabs & foul/storm drainage), The cost include 2 no. personnel doors and roller shutters are included at 1 door up to 1,000m2 , 2 roller doors over 1,000m2 (GIA), and 4 roller doors over 5,000m2. Costs are for the shell only and do not include for internal rooms such as offices or toilets which should be added for seperately. See Variations for assistance. | - | - | - | - | - | Cavity Wall construction to lower walls should be added by measuring wall area at an E/O rate of £102m2, single block walls are cost neutral. Additional roller shutter doors over and above the beacon specification at should be added at additonal cost of £ 232 each (4 x 4m) . Additional personnel doors over the assumed 2nr. - add £1,077 each. If no heating is present a deduction of £28m2 (GIA) should be made to the beacon cost. Internal offices (in Industrial complexes) should be added by reference to Cost Guide code series 42P04A -42P40V, Internal WC - 42P40W, amenity blocks - showers & toilets (New code TBC) & Canteens (New CodeTBC) | - | - | - |  | m2 | - | 3 - INDUSTRIAL | David Grace | Jim Allen | #N/A | Option 1 | ERROR | 0% | 636.6105 | 457.0711 | 0% | 0% | 457.0711 | 0% | Price Book Data | P. Avo | VOA_GPN_GOV_UK\7243572 | 2021-07-13 | Low | - | Low | - | - | Updated indiced etc. 24/03/2021 - Copied to the latest DCS. | NA | SPONS A&B | 1.561 | (BEAMS Note 2) The ERC for this item should be added to all other rateable items on the hereditament (except land). Therefore the total of the ERC of the other Building Items and the P&M ERC (where applicable) to enable the correct contract size adjustment to be made. ERC of Building Component + ERC of P&M = Total ERC to which contract size adjustment should be applied. The appropriate % adjustment should be made in accordance with the scale for contract size adjustment specified under section 6 of the RCG 2021 Guidance notes. The currency ERC rates are set at £4m (Four Million Pounds) @ 1st April 2019 (AVD) for the RCG 2021 Publication. | - | - | 2 | TRUE
3149 | 42A04B | 8998 | 42A04B | Industrial Buildings | Insulated Buildings | Sheet Metal Cladding | over 20,000m2 | Eaves Height - 29m | Building Area only; Site strip vegetation; Strip foundations; Column bases; Insulated Concrete GF slab with DPM and Mesh,150 thick up to 10,000m2, 200mm thick over 10,000m2 GIA; Steel Portal frame with bolts and baseplates; Coated galvanised trapezoidal roof sheets with insulation on steel purlins; Roof lights; valley gutters; matching fascia and soffit; Rainwater downpipes and gutters; trapezoidal insulated wall system cladding on cladding rails; External roller shutter doors and personnel doors; Single phase electrics, lighting and power; Gas fuelled hot air burners; Underslab storm drainage from internal downpipes on building area greater than 1,000m2; | Location Adjustment Applicable (See Guidance Notes) - ERC = UK mean of 1.00 | (BEAMS Note 2) The ERC for this item should be added to all other rateable items on the hereditament (except land). Therefore the total of the ERC of the other Building Items and the P&M ERC (where applicable) to enable the correct contract size adjustment to be made. ERC of Building Component + ERC of P&M = Total ERC to which contract size adjustment should be applied. The appropriate % adjustment should be made in accordance with the scale for contract size adjustment specified under section 6 of the RCG 2023 Guidance notes. The currency ERC rates are set at £4m (Four Million Pounds) @ 1st April 2021 (AVD) for the RCG 2023 Publication. | The data consists of a typical Industrial shell. Works include the Industrial shell as described and includes works up to 1m perimeter to the building (1m wide paving slabs & foul/storm drainage), The cost include 2 no. personnel doors and roller shutters are included at 1 door up to 1,000m2 , 2 roller doors over 1,000m2 (GIA), and 4 roller doors over 5,000m2. Costs are for the shell only and do not include for internal rooms such as offices or toilets which should be added for seperately. See Variations for assistance. | - | - | - | - | - | Cavity Wall construction to lower walls should be added by measuring wall area at an E/O rate of £102m2, single block walls are cost neutral. Additional roller shutter doors over and above the beacon specification at should be added at additonal cost of £ 232 each (4 x 4m) . Additional personnel doors over the assumed 2nr. - add £1,077 each. If no heating is present a deduction of £28m2 (GIA) should be made to the beacon cost. Internal offices (in Industrial complexes) should be added by reference to Cost Guide code series 42P04A -42P40V, Internal WC - 42P40W, amenity blocks - showers & toilets (New code TBC) & Canteens (New CodeTBC) | - | - | - |  | m2 | - | 3 - INDUSTRIAL | David Grace | Jim Allen | #N/A | Option 1 | ERROR | 0% | 639.2564 | 458.9708 | 0% | 0% | 458.9708 | 0% | Price Book Data | P. Avo | VOA_GPN_GOV_UK\7243572 | 2021-07-13 | Low | - | Low | - | - | Updated indiced etc. 24/03/2021 - Copied to the latest DCS. | NA | SPONS A&B | 1.561 | (BEAMS Note 2) The ERC for this item should be added to all other rateable items on the hereditament (except land). Therefore the total of the ERC of the other Building Items and the P&M ERC (where applicable) to enable the correct contract size adjustment to be made. ERC of Building Component + ERC of P&M = Total ERC to which contract size adjustment should be applied. The appropriate % adjustment should be made in accordance with the scale for contract size adjustment specified under section 6 of the RCG 2021 Guidance notes. The currency ERC rates are set at £4m (Four Million Pounds) @ 1st April 2019 (AVD) for the RCG 2021 Publication. | - | - | 2 | TRUE
3150 | 42A04C | 8999 | 42A04C | Industrial Buildings | Insulated Buildings | Sheet Metal Cladding | over 20,000m2 | Eaves Height - 30m | Building Area only; Site strip vegetation; Strip foundations; Column bases; Insulated Concrete GF slab with DPM and Mesh,150 thick up to 10,000m2, 200mm thick over 10,000m2 GIA; Steel Portal frame with bolts and baseplates; Coated galvanised trapezoidal roof sheets with insulation on steel purlins; Roof lights; valley gutters; matching fascia and soffit; Rainwater downpipes and gutters; trapezoidal insulated wall system cladding on cladding rails; External roller shutter doors and personnel doors; Single phase electrics, lighting and power; Gas fuelled hot air burners; Underslab storm drainage from internal downpipes on building area greater than 1,000m2; | Location Adjustment Applicable (See Guidance Notes) - ERC = UK mean of 1.00 | (BEAMS Note 2) The ERC for this item should be added to all other rateable items on the hereditament (except land). Therefore the total of the ERC of the other Building Items and the P&M ERC (where applicable) to enable the correct contract size adjustment to be made. ERC of Building Component + ERC of P&M = Total ERC to which contract size adjustment should be applied. The appropriate % adjustment should be made in accordance with the scale for contract size adjustment specified under section 6 of the RCG 2023 Guidance notes. The currency ERC rates are set at £4m (Four Million Pounds) @ 1st April 2021 (AVD) for the RCG 2023 Publication. | The data consists of a typical Industrial shell. Works include the Industrial shell as described and includes works up to 1m perimeter to the building (1m wide paving slabs & foul/storm drainage), The cost include 2 no. personnel doors and roller shutters are included at 1 door up to 1,000m2 , 2 roller doors over 1,000m2 (GIA), and 4 roller doors over 5,000m2. Costs are for the shell only and do not include for internal rooms such as offices or toilets which should be added for seperately. See Variations for assistance. | - | - | - | - | - | Cavity Wall construction to lower walls should be added by measuring wall area at an E/O rate of £102m2, single block walls are cost neutral. Additional roller shutter doors over and above the beacon specification at should be added at additonal cost of £ 232 each (4 x 4m) . Additional personnel doors over the assumed 2nr. - add £1,077 each. If no heating is present a deduction of £28m2 (GIA) should be made to the beacon cost. Internal offices (in Industrial complexes) should be added by reference to Cost Guide code series 42P04A -42P40V, Internal WC - 42P40W, amenity blocks - showers & toilets (New code TBC) & Canteens (New CodeTBC) | - | - | - |  | m2 | - | 3 - INDUSTRIAL | David Grace | Jim Allen | #N/A | Option 1 | ERROR | 0% | 641.9023 | 460.8705 | 0% | 0% | 460.8705 | 0% | Price Book Data | P. Avo | VOA_GPN_GOV_UK\7243572 | 2021-07-13 | Low | - | Low | - | - | Updated indiced etc. 24/03/2021 - Copied to the latest DCS. | NA | SPONS A&B | 1.561 | (BEAMS Note 2) The ERC for this item should be added to all other rateable items on the hereditament (except land). Therefore the total of the ERC of the other Building Items and the P&M ERC (where applicable) to enable the correct contract size adjustment to be made. ERC of Building Component + ERC of P&M = Total ERC to which contract size adjustment should be applied. The appropriate % adjustment should be made in accordance with the scale for contract size adjustment specified under section 6 of the RCG 2021 Guidance notes. The currency ERC rates are set at £4m (Four Million Pounds) @ 1st April 2019 (AVD) for the RCG 2021 Publication. | - | - | 2 | TRUE
3151 | 42A04D | 9000 | 42A04D | Industrial Buildings | Insulated Buildings | Sheet Metal Cladding | over 20,000m2 | Eaves Height - 31m | Building Area only; Site strip vegetation; Strip foundations; Column bases; Insulated Concrete GF slab with DPM and Mesh,150 thick up to 10,000m2, 200mm thick over 10,000m2 GIA; Steel Portal frame with bolts and baseplates; Coated galvanised trapezoidal roof sheets with insulation on steel purlins; Roof lights; valley gutters; matching fascia and soffit; Rainwater downpipes and gutters; trapezoidal insulated wall system cladding on cladding rails; External roller shutter doors and personnel doors; Single phase electrics, lighting and power; Gas fuelled hot air burners; Underslab storm drainage from internal downpipes on building area greater than 1,000m2; | Location Adjustment Applicable (See Guidance Notes) - ERC = UK mean of 1.00 | (BEAMS Note 2) The ERC for this item should be added to all other rateable items on the hereditament (except land). Therefore the total of the ERC of the other Building Items and the P&M ERC (where applicable) to enable the correct contract size adjustment to be made. ERC of Building Component + ERC of P&M = Total ERC to which contract size adjustment should be applied. The appropriate % adjustment should be made in accordance with the scale for contract size adjustment specified under section 6 of the RCG 2023 Guidance notes. The currency ERC rates are set at £4m (Four Million Pounds) @ 1st April 2021 (AVD) for the RCG 2023 Publication. | The data consists of a typical Industrial shell. Works include the Industrial shell as described and includes works up to 1m perimeter to the building (1m wide paving slabs & foul/storm drainage), The cost include 2 no. personnel doors and roller shutters are included at 1 door up to 1,000m2 , 2 roller doors over 1,000m2 (GIA), and 4 roller doors over 5,000m2. Costs are for the shell only and do not include for internal rooms such as offices or toilets which should be added for seperately. See Variations for assistance. | - | - | - | - | - | Cavity Wall construction to lower walls should be added by measuring wall area at an E/O rate of £102m2, single block walls are cost neutral. Additional roller shutter doors over and above the beacon specification at should be added at additonal cost of £ 232 each (4 x 4m) . Additional personnel doors over the assumed 2nr. - add £1,077 each. If no heating is present a deduction of £28m2 (GIA) should be made to the beacon cost. Internal offices (in Industrial complexes) should be added by reference to Cost Guide code series 42P04A -42P40V, Internal WC - 42P40W, amenity blocks - showers & toilets (New code TBC) & Canteens (New CodeTBC) | - | - | - |  | m2 | - | 3 - INDUSTRIAL | David Grace | Jim Allen | #N/A | Option 1 | ERROR | 0% | 644.5481 | 462.7702 | 0% | 0% | 462.7702 | 0% | Price Book Data | P. Avo | VOA_GPN_GOV_UK\7243572 | 2021-07-13 | Low | - | Low | - | - | Updated indiced etc. 24/03/2021 - Copied to the latest DCS. | NA | SPONS A&B | 1.561 | (BEAMS Note 2) The ERC for this item should be added to all other rateable items on the hereditament (except land). Therefore the total of the ERC of the other Building Items and the P&M ERC (where applicable) to enable the correct contract size adjustment to be made. ERC of Building Component + ERC of P&M = Total ERC to which contract size adjustment should be applied. The appropriate % adjustment should be made in accordance with the scale for contract size adjustment specified under section 6 of the RCG 2021 Guidance notes. The currency ERC rates are set at £4m (Four Million Pounds) @ 1st April 2019 (AVD) for the RCG 2021 Publication. | - | - | 2 | TRUE
3152 | 42A04E | 9001 | 42A04E | Industrial Buildings | Insulated Buildings | Sheet Metal Cladding | over 20,000m2 | Eaves Height - 32m | Building Area only; Site strip vegetation; Strip foundations; Column bases; Insulated Concrete GF slab with DPM and Mesh,150 thick up to 10,000m2, 200mm thick over 10,000m2 GIA; Steel Portal frame with bolts and baseplates; Coated galvanised trapezoidal roof sheets with insulation on steel purlins; Roof lights; valley gutters; matching fascia and soffit; Rainwater downpipes and gutters; trapezoidal insulated wall system cladding on cladding rails; External roller shutter doors and personnel doors; Single phase electrics, lighting and power; Gas fuelled hot air burners; Underslab storm drainage from internal downpipes on building area greater than 1,000m2; | Location Adjustment Applicable (See Guidance Notes) - ERC = UK mean of 1.00 | (BEAMS Note 2) The ERC for this item should be added to all other rateable items on the hereditament (except land). Therefore the total of the ERC of the other Building Items and the P&M ERC (where applicable) to enable the correct contract size adjustment to be made. ERC of Building Component + ERC of P&M = Total ERC to which contract size adjustment should be applied. The appropriate % adjustment should be made in accordance with the scale for contract size adjustment specified under section 6 of the RCG 2023 Guidance notes. The currency ERC rates are set at £4m (Four Million Pounds) @ 1st April 2021 (AVD) for the RCG 2023 Publication. | The data consists of a typical Industrial shell. Works include the Industrial shell as described and includes works up to 1m perimeter to the building (1m wide paving slabs & foul/storm drainage), The cost include 2 no. personnel doors and roller shutters are included at 1 door up to 1,000m2 , 2 roller doors over 1,000m2 (GIA), and 4 roller doors over 5,000m2. Costs are for the shell only and do not include for internal rooms such as offices or toilets which should be added for seperately. See Variations for assistance. | - | - | - | - | - | Cavity Wall construction to lower walls should be added by measuring wall area at an E/O rate of £102m2, single block walls are cost neutral. Additional roller shutter doors over and above the beacon specification at should be added at additonal cost of £ 232 each (4 x 4m) . Additional personnel doors over the assumed 2nr. - add £1,077 each. If no heating is present a deduction of £28m2 (GIA) should be made to the beacon cost. Internal offices (in Industrial complexes) should be added by reference to Cost Guide code series 42P04A -42P40V, Internal WC - 42P40W, amenity blocks - showers & toilets (New code TBC) & Canteens (New CodeTBC) | - | - | - |  | m2 | - | 3 - INDUSTRIAL | David Grace | Jim Allen | #N/A | Option 1 | ERROR | 0% | 647.194 | 464.6698 | 0% | 0% | 464.6698 | 0% | Price Book Data | P. Avo | VOA_GPN_GOV_UK\7243572 | 2021-07-13 | Low | - | Low | - | - | Updated indiced etc. 24/03/2021 - Copied to the latest DCS. | NA | SPONS A&B | 1.561 | (BEAMS Note 2) The ERC for this item should be added to all other rateable items on the hereditament (except land). Therefore the total of the ERC of the other Building Items and the P&M ERC (where applicable) to enable the correct contract size adjustment to be made. ERC of Building Component + ERC of P&M = Total ERC to which contract size adjustment should be applied. The appropriate % adjustment should be made in accordance with the scale for contract size adjustment specified under section 6 of the RCG 2021 Guidance notes. The currency ERC rates are set at £4m (Four Million Pounds) @ 1st April 2019 (AVD) for the RCG 2021 Publication. | - | - | 2 | TRUE
3153 | 42A04F | 9002 | 42A04F | Industrial Buildings | Insulated Buildings | Sheet Metal Cladding | over 20,000m2 | Eaves Height - 33m | Building Area only; Site strip vegetation; Strip foundations; Column bases; Insulated Concrete GF slab with DPM and Mesh,150 thick up to 10,000m2, 200mm thick over 10,000m2 GIA; Steel Portal frame with bolts and baseplates; Coated galvanised trapezoidal roof sheets with insulation on steel purlins; Roof lights; valley gutters; matching fascia and soffit; Rainwater downpipes and gutters; trapezoidal insulated wall system cladding on cladding rails; External roller shutter doors and personnel doors; Single phase electrics, lighting and power; Gas fuelled hot air burners; Underslab storm drainage from internal downpipes on building area greater than 1,000m2; | Location Adjustment Applicable (See Guidance Notes) - ERC = UK mean of 1.00 | (BEAMS Note 2) The ERC for this item should be added to all other rateable items on the hereditament (except land). Therefore the total of the ERC of the other Building Items and the P&M ERC (where applicable) to enable the correct contract size adjustment to be made. ERC of Building Component + ERC of P&M = Total ERC to which contract size adjustment should be applied. The appropriate % adjustment should be made in accordance with the scale for contract size adjustment specified under section 6 of the RCG 2023 Guidance notes. The currency ERC rates are set at £4m (Four Million Pounds) @ 1st April 2021 (AVD) for the RCG 2023 Publication. | The data consists of a typical Industrial shell. Works include the Industrial shell as described and includes works up to 1m perimeter to the building (1m wide paving slabs & foul/storm drainage), The cost include 2 no. personnel doors and roller shutters are included at 1 door up to 1,000m2 , 2 roller doors over 1,000m2 (GIA), and 4 roller doors over 5,000m2. Costs are for the shell only and do not include for internal rooms such as offices or toilets which should be added for seperately. See Variations for assistance. | - | - | - | - | - | Cavity Wall construction to lower walls should be added by measuring wall area at an E/O rate of £102m2, single block walls are cost neutral. Additional roller shutter doors over and above the beacon specification at should be added at additonal cost of £ 232 each (4 x 4m) . Additional personnel doors over the assumed 2nr. - add £1,077 each. If no heating is present a deduction of £28m2 (GIA) should be made to the beacon cost. Internal offices (in Industrial complexes) should be added by reference to Cost Guide code series 42P04A -42P40V, Internal WC - 42P40W, amenity blocks - showers & toilets (New code TBC) & Canteens (New CodeTBC) | - | - | - |  | m2 | - | 3 - INDUSTRIAL | David Grace | Jim Allen | #N/A | Option 1 | ERROR | 0% | 649.8399 | 466.5695 | 0% | 0% | 466.5695 | 0% | Price Book Data | P. Avo | VOA_GPN_GOV_UK\7243572 | 2021-07-13 | Low | - | Low | - | - | Updated indiced etc. 24/03/2021 - Copied to the latest DCS. | NA | SPONS A&B | 1.561 | (BEAMS Note 2) The ERC for this item should be added to all other rateable items on the hereditament (except land). Therefore the total of the ERC of the other Building Items and the P&M ERC (where applicable) to enable the correct contract size adjustment to be made. ERC of Building Component + ERC of P&M = Total ERC to which contract size adjustment should be applied. The appropriate % adjustment should be made in accordance with the scale for contract size adjustment specified under section 6 of the RCG 2021 Guidance notes. The currency ERC rates are set at £4m (Four Million Pounds) @ 1st April 2019 (AVD) for the RCG 2021 Publication. | - | - | 2 | TRUE
3154 | 42A04G | 9003 | 42A04G | Industrial Buildings | Insulated Buildings | Sheet Metal Cladding | over 20,000m2 | Eaves Height - 34m | Building Area only; Site strip vegetation; Strip foundations; Column bases; Insulated Concrete GF slab with DPM and Mesh,150 thick up to 10,000m2, 200mm thick over 10,000m2 GIA; Steel Portal frame with bolts and baseplates; Coated galvanised trapezoidal roof sheets with insulation on steel purlins; Roof lights; valley gutters; matching fascia and soffit; Rainwater downpipes and gutters; trapezoidal insulated wall system cladding on cladding rails; External roller shutter doors and personnel doors; Single phase electrics, lighting and power; Gas fuelled hot air burners; Underslab storm drainage from internal downpipes on building area greater than 1,000m2; | Location Adjustment Applicable (See Guidance Notes) - ERC = UK mean of 1.00 | (BEAMS Note 2) The ERC for this item should be added to all other rateable items on the hereditament (except land). Therefore the total of the ERC of the other Building Items and the P&M ERC (where applicable) to enable the correct contract size adjustment to be made. ERC of Building Component + ERC of P&M = Total ERC to which contract size adjustment should be applied. The appropriate % adjustment should be made in accordance with the scale for contract size adjustment specified under section 6 of the RCG 2023 Guidance notes. The currency ERC rates are set at £4m (Four Million Pounds) @ 1st April 2021 (AVD) for the RCG 2023 Publication. | The data consists of a typical Industrial shell. Works include the Industrial shell as described and includes works up to 1m perimeter to the building (1m wide paving slabs & foul/storm drainage), The cost include 2 no. personnel doors and roller shutters are included at 1 door up to 1,000m2 , 2 roller doors over 1,000m2 (GIA), and 4 roller doors over 5,000m2. Costs are for the shell only and do not include for internal rooms such as offices or toilets which should be added for seperately. See Variations for assistance. | - | - | - | - | - | Cavity Wall construction to lower walls should be added by measuring wall area at an E/O rate of £102m2, single block walls are cost neutral. Additional roller shutter doors over and above the beacon specification at should be added at additonal cost of £ 232 each (4 x 4m) . Additional personnel doors over the assumed 2nr. - add £1,077 each. If no heating is present a deduction of £28m2 (GIA) should be made to the beacon cost. Internal offices (in Industrial complexes) should be added by reference to Cost Guide code series 42P04A -42P40V, Internal WC - 42P40W, amenity blocks - showers & toilets (New code TBC) & Canteens (New CodeTBC) | - | - | - |  | m2 | - | 3 - INDUSTRIAL | David Grace | Jim Allen | #N/A | Option 1 | ERROR | 0% | 652.4858 | 468.4692 | 0% | 0% | 468.4692 | 0% | Price Book Data | P. Avo | VOA_GPN_GOV_UK\7243572 | 2021-07-13 | Low | - | Low | - | - | Updated indiced etc. 24/03/2021 - Copied to the latest DCS. | NA | SPONS A&B | 1.561 | (BEAMS Note 2) The ERC for this item should be added to all other rateable items on the hereditament (except land). Therefore the total of the ERC of the other Building Items and the P&M ERC (where applicable) to enable the correct contract size adjustment to be made. ERC of Building Component + ERC of P&M = Total ERC to which contract size adjustment should be applied. The appropriate % adjustment should be made in accordance with the scale for contract size adjustment specified under section 6 of the RCG 2021 Guidance notes. The currency ERC rates are set at £4m (Four Million Pounds) @ 1st April 2019 (AVD) for the RCG 2021 Publication. | - | - | 2 | TRUE
3155 | 42A04H | 9004 | 42A04H | Industrial Buildings | Insulated Buildings | Sheet Metal Cladding | over 20,000m2 | Eaves Height - 35m | Building Area only; Site strip vegetation; Strip foundations; Column bases; Insulated Concrete GF slab with DPM and Mesh,150 thick up to 10,000m2, 200mm thick over 10,000m2 GIA; Steel Portal frame with bolts and baseplates; Coated galvanised trapezoidal roof sheets with insulation on steel purlins; Roof lights; valley gutters; matching fascia and soffit; Rainwater downpipes and gutters; trapezoidal insulated wall system cladding on cladding rails; External roller shutter doors and personnel doors; Single phase electrics, lighting and power; Gas fuelled hot air burners; Underslab storm drainage from internal downpipes on building area greater than 1,000m2; | Location Adjustment Applicable (See Guidance Notes) - ERC = UK mean of 1.00 | (BEAMS Note 2) The ERC for this item should be added to all other rateable items on the hereditament (except land). Therefore the total of the ERC of the other Building Items and the P&M ERC (where applicable) to enable the correct contract size adjustment to be made. ERC of Building Component + ERC of P&M = Total ERC to which contract size adjustment should be applied. The appropriate % adjustment should be made in accordance with the scale for contract size adjustment specified under section 6 of the RCG 2023 Guidance notes. The currency ERC rates are set at £4m (Four Million Pounds) @ 1st April 2021 (AVD) for the RCG 2023 Publication. | The data consists of a typical Industrial shell. Works include the Industrial shell as described and includes works up to 1m perimeter to the building (1m wide paving slabs & foul/storm drainage), The cost include 2 no. personnel doors and roller shutters are included at 1 door up to 1,000m2 , 2 roller doors over 1,000m2 (GIA), and 4 roller doors over 5,000m2. Costs are for the shell only and do not include for internal rooms such as offices or toilets which should be added for seperately. See Variations for assistance. | - | - | - | - | - | Cavity Wall construction to lower walls should be added by measuring wall area at an E/O rate of £102m2, single block walls are cost neutral. Additional roller shutter doors over and above the beacon specification at should be added at additonal cost of £ 232 each (4 x 4m) . Additional personnel doors over the assumed 2nr. - add £1,077 each. If no heating is present a deduction of £28m2 (GIA) should be made to the beacon cost. Internal offices (in Industrial complexes) should be added by reference to Cost Guide code series 42P04A -42P40V, Internal WC - 42P40W, amenity blocks - showers & toilets (New code TBC) & Canteens (New CodeTBC) | - | - | - |  | m2 | - | 3 - INDUSTRIAL | David Grace | Jim Allen | #N/A | Option 1 | ERROR | 0% | 655.1316 | 470.3689 | 0% | 0% | 470.3689 | 0% | Price Book Data | P. Avo | VOA_GPN_GOV_UK\7243572 | 2021-07-13 | Low | - | Low | - | - | Updated indiced etc. 24/03/2021 - Copied to the latest DCS. | NA | SPONS A&B | 1.561 | (BEAMS Note 2) The ERC for this item should be added to all other rateable items on the hereditament (except land). Therefore the total of the ERC of the other Building Items and the P&M ERC (where applicable) to enable the correct contract size adjustment to be made. ERC of Building Component + ERC of P&M = Total ERC to which contract size adjustment should be applied. The appropriate % adjustment should be made in accordance with the scale for contract size adjustment specified under section 6 of the RCG 2021 Guidance notes. The currency ERC rates are set at £4m (Four Million Pounds) @ 1st April 2019 (AVD) for the RCG 2021 Publication. | - | - | 2 | TRUE
3156 | 41P70A | 5785 | 41P70A | Industrial Buildings | Insulated Buildings | Sheet Metal Cladding | 101 - 250m2 | Eaves Height - 3m | Building Area only; Site strip vegetation; Strip foundations; Column bases; Insulated Concrete GF slab with DPM and Mesh,150 thick up to 10,000m2, 200mm thick over 10,000m2 GIA; Steel Portal frame with bolts and baseplates; Coated galvanised trapezoidal roof sheets with insulation on steel purlins; Roof lights; valley gutters; matching fascia and soffit; Rainwater downpipes and gutters; trapezoidal insulated wall system cladding on cladding rails; External roller shutter doors and personnel doors; Single phase electrics, lighting and power; Gas fuelled hot air burners; Underslab storm drainage from internal downpipes on building area greater than 1,000m2; | Location Adjustment Applicable (See Guidance Notes) - ERC = UK mean of 1.00 | (BEAMS Note 2) The ERC for this item should be added to all other rateable items on the hereditament (except land). Therefore the total of the ERC of the other Building Items and the P&M ERC (where applicable) to enable the correct contract size adjustment to be made. ERC of Building Component + ERC of P&M = Total ERC to which contract size adjustment should be applied. The appropriate % adjustment should be made in accordance with the scale for contract size adjustment specified under section 6 of the RCG 2023 Guidance notes. The currency ERC rates are set at £4m (Four Million Pounds) @ 1st April 2021 (AVD) for the RCG 2023 Publication. | The data consists of a typical Industrial shell. Works include the Industrial shell as described and includes works up to 1m perimeter to the building (1m wide paving slabs & foul/storm drainage), The cost include 2 no. personnel doors and roller shutters are included at 1 door up to 1,000m2 , 2 roller doors over 1,000m2 (GIA), and 4 roller doors over 5,000m2. Costs are for the shell only and do not include for internal rooms such as offices or toilets which should be added for seperately. See Variations for assistance. | - | - | - | - | - | Cavity Wall construction to lower walls should be added by measuring wall area at an E/O rate of £102m2, single block walls are cost neutral. Additional roller shutter doors over and above the beacon specification at should be added at additonal cost of £ 232 each (4 x 4m) . Additional personnel doors over the assumed 2nr. - add £1,077 each. If no heating is present a deduction of £28m2 (GIA) should be made to the beacon cost. Internal offices (in Industrial complexes) should be added by reference to Cost Guide code series 42P04A -42P40V, Internal WC - 42P40W, amenity blocks - showers & toilets (New code TBC) & Canteens (New CodeTBC) | - | - | 10102 | 41P32A | m2 | - | 3 - INDUSTRIAL | David Grace | Jim Allen | 376.7258 | Option 1 | 467.0662 | 23.98% | 860.8096 | 618.0407 | 64.06% | 32.32% | 618.0407 | 64.06% | Price Book Data | P. Avo | VOA_GPN_GOV_UK\7243572 | 2021-07-08 | Low | - | Low | - | - | Updated indiced etc. 24/03/2021 - Copied to the latest DCS. | NA | SPONS A&B | 1.561 | (BEAMS Note 2) The ERC for this item should be added to all other rateable items on the hereditament (except land). Therefore the total of the ERC of the other Building Items and the P&M ERC (where applicable) to enable the correct contract size adjustment to be made. ERC of Building Component + ERC of P&M = Total ERC to which contract size adjustment should be applied. The appropriate % adjustment should be made in accordance with the scale for contract size adjustment specified under section 6 of the RCG 2021 Guidance notes. The currency ERC rates are set at £4m (Four Million Pounds) @ 1st April 2019 (AVD) for the RCG 2021 Publication. | - | - | 2 | TRUE
3157 | 41P70B | 5678 | 41P70B | Industrial Buildings | Insulated Buildings | Sheet Metal Cladding | 101 - 250m2 | Eaves Height - 3.5m | Building Area only; Site strip vegetation; Strip foundations; Column bases; Insulated Concrete GF slab with DPM and Mesh,150 thick up to 10,000m2, 200mm thick over 10,000m2 GIA; Steel Portal frame with bolts and baseplates; Coated galvanised trapezoidal roof sheets with insulation on steel purlins; Roof lights; valley gutters; matching fascia and soffit; Rainwater downpipes and gutters; trapezoidal insulated wall system cladding on cladding rails; External roller shutter doors and personnel doors; Single phase electrics, lighting and power; Gas fuelled hot air burners; Underslab storm drainage from internal downpipes on building area greater than 1,000m2; | Location Adjustment Applicable (See Guidance Notes) - ERC = UK mean of 1.00 | (BEAMS Note 2) The ERC for this item should be added to all other rateable items on the hereditament (except land). Therefore the total of the ERC of the other Building Items and the P&M ERC (where applicable) to enable the correct contract size adjustment to be made. ERC of Building Component + ERC of P&M = Total ERC to which contract size adjustment should be applied. The appropriate % adjustment should be made in accordance with the scale for contract size adjustment specified under section 6 of the RCG 2023 Guidance notes. The currency ERC rates are set at £4m (Four Million Pounds) @ 1st April 2021 (AVD) for the RCG 2023 Publication. | The data consists of a typical Industrial shell. Works include the Industrial shell as described and includes works up to 1m perimeter to the building (1m wide paving slabs & foul/storm drainage), The cost include 2 no. personnel doors and roller shutters are included at 1 door up to 1,000m2 , 2 roller doors over 1,000m2 (GIA), and 4 roller doors over 5,000m2. Costs are for the shell only and do not include for internal rooms such as offices or toilets which should be added for seperately. See Variations for assistance. | - | - | - | - | - | Cavity Wall construction to lower walls should be added by measuring wall area at an E/O rate of £102m2, single block walls are cost neutral. Additional roller shutter doors over and above the beacon specification at should be added at additonal cost of £ 232 each (4 x 4m) . Additional personnel doors over the assumed 2nr. - add £1,077 each. If no heating is present a deduction of £28m2 (GIA) should be made to the beacon cost. Internal offices (in Industrial complexes) should be added by reference to Cost Guide code series 42P04A -42P40V, Internal WC - 42P40W, amenity blocks - showers & toilets (New code TBC) & Canteens (New CodeTBC) | - | - | 10102 | 41P32C | m2 | - | 3 - INDUSTRIAL | David Grace | Jim Allen | 387.4894 | Option 1 | 480.4109 | 23.98% | 877.5871 | 630.0866 | 62.61% | 31.16% | 630.0866 | 62.61% | Price Book Data | P. Avo | VOA_GPN_GOV_UK\7243572 | 2021-07-08 | Low | - | Low | - | - | Updated indiced etc. 24/03/2021 - Copied to the latest DCS. | NA | SPONS A&B | 1.561 | (BEAMS Note 2) The ERC for this item should be added to all other rateable items on the hereditament (except land). Therefore the total of the ERC of the other Building Items and the P&M ERC (where applicable) to enable the correct contract size adjustment to be made. ERC of Building Component + ERC of P&M = Total ERC to which contract size adjustment should be applied. The appropriate % adjustment should be made in accordance with the scale for contract size adjustment specified under section 6 of the RCG 2021 Guidance notes. The currency ERC rates are set at £4m (Four Million Pounds) @ 1st April 2019 (AVD) for the RCG 2021 Publication. | - | - | 2 | TRUE
3158 | 41P70C | 5786 | 41P70C | Industrial Buildings | Insulated Buildings | Sheet Metal Cladding | 101 - 250m2 | Eaves Height - 4m | Building Area only; Site strip vegetation; Strip foundations; Column bases; Insulated Concrete GF slab with DPM and Mesh,150 thick up to 10,000m2, 200mm thick over 10,000m2 GIA; Steel Portal frame with bolts and baseplates; Coated galvanised trapezoidal roof sheets with insulation on steel purlins; Roof lights; valley gutters; matching fascia and soffit; Rainwater downpipes and gutters; trapezoidal insulated wall system cladding on cladding rails; External roller shutter doors and personnel doors; Single phase electrics, lighting and power; Gas fuelled hot air burners; Underslab storm drainage from internal downpipes on building area greater than 1,000m2; | Location Adjustment Applicable (See Guidance Notes) - ERC = UK mean of 1.00 | (BEAMS Note 2) The ERC for this item should be added to all other rateable items on the hereditament (except land). Therefore the total of the ERC of the other Building Items and the P&M ERC (where applicable) to enable the correct contract size adjustment to be made. ERC of Building Component + ERC of P&M = Total ERC to which contract size adjustment should be applied. The appropriate % adjustment should be made in accordance with the scale for contract size adjustment specified under section 6 of the RCG 2023 Guidance notes. The currency ERC rates are set at £4m (Four Million Pounds) @ 1st April 2021 (AVD) for the RCG 2023 Publication. | The data consists of a typical Industrial shell. Works include the Industrial shell as described and includes works up to 1m perimeter to the building (1m wide paving slabs & foul/storm drainage), The cost include 2 no. personnel doors and roller shutters are included at 1 door up to 1,000m2 , 2 roller doors over 1,000m2 (GIA), and 4 roller doors over 5,000m2. Costs are for the shell only and do not include for internal rooms such as offices or toilets which should be added for seperately. See Variations for assistance. | - | - | - | - | - | Cavity Wall construction to lower walls should be added by measuring wall area at an E/O rate of £102m2, single block walls are cost neutral. Additional roller shutter doors over and above the beacon specification at should be added at additonal cost of £ 232 each (4 x 4m) . Additional personnel doors over the assumed 2nr. - add £1,077 each. If no heating is present a deduction of £28m2 (GIA) should be made to the beacon cost. Internal offices (in Industrial complexes) should be added by reference to Cost Guide code series 42P04A -42P40V, Internal WC - 42P40W, amenity blocks - showers & toilets (New code TBC) & Canteens (New CodeTBC) | - | - | 10102 | 41P32E | m2 | - | 3 - INDUSTRIAL | David Grace | Jim Allen | 399.7906 | Option 1 | 495.6621 | 23.98% | 894.3647 | 642.1324 | 60.62% | 29.55% | 642.1324 | 60.62% | Price Book Data | P. Avo | VOA_GPN_GOV_UK\7243572 | 2021-07-08 | Low | - | Low | - | - | Updated indiced etc. 24/03/2021 - Copied to the latest DCS. | NA | SPONS A&B | 1.561 | (BEAMS Note 2) The ERC for this item should be added to all other rateable items on the hereditament (except land). Therefore the total of the ERC of the other Building Items and the P&M ERC (where applicable) to enable the correct contract size adjustment to be made. ERC of Building Component + ERC of P&M = Total ERC to which contract size adjustment should be applied. The appropriate % adjustment should be made in accordance with the scale for contract size adjustment specified under section 6 of the RCG 2021 Guidance notes. The currency ERC rates are set at £4m (Four Million Pounds) @ 1st April 2019 (AVD) for the RCG 2021 Publication. | - | - | 2 | TRUE
3159 | 41P70E | 5787 | 41P70E | Industrial Buildings | Insulated Buildings | Sheet Metal Cladding | 101 - 250m2 | Eaves Height - 4.5m | Building Area only; Site strip vegetation; Strip foundations; Column bases; Insulated Concrete GF slab with DPM and Mesh,150 thick up to 10,000m2, 200mm thick over 10,000m2 GIA; Steel Portal frame with bolts and baseplates; Coated galvanised trapezoidal roof sheets with insulation on steel purlins; Roof lights; valley gutters; matching fascia and soffit; Rainwater downpipes and gutters; trapezoidal insulated wall system cladding on cladding rails; External roller shutter doors and personnel doors; Single phase electrics, lighting and power; Gas fuelled hot air burners; Underslab storm drainage from internal downpipes on building area greater than 1,000m2; | Location Adjustment Applicable (See Guidance Notes) - ERC = UK mean of 1.00 | (BEAMS Note 2) The ERC for this item should be added to all other rateable items on the hereditament (except land). Therefore the total of the ERC of the other Building Items and the P&M ERC (where applicable) to enable the correct contract size adjustment to be made. ERC of Building Component + ERC of P&M = Total ERC to which contract size adjustment should be applied. The appropriate % adjustment should be made in accordance with the scale for contract size adjustment specified under section 6 of the RCG 2023 Guidance notes. The currency ERC rates are set at £4m (Four Million Pounds) @ 1st April 2021 (AVD) for the RCG 2023 Publication. | The data consists of a typical Industrial shell. Works include the Industrial shell as described and includes works up to 1m perimeter to the building (1m wide paving slabs & foul/storm drainage), The cost include 2 no. personnel doors and roller shutters are included at 1 door up to 1,000m2 , 2 roller doors over 1,000m2 (GIA), and 4 roller doors over 5,000m2. Costs are for the shell only and do not include for internal rooms such as offices or toilets which should be added for seperately. See Variations for assistance. | - | - | - | - | - | Cavity Wall construction to lower walls should be added by measuring wall area at an E/O rate of £102m2, single block walls are cost neutral. Additional roller shutter doors over and above the beacon specification at should be added at additonal cost of £ 232 each (4 x 4m) . Additional personnel doors over the assumed 2nr. - add £1,077 each. If no heating is present a deduction of £28m2 (GIA) should be made to the beacon cost. Internal offices (in Industrial complexes) should be added by reference to Cost Guide code series 42P04A -42P40V, Internal WC - 42P40W, amenity blocks - showers & toilets (New code TBC) & Canteens (New CodeTBC) | - | - | 10102 | 41P32G | m2 | - | 3 - INDUSTRIAL | David Grace | Jim Allen | 408.2477 | Option 1 | 506.1472 | 23.98% | 911.1422 | 654.1783 | 60.24% | 29.25% | 654.1783 | 60.24% | Price Book Data | P. Avo | VOA_GPN_GOV_UK\7243572 | 2021-07-08 | Low | - | Low | - | - | Updated indiced etc. 24/03/2021 - Copied to the latest DCS. | NA | SPONS A&B | 1.561 | (BEAMS Note 2) The ERC for this item should be added to all other rateable items on the hereditament (except land). Therefore the total of the ERC of the other Building Items and the P&M ERC (where applicable) to enable the correct contract size adjustment to be made. ERC of Building Component + ERC of P&M = Total ERC to which contract size adjustment should be applied. The appropriate % adjustment should be made in accordance with the scale for contract size adjustment specified under section 6 of the RCG 2021 Guidance notes. The currency ERC rates are set at £4m (Four Million Pounds) @ 1st April 2019 (AVD) for the RCG 2021 Publication. | - | - | 2 | TRUE
3160 | 41P70F | 5788 | 41P70F | Industrial Buildings | Insulated Buildings | Sheet Metal Cladding | 101 - 250m2 | Eaves Height - 5m | Building Area only; Site strip vegetation; Strip foundations; Column bases; Insulated Concrete GF slab with DPM and Mesh,150 thick up to 10,000m2, 200mm thick over 10,000m2 GIA; Steel Portal frame with bolts and baseplates; Coated galvanised trapezoidal roof sheets with insulation on steel purlins; Roof lights; valley gutters; matching fascia and soffit; Rainwater downpipes and gutters; trapezoidal insulated wall system cladding on cladding rails; External roller shutter doors and personnel doors; Single phase electrics, lighting and power; Gas fuelled hot air burners; Underslab storm drainage from internal downpipes on building area greater than 1,000m2; | Location Adjustment Applicable (See Guidance Notes) - ERC = UK mean of 1.00 | (BEAMS Note 2) The ERC for this item should be added to all other rateable items on the hereditament (except land). Therefore the total of the ERC of the other Building Items and the P&M ERC (where applicable) to enable the correct contract size adjustment to be made. ERC of Building Component + ERC of P&M = Total ERC to which contract size adjustment should be applied. The appropriate % adjustment should be made in accordance with the scale for contract size adjustment specified under section 6 of the RCG 2023 Guidance notes. The currency ERC rates are set at £4m (Four Million Pounds) @ 1st April 2021 (AVD) for the RCG 2023 Publication. | The data consists of a typical Industrial shell. Works include the Industrial shell as described and includes works up to 1m perimeter to the building (1m wide paving slabs & foul/storm drainage), The cost include 2 no. personnel doors and roller shutters are included at 1 door up to 1,000m2 , 2 roller doors over 1,000m2 (GIA), and 4 roller doors over 5,000m2. Costs are for the shell only and do not include for internal rooms such as offices or toilets which should be added for seperately. See Variations for assistance. | - | - | - | - | - | Cavity Wall construction to lower walls should be added by measuring wall area at an E/O rate of £102m2, single block walls are cost neutral. Additional roller shutter doors over and above the beacon specification at should be added at additonal cost of £ 232 each (4 x 4m) . Additional personnel doors over the assumed 2nr. - add £1,077 each. If no heating is present a deduction of £28m2 (GIA) should be made to the beacon cost. Internal offices (in Industrial complexes) should be added by reference to Cost Guide code series 42P04A -42P40V, Internal WC - 42P40W, amenity blocks - showers & toilets (New code TBC) & Canteens (New CodeTBC) | - | - | 10102 | 41P32I | m2 | - | 3 - INDUSTRIAL | David Grace | Jim Allen | 418.2425 | Option 1 | 518.5388 | 23.98% | 927.9197 | 666.2242 | 59.29% | 28.48% | 666.2242 | 59.29% | Price Book Data | P. Avo | VOA_GPN_GOV_UK\7243572 | 2021-07-08 | Low | - | Low | - | - | Updated indiced etc. 24/03/2021 - Copied to the latest DCS. | NA | SPONS A&B | 1.561 | (BEAMS Note 2) The ERC for this item should be added to all other rateable items on the hereditament (except land). Therefore the total of the ERC of the other Building Items and the P&M ERC (where applicable) to enable the correct contract size adjustment to be made. ERC of Building Component + ERC of P&M = Total ERC to which contract size adjustment should be applied. The appropriate % adjustment should be made in accordance with the scale for contract size adjustment specified under section 6 of the RCG 2021 Guidance notes. The currency ERC rates are set at £4m (Four Million Pounds) @ 1st April 2019 (AVD) for the RCG 2021 Publication. | - | - | 2 | TRUE
3161 | 41P70G | 5789 | 41P70G | Industrial Buildings | Insulated Buildings | Sheet Metal Cladding | 101 - 250m2 | Eaves Height - 5.5m | Building Area only; Site strip vegetation; Strip foundations; Column bases; Insulated Concrete GF slab with DPM and Mesh,150 thick up to 10,000m2, 200mm thick over 10,000m2 GIA; Steel Portal frame with bolts and baseplates; Coated galvanised trapezoidal roof sheets with insulation on steel purlins; Roof lights; valley gutters; matching fascia and soffit; Rainwater downpipes and gutters; trapezoidal insulated wall system cladding on cladding rails; External roller shutter doors and personnel doors; Single phase electrics, lighting and power; Gas fuelled hot air burners; Underslab storm drainage from internal downpipes on building area greater than 1,000m2; | Location Adjustment Applicable (See Guidance Notes) - ERC = UK mean of 1.00 | (BEAMS Note 2) The ERC for this item should be added to all other rateable items on the hereditament (except land). Therefore the total of the ERC of the other Building Items and the P&M ERC (where applicable) to enable the correct contract size adjustment to be made. ERC of Building Component + ERC of P&M = Total ERC to which contract size adjustment should be applied. The appropriate % adjustment should be made in accordance with the scale for contract size adjustment specified under section 6 of the RCG 2023 Guidance notes. The currency ERC rates are set at £4m (Four Million Pounds) @ 1st April 2021 (AVD) for the RCG 2023 Publication. | The data consists of a typical Industrial shell. Works include the Industrial shell as described and includes works up to 1m perimeter to the building (1m wide paving slabs & foul/storm drainage), The cost include 2 no. personnel doors and roller shutters are included at 1 door up to 1,000m2 , 2 roller doors over 1,000m2 (GIA), and 4 roller doors over 5,000m2. Costs are for the shell only and do not include for internal rooms such as offices or toilets which should be added for seperately. See Variations for assistance. | - | - | - | - | - | Cavity Wall construction to lower walls should be added by measuring wall area at an E/O rate of £102m2, single block walls are cost neutral. Additional roller shutter doors over and above the beacon specification at should be added at additonal cost of £ 232 each (4 x 4m) . Additional personnel doors over the assumed 2nr. - add £1,077 each. If no heating is present a deduction of £28m2 (GIA) should be made to the beacon cost. Internal offices (in Industrial complexes) should be added by reference to Cost Guide code series 42P04A -42P40V, Internal WC - 42P40W, amenity blocks - showers & toilets (New code TBC) & Canteens (New CodeTBC) | - | - | 10102 | 41P32K | m2 | - | 3 - INDUSTRIAL | David Grace | Jim Allen | 449.7645 | Option 1 | 557.6198 | 23.98% | 944.6972 | 678.27 | 50.81% | 21.64% | 678.27 | 50.81% | Price Book Data | P. Avo | VOA_GPN_GOV_UK\7243572 | 2021-07-08 | Low | - | Low | - | - | Updated indiced etc. 24/03/2021 - Copied to the latest DCS. | NA | SPONS A&B | 1.561 | (BEAMS Note 2) The ERC for this item should be added to all other rateable items on the hereditament (except land). Therefore the total of the ERC of the other Building Items and the P&M ERC (where applicable) to enable the correct contract size adjustment to be made. ERC of Building Component + ERC of P&M = Total ERC to which contract size adjustment should be applied. The appropriate % adjustment should be made in accordance with the scale for contract size adjustment specified under section 6 of the RCG 2021 Guidance notes. The currency ERC rates are set at £4m (Four Million Pounds) @ 1st April 2019 (AVD) for the RCG 2021 Publication. | - | - | 2 | TRUE
3162 | 41P70H | 5790 | 41P70H | Industrial Buildings | Insulated Buildings | Sheet Metal Cladding | 101 - 250m2 | Eaves Height - 6m | Building Area only; Site strip vegetation; Strip foundations; Column bases; Insulated Concrete GF slab with DPM and Mesh,150 thick up to 10,000m2, 200mm thick over 10,000m2 GIA; Steel Portal frame with bolts and baseplates; Coated galvanised trapezoidal roof sheets with insulation on steel purlins; Roof lights; valley gutters; matching fascia and soffit; Rainwater downpipes and gutters; trapezoidal insulated wall system cladding on cladding rails; External roller shutter doors and personnel doors; Single phase electrics, lighting and power; Gas fuelled hot air burners; Underslab storm drainage from internal downpipes on building area greater than 1,000m2; | Location Adjustment Applicable (See Guidance Notes) - ERC = UK mean of 1.00 | (BEAMS Note 2) The ERC for this item should be added to all other rateable items on the hereditament (except land). Therefore the total of the ERC of the other Building Items and the P&M ERC (where applicable) to enable the correct contract size adjustment to be made. ERC of Building Component + ERC of P&M = Total ERC to which contract size adjustment should be applied. The appropriate % adjustment should be made in accordance with the scale for contract size adjustment specified under section 6 of the RCG 2023 Guidance notes. The currency ERC rates are set at £4m (Four Million Pounds) @ 1st April 2021 (AVD) for the RCG 2023 Publication. | The data consists of a typical Industrial shell. Works include the Industrial shell as described and includes works up to 1m perimeter to the building (1m wide paving slabs & foul/storm drainage), The cost include 2 no. personnel doors and roller shutters are included at 1 door up to 1,000m2 , 2 roller doors over 1,000m2 (GIA), and 4 roller doors over 5,000m2. Costs are for the shell only and do not include for internal rooms such as offices or toilets which should be added for seperately. See Variations for assistance. | - | - | - | - | - | Cavity Wall construction to lower walls should be added by measuring wall area at an E/O rate of £102m2, single block walls are cost neutral. Additional roller shutter doors over and above the beacon specification at should be added at additonal cost of £ 232 each (4 x 4m) . Additional personnel doors over the assumed 2nr. - add £1,077 each. If no heating is present a deduction of £28m2 (GIA) should be made to the beacon cost. Internal offices (in Industrial complexes) should be added by reference to Cost Guide code series 42P04A -42P40V, Internal WC - 42P40W, amenity blocks - showers & toilets (New code TBC) & Canteens (New CodeTBC) | - | - | 10102 | 41P32M | m2 | - | 3 - INDUSTRIAL | David Grace | Jim Allen | 461.2969 | Option 1 | 571.9178 | 23.98% | 961.4748 | 690.3159 | 49.65% | 20.7% | 690.3159 | 49.65% | Price Book Data | P. Avo | VOA_GPN_GOV_UK\7243572 | 2021-07-08 | Low | - | Low | - | - | Updated indiced etc. 24/03/2021 - Copied to the latest DCS. | NA | SPONS A&B | 1.561 | (BEAMS Note 2) The ERC for this item should be added to all other rateable items on the hereditament (except land). Therefore the total of the ERC of the other Building Items and the P&M ERC (where applicable) to enable the correct contract size adjustment to be made. ERC of Building Component + ERC of P&M = Total ERC to which contract size adjustment should be applied. The appropriate % adjustment should be made in accordance with the scale for contract size adjustment specified under section 6 of the RCG 2021 Guidance notes. The currency ERC rates are set at £4m (Four Million Pounds) @ 1st April 2019 (AVD) for the RCG 2021 Publication. | - | - | 2 | TRUE
3163 | 41P70J | 5791 | 41P70J | Industrial Buildings | Insulated Buildings | Sheet Metal Cladding | 101 - 250m2 | Eaves Height - 6.5m | Building Area only; Site strip vegetation; Strip foundations; Column bases; Insulated Concrete GF slab with DPM and Mesh,150 thick up to 10,000m2, 200mm thick over 10,000m2 GIA; Steel Portal frame with bolts and baseplates; Coated galvanised trapezoidal roof sheets with insulation on steel purlins; Roof lights; valley gutters; matching fascia and soffit; Rainwater downpipes and gutters; trapezoidal insulated wall system cladding on cladding rails; External roller shutter doors and personnel doors; Single phase electrics, lighting and power; Gas fuelled hot air burners; Underslab storm drainage from internal downpipes on building area greater than 1,000m2; | Location Adjustment Applicable (See Guidance Notes) - ERC = UK mean of 1.00 | (BEAMS Note 2) The ERC for this item should be added to all other rateable items on the hereditament (except land). Therefore the total of the ERC of the other Building Items and the P&M ERC (where applicable) to enable the correct contract size adjustment to be made. ERC of Building Component + ERC of P&M = Total ERC to which contract size adjustment should be applied. The appropriate % adjustment should be made in accordance with the scale for contract size adjustment specified under section 6 of the RCG 2023 Guidance notes. The currency ERC rates are set at £4m (Four Million Pounds) @ 1st April 2021 (AVD) for the RCG 2023 Publication. | The data consists of a typical Industrial shell. Works include the Industrial shell as described and includes works up to 1m perimeter to the building (1m wide paving slabs & foul/storm drainage), The cost include 2 no. personnel doors and roller shutters are included at 1 door up to 1,000m2 , 2 roller doors over 1,000m2 (GIA), and 4 roller doors over 5,000m2. Costs are for the shell only and do not include for internal rooms such as offices or toilets which should be added for seperately. See Variations for assistance. | - | - | - | - | - | Cavity Wall construction to lower walls should be added by measuring wall area at an E/O rate of £102m2, single block walls are cost neutral. Additional roller shutter doors over and above the beacon specification at should be added at additonal cost of £ 232 each (4 x 4m) . Additional personnel doors over the assumed 2nr. - add £1,077 each. If no heating is present a deduction of £28m2 (GIA) should be made to the beacon cost. Internal offices (in Industrial complexes) should be added by reference to Cost Guide code series 42P04A -42P40V, Internal WC - 42P40W, amenity blocks - showers & toilets (New code TBC) & Canteens (New CodeTBC) | - | - | 10102 | 41P32P | m2 | - | 3 - INDUSTRIAL | David Grace | Jim Allen | 473.5981 | Option 1 | 587.1689 | 23.98% | 978.2523 | 702.3618 | 48.3% | 19.62% | 702.3618 | 48.3% | Price Book Data | P. Avo | VOA_GPN_GOV_UK\7243572 | 2021-07-08 | Low | - | Low | - | - | Updated indiced etc. 24/03/2021 - Copied to the latest DCS. | NA | SPONS A&B | 1.561 | (BEAMS Note 2) The ERC for this item should be added to all other rateable items on the hereditament (except land). Therefore the total of the ERC of the other Building Items and the P&M ERC (where applicable) to enable the correct contract size adjustment to be made. ERC of Building Component + ERC of P&M = Total ERC to which contract size adjustment should be applied. The appropriate % adjustment should be made in accordance with the scale for contract size adjustment specified under section 6 of the RCG 2021 Guidance notes. The currency ERC rates are set at £4m (Four Million Pounds) @ 1st April 2019 (AVD) for the RCG 2021 Publication. | - | - | 2 | TRUE
3164 | 41P70L | 5792 | 41P70L | Industrial Buildings | Insulated Buildings | Sheet Metal Cladding | 101 - 250m2 | Eaves Height - 7m | Building Area only; Site strip vegetation; Strip foundations; Column bases; Insulated Concrete GF slab with DPM and Mesh,150 thick up to 10,000m2, 200mm thick over 10,000m2 GIA; Steel Portal frame with bolts and baseplates; Coated galvanised trapezoidal roof sheets with insulation on steel purlins; Roof lights; valley gutters; matching fascia and soffit; Rainwater downpipes and gutters; trapezoidal insulated wall system cladding on cladding rails; External roller shutter doors and personnel doors; Single phase electrics, lighting and power; Gas fuelled hot air burners; Underslab storm drainage from internal downpipes on building area greater than 1,000m2; | Location Adjustment Applicable (See Guidance Notes) - ERC = UK mean of 1.00 | (BEAMS Note 2) The ERC for this item should be added to all other rateable items on the hereditament (except land). Therefore the total of the ERC of the other Building Items and the P&M ERC (where applicable) to enable the correct contract size adjustment to be made. ERC of Building Component + ERC of P&M = Total ERC to which contract size adjustment should be applied. The appropriate % adjustment should be made in accordance with the scale for contract size adjustment specified under section 6 of the RCG 2023 Guidance notes. The currency ERC rates are set at £4m (Four Million Pounds) @ 1st April 2021 (AVD) for the RCG 2023 Publication. | The data consists of a typical Industrial shell. Works include the Industrial shell as described and includes works up to 1m perimeter to the building (1m wide paving slabs & foul/storm drainage), The cost include 2 no. personnel doors and roller shutters are included at 1 door up to 1,000m2 , 2 roller doors over 1,000m2 (GIA), and 4 roller doors over 5,000m2. Costs are for the shell only and do not include for internal rooms such as offices or toilets which should be added for seperately. See Variations for assistance. | - | - | - | - | - | Cavity Wall construction to lower walls should be added by measuring wall area at an E/O rate of £102m2, single block walls are cost neutral. Additional roller shutter doors over and above the beacon specification at should be added at additonal cost of £ 232 each (4 x 4m) . Additional personnel doors over the assumed 2nr. - add £1,077 each. If no heating is present a deduction of £28m2 (GIA) should be made to the beacon cost. Internal offices (in Industrial complexes) should be added by reference to Cost Guide code series 42P04A -42P40V, Internal WC - 42P40W, amenity blocks - showers & toilets (New code TBC) & Canteens (New CodeTBC) | - | - | 10102 | 41P32R | m2 | - | 3 - INDUSTRIAL | David Grace | Jim Allen | 485.1306 | Option 1 | 601.4669 | 23.98% | 995.0298 | 714.4076 | 47.26% | 18.78% | 714.4076 | 47.26% | Price Book Data | P. Avo | VOA_GPN_GOV_UK\7243572 | 2021-07-08 | Low | - | Low | - | - | Updated indiced etc. 24/03/2021 - Copied to the latest DCS. | NA | SPONS A&B | 1.561 | (BEAMS Note 2) The ERC for this item should be added to all other rateable items on the hereditament (except land). Therefore the total of the ERC of the other Building Items and the P&M ERC (where applicable) to enable the correct contract size adjustment to be made. ERC of Building Component + ERC of P&M = Total ERC to which contract size adjustment should be applied. The appropriate % adjustment should be made in accordance with the scale for contract size adjustment specified under section 6 of the RCG 2021 Guidance notes. The currency ERC rates are set at £4m (Four Million Pounds) @ 1st April 2019 (AVD) for the RCG 2021 Publication. | - | - | 2 | TRUE
3165 | 41P70M | 5796 | 41P70M | Industrial Buildings | Insulated Buildings | Sheet Metal Cladding | 101 - 250m2 | Eaves Height - 7.5m | Building Area only; Site strip vegetation; Strip foundations; Column bases; Insulated Concrete GF slab with DPM and Mesh,150 thick up to 10,000m2, 200mm thick over 10,000m2 GIA; Steel Portal frame with bolts and baseplates; Coated galvanised trapezoidal roof sheets with insulation on steel purlins; Roof lights; valley gutters; matching fascia and soffit; Rainwater downpipes and gutters; trapezoidal insulated wall system cladding on cladding rails; External roller shutter doors and personnel doors; Single phase electrics, lighting and power; Gas fuelled hot air burners; Underslab storm drainage from internal downpipes on building area greater than 1,000m2; | Location Adjustment Applicable (See Guidance Notes) - ERC = UK mean of 1.00 | (BEAMS Note 2) The ERC for this item should be added to all other rateable items on the hereditament (except land). Therefore the total of the ERC of the other Building Items and the P&M ERC (where applicable) to enable the correct contract size adjustment to be made. ERC of Building Component + ERC of P&M = Total ERC to which contract size adjustment should be applied. The appropriate % adjustment should be made in accordance with the scale for contract size adjustment specified under section 6 of the RCG 2023 Guidance notes. The currency ERC rates are set at £4m (Four Million Pounds) @ 1st April 2021 (AVD) for the RCG 2023 Publication. | The data consists of a typical Industrial shell. Works include the Industrial shell as described and includes works up to 1m perimeter to the building (1m wide paving slabs & foul/storm drainage), The cost include 2 no. personnel doors and roller shutters are included at 1 door up to 1,000m2 , 2 roller doors over 1,000m2 (GIA), and 4 roller doors over 5,000m2. Costs are for the shell only and do not include for internal rooms such as offices or toilets which should be added for seperately. See Variations for assistance. | - | - | - | - | - | Cavity Wall construction to lower walls should be added by measuring wall area at an E/O rate of £102m2, single block walls are cost neutral. Additional roller shutter doors over and above the beacon specification at should be added at additonal cost of £ 232 each (4 x 4m) . Additional personnel doors over the assumed 2nr. - add £1,077 each. If no heating is present a deduction of £28m2 (GIA) should be made to the beacon cost. Internal offices (in Industrial complexes) should be added by reference to Cost Guide code series 42P04A -42P40V, Internal WC - 42P40W, amenity blocks - showers & toilets (New code TBC) & Canteens (New CodeTBC) | - | - | 10102 | 41P32T | m2 | - | 3 - INDUSTRIAL | David Grace | Jim Allen | 496.663 | Option 1 | 615.7648 | 23.98% | 1011.8074 | 726.4535 | 46.27% | 17.98% | 726.4535 | 46.27% | Price Book Data | P. Avo | VOA_GPN_GOV_UK\7243572 | 2021-07-08 | Low | - | Low | - | - | Updated indiced etc. 24/03/2021 - Copied to the latest DCS. | NA | SPONS A&B | 1.561 | (BEAMS Note 2) The ERC for this item should be added to all other rateable items on the hereditament (except land). Therefore the total of the ERC of the other Building Items and the P&M ERC (where applicable) to enable the correct contract size adjustment to be made. ERC of Building Component + ERC of P&M = Total ERC to which contract size adjustment should be applied. The appropriate % adjustment should be made in accordance with the scale for contract size adjustment specified under section 6 of the RCG 2021 Guidance notes. The currency ERC rates are set at £4m (Four Million Pounds) @ 1st April 2019 (AVD) for the RCG 2021 Publication. | - | - | 2 | TRUE
3166 | 41P70P | 5797 | 41P70P | Industrial Buildings | Insulated Buildings | Sheet Metal Cladding | 101 - 250m2 | Eaves Height - 8m | Building Area only; Site strip vegetation; Strip foundations; Column bases; Insulated Concrete GF slab with DPM and Mesh,150 thick up to 10,000m2, 200mm thick over 10,000m2 GIA; Steel Portal frame with bolts and baseplates; Coated galvanised trapezoidal roof sheets with insulation on steel purlins; Roof lights; valley gutters; matching fascia and soffit; Rainwater downpipes and gutters; trapezoidal insulated wall system cladding on cladding rails; External roller shutter doors and personnel doors; Single phase electrics, lighting and power; Gas fuelled hot air burners; Underslab storm drainage from internal downpipes on building area greater than 1,000m2; | Location Adjustment Applicable (See Guidance Notes) - ERC = UK mean of 1.00 | (BEAMS Note 2) The ERC for this item should be added to all other rateable items on the hereditament (except land). Therefore the total of the ERC of the other Building Items and the P&M ERC (where applicable) to enable the correct contract size adjustment to be made. ERC of Building Component + ERC of P&M = Total ERC to which contract size adjustment should be applied. The appropriate % adjustment should be made in accordance with the scale for contract size adjustment specified under section 6 of the RCG 2023 Guidance notes. The currency ERC rates are set at £4m (Four Million Pounds) @ 1st April 2021 (AVD) for the RCG 2023 Publication. | The data consists of a typical Industrial shell. Works include the Industrial shell as described and includes works up to 1m perimeter to the building (1m wide paving slabs & foul/storm drainage), The cost include 2 no. personnel doors and roller shutters are included at 1 door up to 1,000m2 , 2 roller doors over 1,000m2 (GIA), and 4 roller doors over 5,000m2. Costs are for the shell only and do not include for internal rooms such as offices or toilets which should be added for seperately. See Variations for assistance. | - | - | - | - | - | Cavity Wall construction to lower walls should be added by measuring wall area at an E/O rate of £102m2, single block walls are cost neutral. Additional roller shutter doors over and above the beacon specification at should be added at additonal cost of £ 232 each (4 x 4m) . Additional personnel doors over the assumed 2nr. - add £1,077 each. If no heating is present a deduction of £28m2 (GIA) should be made to the beacon cost. Internal offices (in Industrial complexes) should be added by reference to Cost Guide code series 42P04A -42P40V, Internal WC - 42P40W, amenity blocks - showers & toilets (New code TBC) & Canteens (New CodeTBC) | - | - | 10102 | 41P33A | m2 | - | 3 - INDUSTRIAL | David Grace | Jim Allen | 543.5615 | Option 1 | 673.9098 | 23.98% | 1028.5849 | 738.4994 | 35.86% | 9.584% | 738.4994 | 35.86% | Price Book Data | P. Avo | VOA_GPN_GOV_UK\7243572 | 2021-07-08 | Low | - | Low | - | - | Updated indiced etc. 24/03/2021 - Copied to the latest DCS. | NA | SPONS A&B | 1.561 | (BEAMS Note 2) The ERC for this item should be added to all other rateable items on the hereditament (except land). Therefore the total of the ERC of the other Building Items and the P&M ERC (where applicable) to enable the correct contract size adjustment to be made. ERC of Building Component + ERC of P&M = Total ERC to which contract size adjustment should be applied. The appropriate % adjustment should be made in accordance with the scale for contract size adjustment specified under section 6 of the RCG 2021 Guidance notes. The currency ERC rates are set at £4m (Four Million Pounds) @ 1st April 2019 (AVD) for the RCG 2021 Publication. | - | - | 2 | TRUE
3167 | 41P70T | 5798 | 41P70T | Industrial Buildings | Insulated Buildings | Sheet Metal Cladding | 101 - 250m2 | Eaves Height - 8.5m | Building Area only; Site strip vegetation; Strip foundations; Column bases; Insulated Concrete GF slab with DPM and Mesh,150 thick up to 10,000m2, 200mm thick over 10,000m2 GIA; Steel Portal frame with bolts and baseplates; Coated galvanised trapezoidal roof sheets with insulation on steel purlins; Roof lights; valley gutters; matching fascia and soffit; Rainwater downpipes and gutters; trapezoidal insulated wall system cladding on cladding rails; External roller shutter doors and personnel doors; Single phase electrics, lighting and power; Gas fuelled hot air burners; Underslab storm drainage from internal downpipes on building area greater than 1,000m2; | Location Adjustment Applicable (See Guidance Notes) - ERC = UK mean of 1.00 | (BEAMS Note 2) The ERC for this item should be added to all other rateable items on the hereditament (except land). Therefore the total of the ERC of the other Building Items and the P&M ERC (where applicable) to enable the correct contract size adjustment to be made. ERC of Building Component + ERC of P&M = Total ERC to which contract size adjustment should be applied. The appropriate % adjustment should be made in accordance with the scale for contract size adjustment specified under section 6 of the RCG 2023 Guidance notes. The currency ERC rates are set at £4m (Four Million Pounds) @ 1st April 2021 (AVD) for the RCG 2023 Publication. | The data consists of a typical Industrial shell. Works include the Industrial shell as described and includes works up to 1m perimeter to the building (1m wide paving slabs & foul/storm drainage), The cost include 2 no. personnel doors and roller shutters are included at 1 door up to 1,000m2 , 2 roller doors over 1,000m2 (GIA), and 4 roller doors over 5,000m2. Costs are for the shell only and do not include for internal rooms such as offices or toilets which should be added for seperately. See Variations for assistance. | - | - | - | - | - | Cavity Wall construction to lower walls should be added by measuring wall area at an E/O rate of £102m2, single block walls are cost neutral. Additional roller shutter doors over and above the beacon specification at should be added at additonal cost of £ 232 each (4 x 4m) . Additional personnel doors over the assumed 2nr. - add £1,077 each. If no heating is present a deduction of £28m2 (GIA) should be made to the beacon cost. Internal offices (in Industrial complexes) should be added by reference to Cost Guide code series 42P04A -42P40V, Internal WC - 42P40W, amenity blocks - showers & toilets (New code TBC) & Canteens (New CodeTBC) | - | - | 10102 | 41P33C | m2 | - | 3 - INDUSTRIAL | David Grace | Jim Allen | 557.4004 | Option 1 | 691.0673 | 23.98% | 1045.3624 | 750.5452 | 34.65% | 8.607% | 750.5452 | 34.65% | Price Book Data | P. Avo | VOA_GPN_GOV_UK\7243572 | 2021-07-08 | Low | - | Low | - | - | Updated indiced etc. 24/03/2021 - Copied to the latest DCS. | NA | SPONS A&B | 1.561 | (BEAMS Note 2) The ERC for this item should be added to all other rateable items on the hereditament (except land). Therefore the total of the ERC of the other Building Items and the P&M ERC (where applicable) to enable the correct contract size adjustment to be made. ERC of Building Component + ERC of P&M = Total ERC to which contract size adjustment should be applied. The appropriate % adjustment should be made in accordance with the scale for contract size adjustment specified under section 6 of the RCG 2021 Guidance notes. The currency ERC rates are set at £4m (Four Million Pounds) @ 1st April 2019 (AVD) for the RCG 2021 Publication. | - | - | 2 | TRUE
3168 | 41P71A | 5809 | 41P71A | Industrial Buildings | Insulated Buildings | Sheet Metal Cladding | 101 - 250m2 | Eaves Height - 9m | Building Area only; Site strip vegetation; Strip foundations; Column bases; Insulated Concrete GF slab with DPM and Mesh,150 thick up to 10,000m2, 200mm thick over 10,000m2 GIA; Steel Portal frame with bolts and baseplates; Coated galvanised trapezoidal roof sheets with insulation on steel purlins; Roof lights; valley gutters; matching fascia and soffit; Rainwater downpipes and gutters; trapezoidal insulated wall system cladding on cladding rails; External roller shutter doors and personnel doors; Single phase electrics, lighting and power; Gas fuelled hot air burners; Underslab storm drainage from internal downpipes on building area greater than 1,000m2; | Location Adjustment Applicable (See Guidance Notes) - ERC = UK mean of 1.00 | (BEAMS Note 2) The ERC for this item should be added to all other rateable items on the hereditament (except land). Therefore the total of the ERC of the other Building Items and the P&M ERC (where applicable) to enable the correct contract size adjustment to be made. ERC of Building Component + ERC of P&M = Total ERC to which contract size adjustment should be applied. The appropriate % adjustment should be made in accordance with the scale for contract size adjustment specified under section 6 of the RCG 2023 Guidance notes. The currency ERC rates are set at £4m (Four Million Pounds) @ 1st April 2021 (AVD) for the RCG 2023 Publication. | The data consists of a typical Industrial shell. Works include the Industrial shell as described and includes works up to 1m perimeter to the building (1m wide paving slabs & foul/storm drainage), The cost include 2 no. personnel doors and roller shutters are included at 1 door up to 1,000m2 , 2 roller doors over 1,000m2 (GIA), and 4 roller doors over 5,000m2. Costs are for the shell only and do not include for internal rooms such as offices or toilets which should be added for seperately. See Variations for assistance. | - | - | - | - | - | Cavity Wall construction to lower walls should be added by measuring wall area at an E/O rate of £102m2, single block walls are cost neutral. Additional roller shutter doors over and above the beacon specification at should be added at additonal cost of £ 232 each (4 x 4m) . Additional personnel doors over the assumed 2nr. - add £1,077 each. If no heating is present a deduction of £28m2 (GIA) should be made to the beacon cost. Internal offices (in Industrial complexes) should be added by reference to Cost Guide code series 42P04A -42P40V, Internal WC - 42P40W, amenity blocks - showers & toilets (New code TBC) & Canteens (New CodeTBC) | - | - | 10102 | 41P33E | m2 | - | 3 - INDUSTRIAL | David Grace | Jim Allen | 571.2393 | Option 1 | 708.2248 | 23.98% | 1062.14 | 762.5911 | 33.5% | 7.676% | 762.5911 | 33.5% | Price Book Data | P. Avo | VOA_GPN_GOV_UK\7243572 | 2021-07-08 | Low | - | Low | - | - | Updated indiced etc. 24/03/2021 - Copied to the latest DCS. | NA | SPONS A&B | 1.561 | (BEAMS Note 2) The ERC for this item should be added to all other rateable items on the hereditament (except land). Therefore the total of the ERC of the other Building Items and the P&M ERC (where applicable) to enable the correct contract size adjustment to be made. ERC of Building Component + ERC of P&M = Total ERC to which contract size adjustment should be applied. The appropriate % adjustment should be made in accordance with the scale for contract size adjustment specified under section 6 of the RCG 2021 Guidance notes. The currency ERC rates are set at £4m (Four Million Pounds) @ 1st April 2019 (AVD) for the RCG 2021 Publication. | - | - | 2 | TRUE
3169 | 41P71E | 5810 | 41P71E | Industrial Buildings | Insulated Buildings | Sheet Metal Cladding | 101 - 250m2 | Eaves Height - 9.5m | Building Area only; Site strip vegetation; Strip foundations; Column bases; Insulated Concrete GF slab with DPM and Mesh,150 thick up to 10,000m2, 200mm thick over 10,000m2 GIA; Steel Portal frame with bolts and baseplates; Coated galvanised trapezoidal roof sheets with insulation on steel purlins; Roof lights; valley gutters; matching fascia and soffit; Rainwater downpipes and gutters; trapezoidal insulated wall system cladding on cladding rails; External roller shutter doors and personnel doors; Single phase electrics, lighting and power; Gas fuelled hot air burners; Underslab storm drainage from internal downpipes on building area greater than 1,000m2; | Location Adjustment Applicable (See Guidance Notes) - ERC = UK mean of 1.00 | (BEAMS Note 2) The ERC for this item should be added to all other rateable items on the hereditament (except land). Therefore the total of the ERC of the other Building Items and the P&M ERC (where applicable) to enable the correct contract size adjustment to be made. ERC of Building Component + ERC of P&M = Total ERC to which contract size adjustment should be applied. The appropriate % adjustment should be made in accordance with the scale for contract size adjustment specified under section 6 of the RCG 2023 Guidance notes. The currency ERC rates are set at £4m (Four Million Pounds) @ 1st April 2021 (AVD) for the RCG 2023 Publication. | The data consists of a typical Industrial shell. Works include the Industrial shell as described and includes works up to 1m perimeter to the building (1m wide paving slabs & foul/storm drainage), The cost include 2 no. personnel doors and roller shutters are included at 1 door up to 1,000m2 , 2 roller doors over 1,000m2 (GIA), and 4 roller doors over 5,000m2. Costs are for the shell only and do not include for internal rooms such as offices or toilets which should be added for seperately. See Variations for assistance. | - | - | - | - | - | Cavity Wall construction to lower walls should be added by measuring wall area at an E/O rate of £102m2, single block walls are cost neutral. Additional roller shutter doors over and above the beacon specification at should be added at additonal cost of £ 232 each (4 x 4m) . Additional personnel doors over the assumed 2nr. - add £1,077 each. If no heating is present a deduction of £28m2 (GIA) should be made to the beacon cost. Internal offices (in Industrial complexes) should be added by reference to Cost Guide code series 42P04A -42P40V, Internal WC - 42P40W, amenity blocks - showers & toilets (New code TBC) & Canteens (New CodeTBC) | - | - | 10102 | 41P33G | m2 | - | 3 - INDUSTRIAL | David Grace | Jim Allen | 585.0782 | Option 1 | 725.3824 | 23.98% | 1078.9175 | 774.637 | 32.4% | 6.79% | 774.637 | 32.4% | Price Book Data | P. Avo | VOA_GPN_GOV_UK\7243572 | 2021-07-08 | Low | - | Low | - | - | Updated indiced etc. 24/03/2021 - Copied to the latest DCS. | NA | SPONS A&B | 1.561 | (BEAMS Note 2) The ERC for this item should be added to all other rateable items on the hereditament (except land). Therefore the total of the ERC of the other Building Items and the P&M ERC (where applicable) to enable the correct contract size adjustment to be made. ERC of Building Component + ERC of P&M = Total ERC to which contract size adjustment should be applied. The appropriate % adjustment should be made in accordance with the scale for contract size adjustment specified under section 6 of the RCG 2021 Guidance notes. The currency ERC rates are set at £4m (Four Million Pounds) @ 1st April 2019 (AVD) for the RCG 2021 Publication. | - | - | 2 | TRUE
3170 | 41P71K | 5811 | 41P71K | Industrial Buildings | Insulated Buildings | Sheet Metal Cladding | 101 - 250m2 | Eaves Height - 10m | Building Area only; Site strip vegetation; Strip foundations; Column bases; Insulated Concrete GF slab with DPM and Mesh,150 thick up to 10,000m2, 200mm thick over 10,000m2 GIA; Steel Portal frame with bolts and baseplates; Coated galvanised trapezoidal roof sheets with insulation on steel purlins; Roof lights; valley gutters; matching fascia and soffit; Rainwater downpipes and gutters; trapezoidal insulated wall system cladding on cladding rails; External roller shutter doors and personnel doors; Single phase electrics, lighting and power; Gas fuelled hot air burners; Underslab storm drainage from internal downpipes on building area greater than 1,000m2; | Location Adjustment Applicable (See Guidance Notes) - ERC = UK mean of 1.00 | (BEAMS Note 2) The ERC for this item should be added to all other rateable items on the hereditament (except land). Therefore the total of the ERC of the other Building Items and the P&M ERC (where applicable) to enable the correct contract size adjustment to be made. ERC of Building Component + ERC of P&M = Total ERC to which contract size adjustment should be applied. The appropriate % adjustment should be made in accordance with the scale for contract size adjustment specified under section 6 of the RCG 2023 Guidance notes. The currency ERC rates are set at £4m (Four Million Pounds) @ 1st April 2021 (AVD) for the RCG 2023 Publication. | The data consists of a typical Industrial shell. Works include the Industrial shell as described and includes works up to 1m perimeter to the building (1m wide paving slabs & foul/storm drainage), The cost include 2 no. personnel doors and roller shutters are included at 1 door up to 1,000m2 , 2 roller doors over 1,000m2 (GIA), and 4 roller doors over 5,000m2. Costs are for the shell only and do not include for internal rooms such as offices or toilets which should be added for seperately. See Variations for assistance. | - | - | - | - | - | Cavity Wall construction to lower walls should be added by measuring wall area at an E/O rate of £102m2, single block walls are cost neutral. Additional roller shutter doors over and above the beacon specification at should be added at additonal cost of £ 232 each (4 x 4m) . Additional personnel doors over the assumed 2nr. - add £1,077 each. If no heating is present a deduction of £28m2 (GIA) should be made to the beacon cost. Internal offices (in Industrial complexes) should be added by reference to Cost Guide code series 42P04A -42P40V, Internal WC - 42P40W, amenity blocks - showers & toilets (New code TBC) & Canteens (New CodeTBC) | - | - | 10102 | 41P33K | m2 | - | 3 - INDUSTRIAL | David Grace | Jim Allen | 598.1483 | Option 1 | 741.5867 | 23.98% | 1095.695 | 786.6828 | 31.52% | 6.081% | 786.6828 | 31.52% | Price Book Data | P. Avo | VOA_GPN_GOV_UK\7243572 | 2021-07-08 | Low | - | Low | - | - | Updated indiced etc. 24/03/2021 - Copied to the latest DCS. | NA | SPONS A&B | 1.561 | (BEAMS Note 2) The ERC for this item should be added to all other rateable items on the hereditament (except land). Therefore the total of the ERC of the other Building Items and the P&M ERC (where applicable) to enable the correct contract size adjustment to be made. ERC of Building Component + ERC of P&M = Total ERC to which contract size adjustment should be applied. The appropriate % adjustment should be made in accordance with the scale for contract size adjustment specified under section 6 of the RCG 2021 Guidance notes. The currency ERC rates are set at £4m (Four Million Pounds) @ 1st April 2019 (AVD) for the RCG 2021 Publication. | - | - | 2 | TRUE
3171 | 41P72A | 5520 | 41P72A | Industrial Buildings | Insulated Buildings | Sheet Metal Cladding | 251 - 500m2 | Eaves Height - 3m | Building Area only; Site strip vegetation; Strip foundations; Column bases; Insulated Concrete GF slab with DPM and Mesh,150 thick up to 10,000m2, 200mm thick over 10,000m2 GIA; Steel Portal frame with bolts and baseplates; Coated galvanised trapezoidal roof sheets with insulation on steel purlins; Roof lights; valley gutters; matching fascia and soffit; Rainwater downpipes and gutters; trapezoidal insulated wall system cladding on cladding rails; External roller shutter doors and personnel doors; Single phase electrics, lighting and power; Gas fuelled hot air burners; Underslab storm drainage from internal downpipes on building area greater than 1,000m2; | Location Adjustment Applicable (See Guidance Notes) - ERC = UK mean of 1.00 | (BEAMS Note 2) The ERC for this item should be added to all other rateable items on the hereditament (except land). Therefore the total of the ERC of the other Building Items and the P&M ERC (where applicable) to enable the correct contract size adjustment to be made. ERC of Building Component + ERC of P&M = Total ERC to which contract size adjustment should be applied. The appropriate % adjustment should be made in accordance with the scale for contract size adjustment specified under section 6 of the RCG 2023 Guidance notes. The currency ERC rates are set at £4m (Four Million Pounds) @ 1st April 2021 (AVD) for the RCG 2023 Publication. | The data consists of a typical Industrial shell. Works include the Industrial shell as described and includes works up to 1m perimeter to the building (1m wide paving slabs & foul/storm drainage), The cost include 2 no. personnel doors and roller shutters are included at 1 door up to 1,000m2 , 2 roller doors over 1,000m2 (GIA), and 4 roller doors over 5,000m2. Costs are for the shell only and do not include for internal rooms such as offices or toilets which should be added for seperately. See Variations for assistance. | - | - | - | - | - | Cavity Wall construction to lower walls should be added by measuring wall area at an E/O rate of £102m2, single block walls are cost neutral. Additional roller shutter doors over and above the beacon specification at should be added at additonal cost of £ 232 each (4 x 4m) . Additional personnel doors over the assumed 2nr. - add £1,077 each. If no heating is present a deduction of £28m2 (GIA) should be made to the beacon cost. Internal offices (in Industrial complexes) should be added by reference to Cost Guide code series 42P04A -42P40V, Internal WC - 42P40W, amenity blocks - showers & toilets (New code TBC) & Canteens (New CodeTBC) | - | - | 10103 | 41R22A, 41P80A, 41P34A | m2 | - | 3 - INDUSTRIAL | David Grace | Jim Allen | 332.1338 | Option 1 | 411.7808 | 23.98% | 669.3908 | 480.6066 | 44.7% | 16.71% | 480.6066 | 44.7% | Price Book Data | P. Avo | VOA_GPN_GOV_UK\7243572 | 2021-07-08 | Low | - | Low | - | - | Updated indiced etc. 06/04/2021 - Copied to the latest DCS. | NA | SPONS A&B | 1.561 | (BEAMS Note 2) The ERC for this item should be added to all other rateable items on the hereditament (except land). Therefore the total of the ERC of the other Building Items and the P&M ERC (where applicable) to enable the correct contract size adjustment to be made. ERC of Building Component + ERC of P&M = Total ERC to which contract size adjustment should be applied. The appropriate % adjustment should be made in accordance with the scale for contract size adjustment specified under section 6 of the RCG 2021 Guidance notes. The currency ERC rates are set at £4m (Four Million Pounds) @ 1st April 2019 (AVD) for the RCG 2021 Publication. | - | - | 2 | TRUE
3172 | 41P72B | 5521 | 41P72B | Industrial Buildings | Insulated Buildings | Sheet Metal Cladding | 251 - 500m2 | Eaves Height - 3.5m | Building Area only; Site strip vegetation; Strip foundations; Column bases; Insulated Concrete GF slab with DPM and Mesh,150 thick up to 10,000m2, 200mm thick over 10,000m2 GIA; Steel Portal frame with bolts and baseplates; Coated galvanised trapezoidal roof sheets with insulation on steel purlins; Roof lights; valley gutters; matching fascia and soffit; Rainwater downpipes and gutters; trapezoidal insulated wall system cladding on cladding rails; External roller shutter doors and personnel doors; Single phase electrics, lighting and power; Gas fuelled hot air burners; Underslab storm drainage from internal downpipes on building area greater than 1,000m2; | Location Adjustment Applicable (See Guidance Notes) - ERC = UK mean of 1.00 | (BEAMS Note 2) The ERC for this item should be added to all other rateable items on the hereditament (except land). Therefore the total of the ERC of the other Building Items and the P&M ERC (where applicable) to enable the correct contract size adjustment to be made. ERC of Building Component + ERC of P&M = Total ERC to which contract size adjustment should be applied. The appropriate % adjustment should be made in accordance with the scale for contract size adjustment specified under section 6 of the RCG 2023 Guidance notes. The currency ERC rates are set at £4m (Four Million Pounds) @ 1st April 2021 (AVD) for the RCG 2023 Publication. | The data consists of a typical Industrial shell. Works include the Industrial shell as described and includes works up to 1m perimeter to the building (1m wide paving slabs & foul/storm drainage), The cost include 2 no. personnel doors and roller shutters are included at 1 door up to 1,000m2 , 2 roller doors over 1,000m2 (GIA), and 4 roller doors over 5,000m2. Costs are for the shell only and do not include for internal rooms such as offices or toilets which should be added for seperately. See Variations for assistance. | - | - | - | - | - | Cavity Wall construction to lower walls should be added by measuring wall area at an E/O rate of £102m2, single block walls are cost neutral. Additional roller shutter doors over and above the beacon specification at should be added at additonal cost of £ 232 each (4 x 4m) . Additional personnel doors over the assumed 2nr. - add £1,077 each. If no heating is present a deduction of £28m2 (GIA) should be made to the beacon cost. Internal offices (in Industrial complexes) should be added by reference to Cost Guide code series 42P04A -42P40V, Internal WC - 42P40W, amenity blocks - showers & toilets (New code TBC) & Canteens (New CodeTBC) | - | - | 10103 | 41R22B ,41P80B, 41P34C | m2 | - | 3 - INDUSTRIAL | David Grace | Jim Allen | 339.0532 | Option 1 | 420.3596 | 23.98% | 679.7003 | 488.0086 | 43.93% | 16.09% | 488.0086 | 43.93% | Price Book Data | P. Avo | VOA_GPN_GOV_UK\7243572 | 2021-07-08 | Low | - | Low | - | - | Updated indiced etc. 06/04/2021 - Copied to the latest DCS. | NA | SPONS A&B | 1.561 | (BEAMS Note 2) The ERC for this item should be added to all other rateable items on the hereditament (except land). Therefore the total of the ERC of the other Building Items and the P&M ERC (where applicable) to enable the correct contract size adjustment to be made. ERC of Building Component + ERC of P&M = Total ERC to which contract size adjustment should be applied. The appropriate % adjustment should be made in accordance with the scale for contract size adjustment specified under section 6 of the RCG 2021 Guidance notes. The currency ERC rates are set at £4m (Four Million Pounds) @ 1st April 2019 (AVD) for the RCG 2021 Publication. | - | - | 2 | TRUE
3173 | 41P72C | 5522 | 41P72C | Industrial Buildings | Insulated Buildings | Sheet Metal Cladding | 251 - 500m2 | Eaves Height - 4m | Building Area only; Site strip vegetation; Strip foundations; Column bases; Insulated Concrete GF slab with DPM and Mesh,150 thick up to 10,000m2, 200mm thick over 10,000m2 GIA; Steel Portal frame with bolts and baseplates; Coated galvanised trapezoidal roof sheets with insulation on steel purlins; Roof lights; valley gutters; matching fascia and soffit; Rainwater downpipes and gutters; trapezoidal insulated wall system cladding on cladding rails; External roller shutter doors and personnel doors; Single phase electrics, lighting and power; Gas fuelled hot air burners; Underslab storm drainage from internal downpipes on building area greater than 1,000m2; | Location Adjustment Applicable (See Guidance Notes) - ERC = UK mean of 1.00 | (BEAMS Note 2) The ERC for this item should be added to all other rateable items on the hereditament (except land). Therefore the total of the ERC of the other Building Items and the P&M ERC (where applicable) to enable the correct contract size adjustment to be made. ERC of Building Component + ERC of P&M = Total ERC to which contract size adjustment should be applied. The appropriate % adjustment should be made in accordance with the scale for contract size adjustment specified under section 6 of the RCG 2023 Guidance notes. The currency ERC rates are set at £4m (Four Million Pounds) @ 1st April 2021 (AVD) for the RCG 2023 Publication. | The data consists of a typical Industrial shell. Works include the Industrial shell as described and includes works up to 1m perimeter to the building (1m wide paving slabs & foul/storm drainage), The cost include 2 no. personnel doors and roller shutters are included at 1 door up to 1,000m2 , 2 roller doors over 1,000m2 (GIA), and 4 roller doors over 5,000m2. Costs are for the shell only and do not include for internal rooms such as offices or toilets which should be added for seperately. See Variations for assistance. | - | - | - | - | - | Cavity Wall construction to lower walls should be added by measuring wall area at an E/O rate of £102m2, single block walls are cost neutral. Additional roller shutter doors over and above the beacon specification at should be added at additonal cost of £ 232 each (4 x 4m) . Additional personnel doors over the assumed 2nr. - add £1,077 each. If no heating is present a deduction of £28m2 (GIA) should be made to the beacon cost. Internal offices (in Industrial complexes) should be added by reference to Cost Guide code series 42P04A -42P40V, Internal WC - 42P40W, amenity blocks - showers & toilets (New code TBC) & Canteens (New CodeTBC) | - | - | 10103 | 41R22C ,41P80C, 41P34E | m2 | - | 3 - INDUSTRIAL | David Grace | Jim Allen | 345.9727 | Option 1 | 428.9383 | 23.98% | 690.0098 | 495.4106 | 43.19% | 15.5% | 495.4106 | 43.19% | Price Book Data | P. Avo | VOA_GPN_GOV_UK\7243572 | 2021-07-08 | Low | - | Low | - | - | Updated indiced etc. 06/04/2021 - Copied to the latest DCS. | NA | SPONS A&B | 1.561 | (BEAMS Note 2) The ERC for this item should be added to all other rateable items on the hereditament (except land). Therefore the total of the ERC of the other Building Items and the P&M ERC (where applicable) to enable the correct contract size adjustment to be made. ERC of Building Component + ERC of P&M = Total ERC to which contract size adjustment should be applied. The appropriate % adjustment should be made in accordance with the scale for contract size adjustment specified under section 6 of the RCG 2021 Guidance notes. The currency ERC rates are set at £4m (Four Million Pounds) @ 1st April 2019 (AVD) for the RCG 2021 Publication. | - | - | 2 | TRUE
3174 | 41P72E | 5523 | 41P72E | Industrial Buildings | Insulated Buildings | Sheet Metal Cladding | 251 - 500m2 | Eaves Height - 4.5m | Building Area only; Site strip vegetation; Strip foundations; Column bases; Insulated Concrete GF slab with DPM and Mesh,150 thick up to 10,000m2, 200mm thick over 10,000m2 GIA; Steel Portal frame with bolts and baseplates; Coated galvanised trapezoidal roof sheets with insulation on steel purlins; Roof lights; valley gutters; matching fascia and soffit; Rainwater downpipes and gutters; trapezoidal insulated wall system cladding on cladding rails; External roller shutter doors and personnel doors; Single phase electrics, lighting and power; Gas fuelled hot air burners; Underslab storm drainage from internal downpipes on building area greater than 1,000m2; | Location Adjustment Applicable (See Guidance Notes) - ERC = UK mean of 1.00 | (BEAMS Note 2) The ERC for this item should be added to all other rateable items on the hereditament (except land). Therefore the total of the ERC of the other Building Items and the P&M ERC (where applicable) to enable the correct contract size adjustment to be made. ERC of Building Component + ERC of P&M = Total ERC to which contract size adjustment should be applied. The appropriate % adjustment should be made in accordance with the scale for contract size adjustment specified under section 6 of the RCG 2023 Guidance notes. The currency ERC rates are set at £4m (Four Million Pounds) @ 1st April 2021 (AVD) for the RCG 2023 Publication. | The data consists of a typical Industrial shell. Works include the Industrial shell as described and includes works up to 1m perimeter to the building (1m wide paving slabs & foul/storm drainage), The cost include 2 no. personnel doors and roller shutters are included at 1 door up to 1,000m2 , 2 roller doors over 1,000m2 (GIA), and 4 roller doors over 5,000m2. Costs are for the shell only and do not include for internal rooms such as offices or toilets which should be added for seperately. See Variations for assistance. | - | - | - | - | - | Cavity Wall construction to lower walls should be added by measuring wall area at an E/O rate of £102m2, single block walls are cost neutral. Additional roller shutter doors over and above the beacon specification at should be added at additonal cost of £ 232 each (4 x 4m) . Additional personnel doors over the assumed 2nr. - add £1,077 each. If no heating is present a deduction of £28m2 (GIA) should be made to the beacon cost. Internal offices (in Industrial complexes) should be added by reference to Cost Guide code series 42P04A -42P40V, Internal WC - 42P40W, amenity blocks - showers & toilets (New code TBC) & Canteens (New CodeTBC) | - | - | 10103 | 41R22E, 41P80E ,41P34G | m2 | - | 3 - INDUSTRIAL | David Grace | Jim Allen | 352.1233 | Option 1 | 436.5639 | 23.98% | 700.3193 | 502.8125 | 42.79% | 15.18% | 502.8125 | 42.79% | Price Book Data | P. Avo | VOA_GPN_GOV_UK\7243572 | 2021-07-08 | Low | - | Low | - | - | Updated indiced etc. 06/04/2021 - Copied to the latest DCS. | NA | SPONS A&B | 1.561 | (BEAMS Note 2) The ERC for this item should be added to all other rateable items on the hereditament (except land). Therefore the total of the ERC of the other Building Items and the P&M ERC (where applicable) to enable the correct contract size adjustment to be made. ERC of Building Component + ERC of P&M = Total ERC to which contract size adjustment should be applied. The appropriate % adjustment should be made in accordance with the scale for contract size adjustment specified under section 6 of the RCG 2021 Guidance notes. The currency ERC rates are set at £4m (Four Million Pounds) @ 1st April 2019 (AVD) for the RCG 2021 Publication. | - | - | 2 | TRUE
3175 | 41P72F | 5524 | 41P72F | Industrial Buildings | Insulated Buildings | Sheet Metal Cladding | 251 - 500m2 | Eaves Height - 5m | Building Area only; Site strip vegetation; Strip foundations; Column bases; Insulated Concrete GF slab with DPM and Mesh,150 thick up to 10,000m2, 200mm thick over 10,000m2 GIA; Steel Portal frame with bolts and baseplates; Coated galvanised trapezoidal roof sheets with insulation on steel purlins; Roof lights; valley gutters; matching fascia and soffit; Rainwater downpipes and gutters; trapezoidal insulated wall system cladding on cladding rails; External roller shutter doors and personnel doors; Single phase electrics, lighting and power; Gas fuelled hot air burners; Underslab storm drainage from internal downpipes on building area greater than 1,000m2; | Location Adjustment Applicable (See Guidance Notes) - ERC = UK mean of 1.00 | (BEAMS Note 2) The ERC for this item should be added to all other rateable items on the hereditament (except land). Therefore the total of the ERC of the other Building Items and the P&M ERC (where applicable) to enable the correct contract size adjustment to be made. ERC of Building Component + ERC of P&M = Total ERC to which contract size adjustment should be applied. The appropriate % adjustment should be made in accordance with the scale for contract size adjustment specified under section 6 of the RCG 2023 Guidance notes. The currency ERC rates are set at £4m (Four Million Pounds) @ 1st April 2021 (AVD) for the RCG 2023 Publication. | The data consists of a typical Industrial shell. Works include the Industrial shell as described and includes works up to 1m perimeter to the building (1m wide paving slabs & foul/storm drainage), The cost include 2 no. personnel doors and roller shutters are included at 1 door up to 1,000m2 , 2 roller doors over 1,000m2 (GIA), and 4 roller doors over 5,000m2. Costs are for the shell only and do not include for internal rooms such as offices or toilets which should be added for seperately. See Variations for assistance. | - | - | - | - | - | Cavity Wall construction to lower walls should be added by measuring wall area at an E/O rate of £102m2, single block walls are cost neutral. Additional roller shutter doors over and above the beacon specification at should be added at additonal cost of £ 232 each (4 x 4m) . Additional personnel doors over the assumed 2nr. - add £1,077 each. If no heating is present a deduction of £28m2 (GIA) should be made to the beacon cost. Internal offices (in Industrial complexes) should be added by reference to Cost Guide code series 42P04A -42P40V, Internal WC - 42P40W, amenity blocks - showers & toilets (New code TBC) & Canteens (New CodeTBC) | - | - | 10103 | 41R22F ,41P80F,41P34I | m2 | - | 3 - INDUSTRIAL | David Grace | Jim Allen | 359.0427 | Option 1 | 445.1427 | 23.98% | 710.6288 | 510.2145 | 42.1% | 14.62% | 510.2145 | 42.1% | Price Book Data | P. Avo | VOA_GPN_GOV_UK\7243572 | 2021-07-08 | Low | - | Low | - | - | Updated indiced etc. 06/04/2021 - Copied to the latest DCS. | NA | SPONS A&B | 1.561 | (BEAMS Note 2) The ERC for this item should be added to all other rateable items on the hereditament (except land). Therefore the total of the ERC of the other Building Items and the P&M ERC (where applicable) to enable the correct contract size adjustment to be made. ERC of Building Component + ERC of P&M = Total ERC to which contract size adjustment should be applied. The appropriate % adjustment should be made in accordance with the scale for contract size adjustment specified under section 6 of the RCG 2021 Guidance notes. The currency ERC rates are set at £4m (Four Million Pounds) @ 1st April 2019 (AVD) for the RCG 2021 Publication. | - | - | 2 | TRUE
3176 | 41P72G | 5525 | 41P72G | Industrial Buildings | Insulated Buildings | Sheet Metal Cladding | 251 - 500m2 | Eaves Height - 5.5m | Building Area only; Site strip vegetation; Strip foundations; Column bases; Insulated Concrete GF slab with DPM and Mesh,150 thick up to 10,000m2, 200mm thick over 10,000m2 GIA; Steel Portal frame with bolts and baseplates; Coated galvanised trapezoidal roof sheets with insulation on steel purlins; Roof lights; valley gutters; matching fascia and soffit; Rainwater downpipes and gutters; trapezoidal insulated wall system cladding on cladding rails; External roller shutter doors and personnel doors; Single phase electrics, lighting and power; Gas fuelled hot air burners; Underslab storm drainage from internal downpipes on building area greater than 1,000m2; | Location Adjustment Applicable (See Guidance Notes) - ERC = UK mean of 1.00 | (BEAMS Note 2) The ERC for this item should be added to all other rateable items on the hereditament (except land). Therefore the total of the ERC of the other Building Items and the P&M ERC (where applicable) to enable the correct contract size adjustment to be made. ERC of Building Component + ERC of P&M = Total ERC to which contract size adjustment should be applied. The appropriate % adjustment should be made in accordance with the scale for contract size adjustment specified under section 6 of the RCG 2023 Guidance notes. The currency ERC rates are set at £4m (Four Million Pounds) @ 1st April 2021 (AVD) for the RCG 2023 Publication. | The data consists of a typical Industrial shell. Works include the Industrial shell as described and includes works up to 1m perimeter to the building (1m wide paving slabs & foul/storm drainage), The cost include 2 no. personnel doors and roller shutters are included at 1 door up to 1,000m2 , 2 roller doors over 1,000m2 (GIA), and 4 roller doors over 5,000m2. Costs are for the shell only and do not include for internal rooms such as offices or toilets which should be added for seperately. See Variations for assistance. | - | - | - | - | - | Cavity Wall construction to lower walls should be added by measuring wall area at an E/O rate of £102m2, single block walls are cost neutral. Additional roller shutter doors over and above the beacon specification at should be added at additonal cost of £ 232 each (4 x 4m) . Additional personnel doors over the assumed 2nr. - add £1,077 each. If no heating is present a deduction of £28m2 (GIA) should be made to the beacon cost. Internal offices (in Industrial complexes) should be added by reference to Cost Guide code series 42P04A -42P40V, Internal WC - 42P40W, amenity blocks - showers & toilets (New code TBC) & Canteens (New CodeTBC) | - | - | 10103 | 41R22G, 41P80G, 41P34K | m2 | - | 3 - INDUSTRIAL | David Grace | Jim Allen | 379.0323 | Option 1 | 469.9258 | 23.98% | 720.9383 | 517.6165 | 36.56% | 10.15% | 517.6165 | 36.56% | Price Book Data | P. Avo | VOA_GPN_GOV_UK\7243572 | 2021-07-08 | Low | - | Low | - | - | Updated indiced etc. 06/04/2021 - Copied to the latest DCS. | NA | SPONS A&B | 1.561 | (BEAMS Note 2) The ERC for this item should be added to all other rateable items on the hereditament (except land). Therefore the total of the ERC of the other Building Items and the P&M ERC (where applicable) to enable the correct contract size adjustment to be made. ERC of Building Component + ERC of P&M = Total ERC to which contract size adjustment should be applied. The appropriate % adjustment should be made in accordance with the scale for contract size adjustment specified under section 6 of the RCG 2021 Guidance notes. The currency ERC rates are set at £4m (Four Million Pounds) @ 1st April 2019 (AVD) for the RCG 2021 Publication. | - | - | 2 | TRUE
3177 | 41P72H | 5530 | 41P72H | Industrial Buildings | Insulated Buildings | Sheet Metal Cladding | 251 - 500m2 | Eaves Height - 6m | Building Area only; Site strip vegetation; Strip foundations; Column bases; Insulated Concrete GF slab with DPM and Mesh,150 thick up to 10,000m2, 200mm thick over 10,000m2 GIA; Steel Portal frame with bolts and baseplates; Coated galvanised trapezoidal roof sheets with insulation on steel purlins; Roof lights; valley gutters; matching fascia and soffit; Rainwater downpipes and gutters; trapezoidal insulated wall system cladding on cladding rails; External roller shutter doors and personnel doors; Single phase electrics, lighting and power; Gas fuelled hot air burners; Underslab storm drainage from internal downpipes on building area greater than 1,000m2; | Location Adjustment Applicable (See Guidance Notes) - ERC = UK mean of 1.00 | (BEAMS Note 2) The ERC for this item should be added to all other rateable items on the hereditament (except land). Therefore the total of the ERC of the other Building Items and the P&M ERC (where applicable) to enable the correct contract size adjustment to be made. ERC of Building Component + ERC of P&M = Total ERC to which contract size adjustment should be applied. The appropriate % adjustment should be made in accordance with the scale for contract size adjustment specified under section 6 of the RCG 2023 Guidance notes. The currency ERC rates are set at £4m (Four Million Pounds) @ 1st April 2021 (AVD) for the RCG 2023 Publication. | The data consists of a typical Industrial shell. Works include the Industrial shell as described and includes works up to 1m perimeter to the building (1m wide paving slabs & foul/storm drainage), The cost include 2 no. personnel doors and roller shutters are included at 1 door up to 1,000m2 , 2 roller doors over 1,000m2 (GIA), and 4 roller doors over 5,000m2. Costs are for the shell only and do not include for internal rooms such as offices or toilets which should be added for seperately. See Variations for assistance. | - | - | - | - | - | Cavity Wall construction to lower walls should be added by measuring wall area at an E/O rate of £102m2, single block walls are cost neutral. Additional roller shutter doors over and above the beacon specification at should be added at additonal cost of £ 232 each (4 x 4m) . Additional personnel doors over the assumed 2nr. - add £1,077 each. If no heating is present a deduction of £28m2 (GIA) should be made to the beacon cost. Internal offices (in Industrial complexes) should be added by reference to Cost Guide code series 42P04A -42P40V, Internal WC - 42P40W, amenity blocks - showers & toilets (New code TBC) & Canteens (New CodeTBC) | - | - | 10103 | 41R22H, 41P80H, 41P34M | m2 | - | 3 - INDUSTRIAL | David Grace | Jim Allen | 386.7206 | Option 1 | 479.4577 | 23.98% | 731.2478 | 525.0184 | 35.76% | 9.503% | 525.0184 | 35.76% | Price Book Data | P. Avo | VOA_GPN_GOV_UK\7243572 | 2021-07-08 | Low | - | Low | - | - | Updated indiced etc. 06/04/2021 - Copied to the latest DCS. | NA | SPONS A&B | 1.561 | (BEAMS Note 2) The ERC for this item should be added to all other rateable items on the hereditament (except land). Therefore the total of the ERC of the other Building Items and the P&M ERC (where applicable) to enable the correct contract size adjustment to be made. ERC of Building Component + ERC of P&M = Total ERC to which contract size adjustment should be applied. The appropriate % adjustment should be made in accordance with the scale for contract size adjustment specified under section 6 of the RCG 2021 Guidance notes. The currency ERC rates are set at £4m (Four Million Pounds) @ 1st April 2019 (AVD) for the RCG 2021 Publication. | - | - | 2 | TRUE
3178 | 41P72J | 5531 | 41P72J | Industrial Buildings | Insulated Buildings | Sheet Metal Cladding | 251 - 500m2 | Eaves Height - 6.5m | Building Area only; Site strip vegetation; Strip foundations; Column bases; Insulated Concrete GF slab with DPM and Mesh,150 thick up to 10,000m2, 200mm thick over 10,000m2 GIA; Steel Portal frame with bolts and baseplates; Coated galvanised trapezoidal roof sheets with insulation on steel purlins; Roof lights; valley gutters; matching fascia and soffit; Rainwater downpipes and gutters; trapezoidal insulated wall system cladding on cladding rails; External roller shutter doors and personnel doors; Single phase electrics, lighting and power; Gas fuelled hot air burners; Underslab storm drainage from internal downpipes on building area greater than 1,000m2; | Location Adjustment Applicable (See Guidance Notes) - ERC = UK mean of 1.00 | (BEAMS Note 2) The ERC for this item should be added to all other rateable items on the hereditament (except land). Therefore the total of the ERC of the other Building Items and the P&M ERC (where applicable) to enable the correct contract size adjustment to be made. ERC of Building Component + ERC of P&M = Total ERC to which contract size adjustment should be applied. The appropriate % adjustment should be made in accordance with the scale for contract size adjustment specified under section 6 of the RCG 2023 Guidance notes. The currency ERC rates are set at £4m (Four Million Pounds) @ 1st April 2021 (AVD) for the RCG 2023 Publication. | The data consists of a typical Industrial shell. Works include the Industrial shell as described and includes works up to 1m perimeter to the building (1m wide paving slabs & foul/storm drainage), The cost include 2 no. personnel doors and roller shutters are included at 1 door up to 1,000m2 , 2 roller doors over 1,000m2 (GIA), and 4 roller doors over 5,000m2. Costs are for the shell only and do not include for internal rooms such as offices or toilets which should be added for seperately. See Variations for assistance. | - | - | - | - | - | Cavity Wall construction to lower walls should be added by measuring wall area at an E/O rate of £102m2, single block walls are cost neutral. Additional roller shutter doors over and above the beacon specification at should be added at additonal cost of £ 232 each (4 x 4m) . Additional personnel doors over the assumed 2nr. - add £1,077 each. If no heating is present a deduction of £28m2 (GIA) should be made to the beacon cost. Internal offices (in Industrial complexes) should be added by reference to Cost Guide code series 42P04A -42P40V, Internal WC - 42P40W, amenity blocks - showers & toilets (New code TBC) & Canteens (New CodeTBC) | - | - | 10103 | 41R22J, 41P80J, 41P34P | m2 | - | 3 - INDUSTRIAL | David Grace | Jim Allen | 394.4088 | Option 1 | 488.9897 | 23.98% | 741.5573 | 532.4204 | 34.99% | 8.882% | 532.4204 | 34.99% | Price Book Data | P. Avo | VOA_GPN_GOV_UK\7243572 | 2021-07-08 | Low | - | Low | - | - | Updated indiced etc. 06/04/2021 - Copied to the latest DCS. | NA | SPONS A&B | 1.561 | (BEAMS Note 2) The ERC for this item should be added to all other rateable items on the hereditament (except land). Therefore the total of the ERC of the other Building Items and the P&M ERC (where applicable) to enable the correct contract size adjustment to be made. ERC of Building Component + ERC of P&M = Total ERC to which contract size adjustment should be applied. The appropriate % adjustment should be made in accordance with the scale for contract size adjustment specified under section 6 of the RCG 2021 Guidance notes. The currency ERC rates are set at £4m (Four Million Pounds) @ 1st April 2019 (AVD) for the RCG 2021 Publication. | - | - | 2 | TRUE
3179 | 41P72L | 5532 | 41P72L | Industrial Buildings | Insulated Buildings | Sheet Metal Cladding | 251 - 500m2 | Eaves Height - 7m | Building Area only; Site strip vegetation; Strip foundations; Column bases; Insulated Concrete GF slab with DPM and Mesh,150 thick up to 10,000m2, 200mm thick over 10,000m2 GIA; Steel Portal frame with bolts and baseplates; Coated galvanised trapezoidal roof sheets with insulation on steel purlins; Roof lights; valley gutters; matching fascia and soffit; Rainwater downpipes and gutters; trapezoidal insulated wall system cladding on cladding rails; External roller shutter doors and personnel doors; Single phase electrics, lighting and power; Gas fuelled hot air burners; Underslab storm drainage from internal downpipes on building area greater than 1,000m2; | Location Adjustment Applicable (See Guidance Notes) - ERC = UK mean of 1.00 | (BEAMS Note 2) The ERC for this item should be added to all other rateable items on the hereditament (except land). Therefore the total of the ERC of the other Building Items and the P&M ERC (where applicable) to enable the correct contract size adjustment to be made. ERC of Building Component + ERC of P&M = Total ERC to which contract size adjustment should be applied. The appropriate % adjustment should be made in accordance with the scale for contract size adjustment specified under section 6 of the RCG 2023 Guidance notes. The currency ERC rates are set at £4m (Four Million Pounds) @ 1st April 2021 (AVD) for the RCG 2023 Publication. | The data consists of a typical Industrial shell. Works include the Industrial shell as described and includes works up to 1m perimeter to the building (1m wide paving slabs & foul/storm drainage), The cost include 2 no. personnel doors and roller shutters are included at 1 door up to 1,000m2 , 2 roller doors over 1,000m2 (GIA), and 4 roller doors over 5,000m2. Costs are for the shell only and do not include for internal rooms such as offices or toilets which should be added for seperately. See Variations for assistance. | - | - | - | - | - | Cavity Wall construction to lower walls should be added by measuring wall area at an E/O rate of £102m2, single block walls are cost neutral. Additional roller shutter doors over and above the beacon specification at should be added at additonal cost of £ 232 each (4 x 4m) . Additional personnel doors over the assumed 2nr. - add £1,077 each. If no heating is present a deduction of £28m2 (GIA) should be made to the beacon cost. Internal offices (in Industrial complexes) should be added by reference to Cost Guide code series 42P04A -42P40V, Internal WC - 42P40W, amenity blocks - showers & toilets (New code TBC) & Canteens (New CodeTBC) | - | - | 10103 | 41R22L, 41P80L, 41P34R | m2 | - | 3 - INDUSTRIAL | David Grace | Jim Allen | 402.0971 | Option 1 | 498.5217 | 23.98% | 751.8668 | 539.8224 | 34.25% | 8.285% | 539.8224 | 34.25% | Price Book Data | P. Avo | VOA_GPN_GOV_UK\7243572 | 2021-07-08 | Low | - | Low | - | - | Updated indiced etc. 06/04/2021 - Copied to the latest DCS. | NA | SPONS A&B | 1.561 | (BEAMS Note 2) The ERC for this item should be added to all other rateable items on the hereditament (except land). Therefore the total of the ERC of the other Building Items and the P&M ERC (where applicable) to enable the correct contract size adjustment to be made. ERC of Building Component + ERC of P&M = Total ERC to which contract size adjustment should be applied. The appropriate % adjustment should be made in accordance with the scale for contract size adjustment specified under section 6 of the RCG 2021 Guidance notes. The currency ERC rates are set at £4m (Four Million Pounds) @ 1st April 2019 (AVD) for the RCG 2021 Publication. | - | - | 2 | TRUE
3180 | 41P72M | 5533 | 41P72M | Industrial Buildings | Insulated Buildings | Sheet Metal Cladding | 251 - 500m2 | Eaves Height - 7.5m | Building Area only; Site strip vegetation; Strip foundations; Column bases; Insulated Concrete GF slab with DPM and Mesh,150 thick up to 10,000m2, 200mm thick over 10,000m2 GIA; Steel Portal frame with bolts and baseplates; Coated galvanised trapezoidal roof sheets with insulation on steel purlins; Roof lights; valley gutters; matching fascia and soffit; Rainwater downpipes and gutters; trapezoidal insulated wall system cladding on cladding rails; External roller shutter doors and personnel doors; Single phase electrics, lighting and power; Gas fuelled hot air burners; Underslab storm drainage from internal downpipes on building area greater than 1,000m2; | Location Adjustment Applicable (See Guidance Notes) - ERC = UK mean of 1.00 | (BEAMS Note 2) The ERC for this item should be added to all other rateable items on the hereditament (except land). Therefore the total of the ERC of the other Building Items and the P&M ERC (where applicable) to enable the correct contract size adjustment to be made. ERC of Building Component + ERC of P&M = Total ERC to which contract size adjustment should be applied. The appropriate % adjustment should be made in accordance with the scale for contract size adjustment specified under section 6 of the RCG 2023 Guidance notes. The currency ERC rates are set at £4m (Four Million Pounds) @ 1st April 2021 (AVD) for the RCG 2023 Publication. | The data consists of a typical Industrial shell. Works include the Industrial shell as described and includes works up to 1m perimeter to the building (1m wide paving slabs & foul/storm drainage), The cost include 2 no. personnel doors and roller shutters are included at 1 door up to 1,000m2 , 2 roller doors over 1,000m2 (GIA), and 4 roller doors over 5,000m2. Costs are for the shell only and do not include for internal rooms such as offices or toilets which should be added for seperately. See Variations for assistance. | - | - | - | - | - | Cavity Wall construction to lower walls should be added by measuring wall area at an E/O rate of £102m2, single block walls are cost neutral. Additional roller shutter doors over and above the beacon specification at should be added at additonal cost of £ 232 each (4 x 4m) . Additional personnel doors over the assumed 2nr. - add £1,077 each. If no heating is present a deduction of £28m2 (GIA) should be made to the beacon cost. Internal offices (in Industrial complexes) should be added by reference to Cost Guide code series 42P04A -42P40V, Internal WC - 42P40W, amenity blocks - showers & toilets (New code TBC) & Canteens (New CodeTBC) | - | - | 10103 | 41R22M, 41P80M, 41P34T | m2 | - | 3 - INDUSTRIAL | David Grace | Jim Allen | 409.7854 | Option 1 | 508.0536 | 23.98% | 762.1763 | 547.2244 | 33.54% | 7.71% | 547.2244 | 33.54% | Price Book Data | P. Avo | VOA_GPN_GOV_UK\7243572 | 2021-07-08 | Low | - | Low | - | - | Updated indiced etc. 06/04/2021 - Copied to the latest DCS. | NA | SPONS A&B | 1.561 | (BEAMS Note 2) The ERC for this item should be added to all other rateable items on the hereditament (except land). Therefore the total of the ERC of the other Building Items and the P&M ERC (where applicable) to enable the correct contract size adjustment to be made. ERC of Building Component + ERC of P&M = Total ERC to which contract size adjustment should be applied. The appropriate % adjustment should be made in accordance with the scale for contract size adjustment specified under section 6 of the RCG 2021 Guidance notes. The currency ERC rates are set at £4m (Four Million Pounds) @ 1st April 2019 (AVD) for the RCG 2021 Publication. | - | - | 2 | TRUE
3181 | 41P72P | 5534 | 41P72P | Industrial Buildings | Insulated Buildings | Sheet Metal Cladding | 251 - 500m2 | Eaves Height - 8m | Building Area only; Site strip vegetation; Strip foundations; Column bases; Insulated Concrete GF slab with DPM and Mesh,150 thick up to 10,000m2, 200mm thick over 10,000m2 GIA; Steel Portal frame with bolts and baseplates; Coated galvanised trapezoidal roof sheets with insulation on steel purlins; Roof lights; valley gutters; matching fascia and soffit; Rainwater downpipes and gutters; trapezoidal insulated wall system cladding on cladding rails; External roller shutter doors and personnel doors; Single phase electrics, lighting and power; Gas fuelled hot air burners; Underslab storm drainage from internal downpipes on building area greater than 1,000m2; | Location Adjustment Applicable (See Guidance Notes) - ERC = UK mean of 1.00 | (BEAMS Note 2) The ERC for this item should be added to all other rateable items on the hereditament (except land). Therefore the total of the ERC of the other Building Items and the P&M ERC (where applicable) to enable the correct contract size adjustment to be made. ERC of Building Component + ERC of P&M = Total ERC to which contract size adjustment should be applied. The appropriate % adjustment should be made in accordance with the scale for contract size adjustment specified under section 6 of the RCG 2023 Guidance notes. The currency ERC rates are set at £4m (Four Million Pounds) @ 1st April 2021 (AVD) for the RCG 2023 Publication. | The data consists of a typical Industrial shell. Works include the Industrial shell as described and includes works up to 1m perimeter to the building (1m wide paving slabs & foul/storm drainage), The cost include 2 no. personnel doors and roller shutters are included at 1 door up to 1,000m2 , 2 roller doors over 1,000m2 (GIA), and 4 roller doors over 5,000m2. Costs are for the shell only and do not include for internal rooms such as offices or toilets which should be added for seperately. See Variations for assistance. | - | - | - | - | - | Cavity Wall construction to lower walls should be added by measuring wall area at an E/O rate of £102m2, single block walls are cost neutral. Additional roller shutter doors over and above the beacon specification at should be added at additonal cost of £ 232 each (4 x 4m) . Additional personnel doors over the assumed 2nr. - add £1,077 each. If no heating is present a deduction of £28m2 (GIA) should be made to the beacon cost. Internal offices (in Industrial complexes) should be added by reference to Cost Guide code series 42P04A -42P40V, Internal WC - 42P40W, amenity blocks - showers & toilets (New code TBC) & Canteens (New CodeTBC) | - | - | 10103 | 41R22P, 41P80P, 41P35A | m2 | - | 3 - INDUSTRIAL | David Grace | Jim Allen | 441.3074 | Option 1 | 547.1347 | 23.98% | 772.4858 | 554.6263 | 25.68% | 1.369% | 554.6263 | 25.68% | Price Book Data | P. Avo | VOA_GPN_GOV_UK\7243572 | 2021-07-08 | Low | - | Low | - | - | Updated indiced etc. 06/04/2021 - Copied to the latest DCS. | NA | SPONS A&B | 1.561 | (BEAMS Note 2) The ERC for this item should be added to all other rateable items on the hereditament (except land). Therefore the total of the ERC of the other Building Items and the P&M ERC (where applicable) to enable the correct contract size adjustment to be made. ERC of Building Component + ERC of P&M = Total ERC to which contract size adjustment should be applied. The appropriate % adjustment should be made in accordance with the scale for contract size adjustment specified under section 6 of the RCG 2021 Guidance notes. The currency ERC rates are set at £4m (Four Million Pounds) @ 1st April 2019 (AVD) for the RCG 2021 Publication. | - | - | 2 | TRUE
3182 | 41P72T | 5535 | 41P72T | Industrial Buildings | Insulated Buildings | Sheet Metal Cladding | 251 - 500m2 | Eaves Height - 8.5m | Building Area only; Site strip vegetation; Strip foundations; Column bases; Insulated Concrete GF slab with DPM and Mesh,150 thick up to 10,000m2, 200mm thick over 10,000m2 GIA; Steel Portal frame with bolts and baseplates; Coated galvanised trapezoidal roof sheets with insulation on steel purlins; Roof lights; valley gutters; matching fascia and soffit; Rainwater downpipes and gutters; trapezoidal insulated wall system cladding on cladding rails; External roller shutter doors and personnel doors; Single phase electrics, lighting and power; Gas fuelled hot air burners; Underslab storm drainage from internal downpipes on building area greater than 1,000m2; | Location Adjustment Applicable (See Guidance Notes) - ERC = UK mean of 1.00 | (BEAMS Note 2) The ERC for this item should be added to all other rateable items on the hereditament (except land). Therefore the total of the ERC of the other Building Items and the P&M ERC (where applicable) to enable the correct contract size adjustment to be made. ERC of Building Component + ERC of P&M = Total ERC to which contract size adjustment should be applied. The appropriate % adjustment should be made in accordance with the scale for contract size adjustment specified under section 6 of the RCG 2023 Guidance notes. The currency ERC rates are set at £4m (Four Million Pounds) @ 1st April 2021 (AVD) for the RCG 2023 Publication. | The data consists of a typical Industrial shell. Works include the Industrial shell as described and includes works up to 1m perimeter to the building (1m wide paving slabs & foul/storm drainage), The cost include 2 no. personnel doors and roller shutters are included at 1 door up to 1,000m2 , 2 roller doors over 1,000m2 (GIA), and 4 roller doors over 5,000m2. Costs are for the shell only and do not include for internal rooms such as offices or toilets which should be added for seperately. See Variations for assistance. | - | - | - | - | - | Cavity Wall construction to lower walls should be added by measuring wall area at an E/O rate of £102m2, single block walls are cost neutral. Additional roller shutter doors over and above the beacon specification at should be added at additonal cost of £ 232 each (4 x 4m) . Additional personnel doors over the assumed 2nr. - add £1,077 each. If no heating is present a deduction of £28m2 (GIA) should be made to the beacon cost. Internal offices (in Industrial complexes) should be added by reference to Cost Guide code series 42P04A -42P40V, Internal WC - 42P40W, amenity blocks - showers & toilets (New code TBC) & Canteens (New CodeTBC) | - | - | 10103 | 41R22T, 41P80T, 41P35C | m2 | - | 3 - INDUSTRIAL | David Grace | Jim Allen | 449.7645 | Option 1 | 557.6198 | 23.98% | 782.7953 | 562.0283 | 24.96% | 0.7906% | 562.0283 | 24.96% | Price Book Data | P. Avo | VOA_GPN_GOV_UK\7243572 | 2021-07-08 | Low | - | Low | - | - | Updated indiced etc. 06/04/2021 - Copied to the latest DCS. | NA | SPONS A&B | 1.561 | (BEAMS Note 2) The ERC for this item should be added to all other rateable items on the hereditament (except land). Therefore the total of the ERC of the other Building Items and the P&M ERC (where applicable) to enable the correct contract size adjustment to be made. ERC of Building Component + ERC of P&M = Total ERC to which contract size adjustment should be applied. The appropriate % adjustment should be made in accordance with the scale for contract size adjustment specified under section 6 of the RCG 2021 Guidance notes. The currency ERC rates are set at £4m (Four Million Pounds) @ 1st April 2019 (AVD) for the RCG 2021 Publication. | - | - | 2 | TRUE
3183 | 41P73A | 5549 | 41P73A | Industrial Buildings | Insulated Buildings | Sheet Metal Cladding | 251 - 500m2 | Eaves Height - 9m | Building Area only; Site strip vegetation; Strip foundations; Column bases; Insulated Concrete GF slab with DPM and Mesh,150 thick up to 10,000m2, 200mm thick over 10,000m2 GIA; Steel Portal frame with bolts and baseplates; Coated galvanised trapezoidal roof sheets with insulation on steel purlins; Roof lights; valley gutters; matching fascia and soffit; Rainwater downpipes and gutters; trapezoidal insulated wall system cladding on cladding rails; External roller shutter doors and personnel doors; Single phase electrics, lighting and power; Gas fuelled hot air burners; Underslab storm drainage from internal downpipes on building area greater than 1,000m2; | Location Adjustment Applicable (See Guidance Notes) - ERC = UK mean of 1.00 | (BEAMS Note 2) The ERC for this item should be added to all other rateable items on the hereditament (except land). Therefore the total of the ERC of the other Building Items and the P&M ERC (where applicable) to enable the correct contract size adjustment to be made. ERC of Building Component + ERC of P&M = Total ERC to which contract size adjustment should be applied. The appropriate % adjustment should be made in accordance with the scale for contract size adjustment specified under section 6 of the RCG 2023 Guidance notes. The currency ERC rates are set at £4m (Four Million Pounds) @ 1st April 2021 (AVD) for the RCG 2023 Publication. | The data consists of a typical Industrial shell. Works include the Industrial shell as described and includes works up to 1m perimeter to the building (1m wide paving slabs & foul/storm drainage), The cost include 2 no. personnel doors and roller shutters are included at 1 door up to 1,000m2 , 2 roller doors over 1,000m2 (GIA), and 4 roller doors over 5,000m2. Costs are for the shell only and do not include for internal rooms such as offices or toilets which should be added for seperately. See Variations for assistance. | - | - | - | - | - | Cavity Wall construction to lower walls should be added by measuring wall area at an E/O rate of £102m2, single block walls are cost neutral. Additional roller shutter doors over and above the beacon specification at should be added at additonal cost of £ 232 each (4 x 4m) . Additional personnel doors over the assumed 2nr. - add £1,077 each. If no heating is present a deduction of £28m2 (GIA) should be made to the beacon cost. Internal offices (in Industrial complexes) should be added by reference to Cost Guide code series 42P04A -42P40V, Internal WC - 42P40W, amenity blocks - showers & toilets (New code TBC) & Canteens (New CodeTBC) | - | - | 10103 | 41R22V, 41P80V, 41P35V | m2 | - | 3 - INDUSTRIAL | David Grace | Jim Allen | 458.2216 | Option 1 | 568.105 | 23.98% | 793.1048 | 569.4303 | 24.27% | 0.2333% | 569.4303 | 24.27% | Price Book Data | P. Avo | VOA_GPN_GOV_UK\7243572 | 2021-07-08 | Low | - | Low | - | - | Updated indiced etc. 06/04/2021 - Copied to the latest DCS. | NA | SPONS A&B | 1.561 | (BEAMS Note 2) The ERC for this item should be added to all other rateable items on the hereditament (except land). Therefore the total of the ERC of the other Building Items and the P&M ERC (where applicable) to enable the correct contract size adjustment to be made. ERC of Building Component + ERC of P&M = Total ERC to which contract size adjustment should be applied. The appropriate % adjustment should be made in accordance with the scale for contract size adjustment specified under section 6 of the RCG 2021 Guidance notes. The currency ERC rates are set at £4m (Four Million Pounds) @ 1st April 2019 (AVD) for the RCG 2021 Publication. | - | - | 2 | TRUE
3184 | 41P73E | 5550 | 41P73E | Industrial Buildings | Insulated Buildings | Sheet Metal Cladding | 251 - 500m2 | Eaves Height - 9.5m | Building Area only; Site strip vegetation; Strip foundations; Column bases; Insulated Concrete GF slab with DPM and Mesh,150 thick up to 10,000m2, 200mm thick over 10,000m2 GIA; Steel Portal frame with bolts and baseplates; Coated galvanised trapezoidal roof sheets with insulation on steel purlins; Roof lights; valley gutters; matching fascia and soffit; Rainwater downpipes and gutters; trapezoidal insulated wall system cladding on cladding rails; External roller shutter doors and personnel doors; Single phase electrics, lighting and power; Gas fuelled hot air burners; Underslab storm drainage from internal downpipes on building area greater than 1,000m2; | Location Adjustment Applicable (See Guidance Notes) - ERC = UK mean of 1.00 | (BEAMS Note 2) The ERC for this item should be added to all other rateable items on the hereditament (except land). Therefore the total of the ERC of the other Building Items and the P&M ERC (where applicable) to enable the correct contract size adjustment to be made. ERC of Building Component + ERC of P&M = Total ERC to which contract size adjustment should be applied. The appropriate % adjustment should be made in accordance with the scale for contract size adjustment specified under section 6 of the RCG 2023 Guidance notes. The currency ERC rates are set at £4m (Four Million Pounds) @ 1st April 2021 (AVD) for the RCG 2023 Publication. | The data consists of a typical Industrial shell. Works include the Industrial shell as described and includes works up to 1m perimeter to the building (1m wide paving slabs & foul/storm drainage), The cost include 2 no. personnel doors and roller shutters are included at 1 door up to 1,000m2 , 2 roller doors over 1,000m2 (GIA), and 4 roller doors over 5,000m2. Costs are for the shell only and do not include for internal rooms such as offices or toilets which should be added for seperately. See Variations for assistance. | - | - | - | - | - | Cavity Wall construction to lower walls should be added by measuring wall area at an E/O rate of £102m2, single block walls are cost neutral. Additional roller shutter doors over and above the beacon specification at should be added at additonal cost of £ 232 each (4 x 4m) . Additional personnel doors over the assumed 2nr. - add £1,077 each. If no heating is present a deduction of £28m2 (GIA) should be made to the beacon cost. Internal offices (in Industrial complexes) should be added by reference to Cost Guide code series 42P04A -42P40V, Internal WC - 42P40W, amenity blocks - showers & toilets (New code TBC) & Canteens (New CodeTBC) | - | - | 10103 | 41R22X, 41P80X, 41P35G | m2 | - | 3 - INDUSTRIAL | David Grace | Jim Allen | 472.0605 | Option 1 | 585.2625 | 23.98% | 803.4143 | 576.8323 | 22.19% | -1.44% | 576.8323 | 22.19% | Price Book Data | P. Avo | VOA_GPN_GOV_UK\7243572 | 2021-07-08 | Low | - | Low | - | - | Updated indiced etc. 06/04/2021 - Copied to the latest DCS. | NA | SPONS A&B | 1.561 | (BEAMS Note 2) The ERC for this item should be added to all other rateable items on the hereditament (except land). Therefore the total of the ERC of the other Building Items and the P&M ERC (where applicable) to enable the correct contract size adjustment to be made. ERC of Building Component + ERC of P&M = Total ERC to which contract size adjustment should be applied. The appropriate % adjustment should be made in accordance with the scale for contract size adjustment specified under section 6 of the RCG 2021 Guidance notes. The currency ERC rates are set at £4m (Four Million Pounds) @ 1st April 2019 (AVD) for the RCG 2021 Publication. | - | - | 2 | TRUE
3185 | 41P73K | 5551 | 41P73K | Industrial Buildings | Insulated Buildings | Sheet Metal Cladding | 251 - 500m2 | Eaves Height - 10m | Building Area only; Site strip vegetation; Strip foundations; Column bases; Insulated Concrete GF slab with DPM and Mesh,150 thick up to 10,000m2, 200mm thick over 10,000m2 GIA; Steel Portal frame with bolts and baseplates; Coated galvanised trapezoidal roof sheets with insulation on steel purlins; Roof lights; valley gutters; matching fascia and soffit; Rainwater downpipes and gutters; trapezoidal insulated wall system cladding on cladding rails; External roller shutter doors and personnel doors; Single phase electrics, lighting and power; Gas fuelled hot air burners; Underslab storm drainage from internal downpipes on building area greater than 1,000m2; | Location Adjustment Applicable (See Guidance Notes) - ERC = UK mean of 1.00 | (BEAMS Note 2) The ERC for this item should be added to all other rateable items on the hereditament (except land). Therefore the total of the ERC of the other Building Items and the P&M ERC (where applicable) to enable the correct contract size adjustment to be made. ERC of Building Component + ERC of P&M = Total ERC to which contract size adjustment should be applied. The appropriate % adjustment should be made in accordance with the scale for contract size adjustment specified under section 6 of the RCG 2023 Guidance notes. The currency ERC rates are set at £4m (Four Million Pounds) @ 1st April 2021 (AVD) for the RCG 2023 Publication. | The data consists of a typical Industrial shell. Works include the Industrial shell as described and includes works up to 1m perimeter to the building (1m wide paving slabs & foul/storm drainage), The cost include 2 no. personnel doors and roller shutters are included at 1 door up to 1,000m2 , 2 roller doors over 1,000m2 (GIA), and 4 roller doors over 5,000m2. Costs are for the shell only and do not include for internal rooms such as offices or toilets which should be added for seperately. See Variations for assistance. | - | - | - | - | - | Cavity Wall construction to lower walls should be added by measuring wall area at an E/O rate of £102m2, single block walls are cost neutral. Additional roller shutter doors over and above the beacon specification at should be added at additonal cost of £ 232 each (4 x 4m) . Additional personnel doors over the assumed 2nr. - add £1,077 each. If no heating is present a deduction of £28m2 (GIA) should be made to the beacon cost. Internal offices (in Industrial complexes) should be added by reference to Cost Guide code series 42P04A -42P40V, Internal WC - 42P40W, amenity blocks - showers & toilets (New code TBC) & Canteens (New CodeTBC) | - | - | 10103 | 41R22Y, 41P80Y, 41P35K | m2 | - | 3 - INDUSTRIAL | David Grace | Jim Allen | 475.9046 | Option 1 | 590.0285 | 23.98% | 813.7238 | 584.2342 | 22.76% | -0.982% | 584.2342 | 22.76% | Price Book Data | P. Avo | VOA_GPN_GOV_UK\7243572 | 2021-07-08 | Low | - | Low | - | - | Updated indiced etc. 06/04/2021 - Copied to the latest DCS. | NA | SPONS A&B | 1.561 | (BEAMS Note 2) The ERC for this item should be added to all other rateable items on the hereditament (except land). Therefore the total of the ERC of the other Building Items and the P&M ERC (where applicable) to enable the correct contract size adjustment to be made. ERC of Building Component + ERC of P&M = Total ERC to which contract size adjustment should be applied. The appropriate % adjustment should be made in accordance with the scale for contract size adjustment specified under section 6 of the RCG 2021 Guidance notes. The currency ERC rates are set at £4m (Four Million Pounds) @ 1st April 2019 (AVD) for the RCG 2021 Publication. | - | - | 2 | TRUE
3186 | 41P74A | 5562 | 41P74A | Industrial Buildings | Insulated Buildings | Sheet Metal Cladding | 501 - 1,000m2 | Eaves Height - 3m | Building Area only; Site strip vegetation; Strip foundations; Column bases; Insulated Concrete GF slab with DPM and Mesh,150 thick up to 10,000m2, 200mm thick over 10,000m2 GIA; Steel Portal frame with bolts and baseplates; Coated galvanised trapezoidal roof sheets with insulation on steel purlins; Roof lights; valley gutters; matching fascia and soffit; Rainwater downpipes and gutters; trapezoidal insulated wall system cladding on cladding rails; External roller shutter doors and personnel doors; Single phase electrics, lighting and power; Gas fuelled hot air burners; Underslab storm drainage from internal downpipes on building area greater than 1,000m2; | Location Adjustment Applicable (See Guidance Notes) - ERC = UK mean of 1.00 | (BEAMS Note 2) The ERC for this item should be added to all other rateable items on the hereditament (except land). Therefore the total of the ERC of the other Building Items and the P&M ERC (where applicable) to enable the correct contract size adjustment to be made. ERC of Building Component + ERC of P&M = Total ERC to which contract size adjustment should be applied. The appropriate % adjustment should be made in accordance with the scale for contract size adjustment specified under section 6 of the RCG 2023 Guidance notes. The currency ERC rates are set at £4m (Four Million Pounds) @ 1st April 2021 (AVD) for the RCG 2023 Publication. | The data consists of a typical Industrial shell. Works include the Industrial shell as described and includes works up to 1m perimeter to the building (1m wide paving slabs & foul/storm drainage), The cost include 2 no. personnel doors and roller shutters are included at 1 door up to 1,000m2 , 2 roller doors over 1,000m2 (GIA), and 4 roller doors over 5,000m2. Costs are for the shell only and do not include for internal rooms such as offices or toilets which should be added for seperately. See Variations for assistance. | - | - | - | - | - | Cavity Wall construction to lower walls should be added by measuring wall area at an E/O rate of £102m2, single block walls are cost neutral. Additional roller shutter doors over and above the beacon specification at should be added at additonal cost of £ 232 each (4 x 4m) . Additional personnel doors over the assumed 2nr. - add £1,077 each. If no heating is present a deduction of £28m2 (GIA) should be made to the beacon cost. Internal offices (in Industrial complexes) should be added by reference to Cost Guide code series 42P04A -42P40V, Internal WC - 42P40W, amenity blocks - showers & toilets (New code TBC) & Canteens (New CodeTBC) | - | - | 10104 | 41R24A, 41P36A, 41P82A | m2 | - | 3 - INDUSTRIAL | David Grace | Jim Allen | 311.3754 | Option 1 | 386.0445 | 23.98% | 594.3639 | 426.7391 | 37.05% | 10.54% | 426.7391 | 37.05% | Price Book Data | P. Avo | VOA_GPN_GOV_UK\7243572 | 2021-07-08 | Low | - | Low | - | - | Updated indiced etc. 24/03/2021 - Copied to the latest DCS. | NA | SPONS A&B | 1.561 | (BEAMS Note 2) The ERC for this item should be added to all other rateable items on the hereditament (except land). Therefore the total of the ERC of the other Building Items and the P&M ERC (where applicable) to enable the correct contract size adjustment to be made. ERC of Building Component + ERC of P&M = Total ERC to which contract size adjustment should be applied. The appropriate % adjustment should be made in accordance with the scale for contract size adjustment specified under section 6 of the RCG 2021 Guidance notes. The currency ERC rates are set at £4m (Four Million Pounds) @ 1st April 2019 (AVD) for the RCG 2021 Publication. | - | - | 2 | TRUE
3187 | 41P74B | 5563 | 41P74B | Industrial Buildings | Insulated Buildings | Sheet Metal Cladding | 501 - 1,000m2 | Eaves Height - 3.5m | Building Area only; Site strip vegetation; Strip foundations; Column bases; Insulated Concrete GF slab with DPM and Mesh,150 thick up to 10,000m2, 200mm thick over 10,000m2 GIA; Steel Portal frame with bolts and baseplates; Coated galvanised trapezoidal roof sheets with insulation on steel purlins; Roof lights; valley gutters; matching fascia and soffit; Rainwater downpipes and gutters; trapezoidal insulated wall system cladding on cladding rails; External roller shutter doors and personnel doors; Single phase electrics, lighting and power; Gas fuelled hot air burners; Underslab storm drainage from internal downpipes on building area greater than 1,000m2; | Location Adjustment Applicable (See Guidance Notes) - ERC = UK mean of 1.00 | (BEAMS Note 2) The ERC for this item should be added to all other rateable items on the hereditament (except land). Therefore the total of the ERC of the other Building Items and the P&M ERC (where applicable) to enable the correct contract size adjustment to be made. ERC of Building Component + ERC of P&M = Total ERC to which contract size adjustment should be applied. The appropriate % adjustment should be made in accordance with the scale for contract size adjustment specified under section 6 of the RCG 2023 Guidance notes. The currency ERC rates are set at £4m (Four Million Pounds) @ 1st April 2021 (AVD) for the RCG 2023 Publication. | The data consists of a typical Industrial shell. Works include the Industrial shell as described and includes works up to 1m perimeter to the building (1m wide paving slabs & foul/storm drainage), The cost include 2 no. personnel doors and roller shutters are included at 1 door up to 1,000m2 , 2 roller doors over 1,000m2 (GIA), and 4 roller doors over 5,000m2. Costs are for the shell only and do not include for internal rooms such as offices or toilets which should be added for seperately. See Variations for assistance. | - | - | - | - | - | Cavity Wall construction to lower walls should be added by measuring wall area at an E/O rate of £102m2, single block walls are cost neutral. Additional roller shutter doors over and above the beacon specification at should be added at additonal cost of £ 232 each (4 x 4m) . Additional personnel doors over the assumed 2nr. - add £1,077 each. If no heating is present a deduction of £28m2 (GIA) should be made to the beacon cost. Internal offices (in Industrial complexes) should be added by reference to Cost Guide code series 42P04A -42P40V, Internal WC - 42P40W, amenity blocks - showers & toilets (New code TBC) & Canteens (New CodeTBC) | - | - | 10104 | 41R24B, 41P36C, 41P82B | m2 | - | 3 - INDUSTRIAL | David Grace | Jim Allen | 315.9884 | Option 1 | 391.7637 | 23.98% | 601.3077 | 431.7246 | 36.63% | 10.2% | 431.7246 | 36.63% | Price Book Data | P. Avo | VOA_GPN_GOV_UK\7243572 | 2021-07-09 | Low | - | Low | - | - | Updated indiced etc. 24/03/2021 - Copied to the latest DCS. | NA | SPONS A&B | 1.561 | (BEAMS Note 2) The ERC for this item should be added to all other rateable items on the hereditament (except land). Therefore the total of the ERC of the other Building Items and the P&M ERC (where applicable) to enable the correct contract size adjustment to be made. ERC of Building Component + ERC of P&M = Total ERC to which contract size adjustment should be applied. The appropriate % adjustment should be made in accordance with the scale for contract size adjustment specified under section 6 of the RCG 2021 Guidance notes. The currency ERC rates are set at £4m (Four Million Pounds) @ 1st April 2019 (AVD) for the RCG 2021 Publication. | - | - | 2 | TRUE
3188 | 41P74C | 5564 | 41P74C | Industrial Buildings | Insulated Buildings | Sheet Metal Cladding | 501 - 1,000m2 | Eaves Height - 4m | Building Area only; Site strip vegetation; Strip foundations; Column bases; Insulated Concrete GF slab with DPM and Mesh,150 thick up to 10,000m2, 200mm thick over 10,000m2 GIA; Steel Portal frame with bolts and baseplates; Coated galvanised trapezoidal roof sheets with insulation on steel purlins; Roof lights; valley gutters; matching fascia and soffit; Rainwater downpipes and gutters; trapezoidal insulated wall system cladding on cladding rails; External roller shutter doors and personnel doors; Single phase electrics, lighting and power; Gas fuelled hot air burners; Underslab storm drainage from internal downpipes on building area greater than 1,000m2; | Location Adjustment Applicable (See Guidance Notes) - ERC = UK mean of 1.00 | (BEAMS Note 2) The ERC for this item should be added to all other rateable items on the hereditament (except land). Therefore the total of the ERC of the other Building Items and the P&M ERC (where applicable) to enable the correct contract size adjustment to be made. ERC of Building Component + ERC of P&M = Total ERC to which contract size adjustment should be applied. The appropriate % adjustment should be made in accordance with the scale for contract size adjustment specified under section 6 of the RCG 2023 Guidance notes. The currency ERC rates are set at £4m (Four Million Pounds) @ 1st April 2021 (AVD) for the RCG 2023 Publication. | The data consists of a typical Industrial shell. Works include the Industrial shell as described and includes works up to 1m perimeter to the building (1m wide paving slabs & foul/storm drainage), The cost include 2 no. personnel doors and roller shutters are included at 1 door up to 1,000m2 , 2 roller doors over 1,000m2 (GIA), and 4 roller doors over 5,000m2. Costs are for the shell only and do not include for internal rooms such as offices or toilets which should be added for seperately. See Variations for assistance. | - | - | - | - | - | Cavity Wall construction to lower walls should be added by measuring wall area at an E/O rate of £102m2, single block walls are cost neutral. Additional roller shutter doors over and above the beacon specification at should be added at additonal cost of £ 232 each (4 x 4m) . Additional personnel doors over the assumed 2nr. - add £1,077 each. If no heating is present a deduction of £28m2 (GIA) should be made to the beacon cost. Internal offices (in Industrial complexes) should be added by reference to Cost Guide code series 42P04A -42P40V, Internal WC - 42P40W, amenity blocks - showers & toilets (New code TBC) & Canteens (New CodeTBC) | - | - | 10104 | 41R24C, 41P36E, 41P82C | m2 | - | 3 - INDUSTRIAL | David Grace | Jim Allen | 320.6013 | Option 1 | 397.4828 | 23.98% | 608.2516 | 436.7101 | 36.22% | 9.869% | 436.7101 | 36.22% | Price Book Data | P. Avo | VOA_GPN_GOV_UK\7243572 | 2021-07-09 | Low | - | Low | - | - | Updated indiced etc. 24/03/2021 - Copied to the latest DCS. | NA | SPONS A&B | 1.561 | (BEAMS Note 2) The ERC for this item should be added to all other rateable items on the hereditament (except land). Therefore the total of the ERC of the other Building Items and the P&M ERC (where applicable) to enable the correct contract size adjustment to be made. ERC of Building Component + ERC of P&M = Total ERC to which contract size adjustment should be applied. The appropriate % adjustment should be made in accordance with the scale for contract size adjustment specified under section 6 of the RCG 2021 Guidance notes. The currency ERC rates are set at £4m (Four Million Pounds) @ 1st April 2019 (AVD) for the RCG 2021 Publication. | - | - | 2 | TRUE
3189 | 41P74E | 5568 | 41P74E | Industrial Buildings | Insulated Buildings | Sheet Metal Cladding | 501 - 1,000m2 | Eaves Height - 4.5m | Building Area only; Site strip vegetation; Strip foundations; Column bases; Insulated Concrete GF slab with DPM and Mesh,150 thick up to 10,000m2, 200mm thick over 10,000m2 GIA; Steel Portal frame with bolts and baseplates; Coated galvanised trapezoidal roof sheets with insulation on steel purlins; Roof lights; valley gutters; matching fascia and soffit; Rainwater downpipes and gutters; trapezoidal insulated wall system cladding on cladding rails; External roller shutter doors and personnel doors; Single phase electrics, lighting and power; Gas fuelled hot air burners; Underslab storm drainage from internal downpipes on building area greater than 1,000m2; | Location Adjustment Applicable (See Guidance Notes) - ERC = UK mean of 1.00 | (BEAMS Note 2) The ERC for this item should be added to all other rateable items on the hereditament (except land). Therefore the total of the ERC of the other Building Items and the P&M ERC (where applicable) to enable the correct contract size adjustment to be made. ERC of Building Component + ERC of P&M = Total ERC to which contract size adjustment should be applied. The appropriate % adjustment should be made in accordance with the scale for contract size adjustment specified under section 6 of the RCG 2023 Guidance notes. The currency ERC rates are set at £4m (Four Million Pounds) @ 1st April 2021 (AVD) for the RCG 2023 Publication. | The data consists of a typical Industrial shell. Works include the Industrial shell as described and includes works up to 1m perimeter to the building (1m wide paving slabs & foul/storm drainage), The cost include 2 no. personnel doors and roller shutters are included at 1 door up to 1,000m2 , 2 roller doors over 1,000m2 (GIA), and 4 roller doors over 5,000m2. Costs are for the shell only and do not include for internal rooms such as offices or toilets which should be added for seperately. See Variations for assistance. | - | - | - | - | - | Cavity Wall construction to lower walls should be added by measuring wall area at an E/O rate of £102m2, single block walls are cost neutral. Additional roller shutter doors over and above the beacon specification at should be added at additonal cost of £ 232 each (4 x 4m) . Additional personnel doors over the assumed 2nr. - add £1,077 each. If no heating is present a deduction of £28m2 (GIA) should be made to the beacon cost. Internal offices (in Industrial complexes) should be added by reference to Cost Guide code series 42P04A -42P40V, Internal WC - 42P40W, amenity blocks - showers & toilets (New code TBC) & Canteens (New CodeTBC) | - | - | 10104 | 41R24E, 41P36G, 41P82E | m2 | - | 3 - INDUSTRIAL | David Grace | Jim Allen | 323.6766 | Option 1 | 401.2956 | 23.98% | 615.1954 | 441.6956 | 36.46% | 10.07% | 441.6956 | 36.46% | Price Book Data | P. Avo | VOA_GPN_GOV_UK\7243572 | 2021-07-09 | Low | - | Low | - | - | Updated indiced etc. 24/03/2021 - Copied to the latest DCS. | NA | SPONS A&B | 1.561 | (BEAMS Note 2) The ERC for this item should be added to all other rateable items on the hereditament (except land). Therefore the total of the ERC of the other Building Items and the P&M ERC (where applicable) to enable the correct contract size adjustment to be made. ERC of Building Component + ERC of P&M = Total ERC to which contract size adjustment should be applied. The appropriate % adjustment should be made in accordance with the scale for contract size adjustment specified under section 6 of the RCG 2021 Guidance notes. The currency ERC rates are set at £4m (Four Million Pounds) @ 1st April 2019 (AVD) for the RCG 2021 Publication. | - | - | 2 | TRUE
3190 | 41P74F | 5569 | 41P74F | Industrial Buildings | Insulated Buildings | Sheet Metal Cladding | 501 - 1,000m2 | Eaves Height - 5m | Building Area only; Site strip vegetation; Strip foundations; Column bases; Insulated Concrete GF slab with DPM and Mesh,150 thick up to 10,000m2, 200mm thick over 10,000m2 GIA; Steel Portal frame with bolts and baseplates; Coated galvanised trapezoidal roof sheets with insulation on steel purlins; Roof lights; valley gutters; matching fascia and soffit; Rainwater downpipes and gutters; trapezoidal insulated wall system cladding on cladding rails; External roller shutter doors and personnel doors; Single phase electrics, lighting and power; Gas fuelled hot air burners; Underslab storm drainage from internal downpipes on building area greater than 1,000m2; | Location Adjustment Applicable (See Guidance Notes) - ERC = UK mean of 1.00 | (BEAMS Note 2) The ERC for this item should be added to all other rateable items on the hereditament (except land). Therefore the total of the ERC of the other Building Items and the P&M ERC (where applicable) to enable the correct contract size adjustment to be made. ERC of Building Component + ERC of P&M = Total ERC to which contract size adjustment should be applied. The appropriate % adjustment should be made in accordance with the scale for contract size adjustment specified under section 6 of the RCG 2023 Guidance notes. The currency ERC rates are set at £4m (Four Million Pounds) @ 1st April 2021 (AVD) for the RCG 2023 Publication. | The data consists of a typical Industrial shell. Works include the Industrial shell as described and includes works up to 1m perimeter to the building (1m wide paving slabs & foul/storm drainage), The cost include 2 no. personnel doors and roller shutters are included at 1 door up to 1,000m2 , 2 roller doors over 1,000m2 (GIA), and 4 roller doors over 5,000m2. Costs are for the shell only and do not include for internal rooms such as offices or toilets which should be added for seperately. See Variations for assistance. | - | - | - | - | - | Cavity Wall construction to lower walls should be added by measuring wall area at an E/O rate of £102m2, single block walls are cost neutral. Additional roller shutter doors over and above the beacon specification at should be added at additonal cost of £ 232 each (4 x 4m) . Additional personnel doors over the assumed 2nr. - add £1,077 each. If no heating is present a deduction of £28m2 (GIA) should be made to the beacon cost. Internal offices (in Industrial complexes) should be added by reference to Cost Guide code series 42P04A -42P40V, Internal WC - 42P40W, amenity blocks - showers & toilets (New code TBC) & Canteens (New CodeTBC) | - | - | 10104 | 41P82F, 41R24F, 41P36I | m2 | - | 3 - INDUSTRIAL | David Grace | Jim Allen | 329.8273 | Option 1 | 408.9212 | 23.98% | 622.1392 | 446.6811 | 35.43% | 9.234% | 446.6811 | 35.43% | Price Book Data | P. Avo | VOA_GPN_GOV_UK\7243572 | 2021-07-09 | Low | - | Low | - | - | Updated indiced etc. 24/03/2021 - Copied to the latest DCS. | NA | SPONS A&B | 1.561 | (BEAMS Note 2) The ERC for this item should be added to all other rateable items on the hereditament (except land). Therefore the total of the ERC of the other Building Items and the P&M ERC (where applicable) to enable the correct contract size adjustment to be made. ERC of Building Component + ERC of P&M = Total ERC to which contract size adjustment should be applied. The appropriate % adjustment should be made in accordance with the scale for contract size adjustment specified under section 6 of the RCG 2021 Guidance notes. The currency ERC rates are set at £4m (Four Million Pounds) @ 1st April 2019 (AVD) for the RCG 2021 Publication. | - | - | 2 | TRUE
3191 | 41P74G | 5570 | 41P74G | Industrial Buildings | Insulated Buildings | Sheet Metal Cladding | 501 - 1,000m2 | Eaves Height - 5.5m | Building Area only; Site strip vegetation; Strip foundations; Column bases; Insulated Concrete GF slab with DPM and Mesh,150 thick up to 10,000m2, 200mm thick over 10,000m2 GIA; Steel Portal frame with bolts and baseplates; Coated galvanised trapezoidal roof sheets with insulation on steel purlins; Roof lights; valley gutters; matching fascia and soffit; Rainwater downpipes and gutters; trapezoidal insulated wall system cladding on cladding rails; External roller shutter doors and personnel doors; Single phase electrics, lighting and power; Gas fuelled hot air burners; Underslab storm drainage from internal downpipes on building area greater than 1,000m2; | Location Adjustment Applicable (See Guidance Notes) - ERC = UK mean of 1.00 | (BEAMS Note 2) The ERC for this item should be added to all other rateable items on the hereditament (except land). Therefore the total of the ERC of the other Building Items and the P&M ERC (where applicable) to enable the correct contract size adjustment to be made. ERC of Building Component + ERC of P&M = Total ERC to which contract size adjustment should be applied. The appropriate % adjustment should be made in accordance with the scale for contract size adjustment specified under section 6 of the RCG 2023 Guidance notes. The currency ERC rates are set at £4m (Four Million Pounds) @ 1st April 2021 (AVD) for the RCG 2023 Publication. | The data consists of a typical Industrial shell. Works include the Industrial shell as described and includes works up to 1m perimeter to the building (1m wide paving slabs & foul/storm drainage), The cost include 2 no. personnel doors and roller shutters are included at 1 door up to 1,000m2 , 2 roller doors over 1,000m2 (GIA), and 4 roller doors over 5,000m2. Costs are for the shell only and do not include for internal rooms such as offices or toilets which should be added for seperately. See Variations for assistance. | - | - | - | - | - | Cavity Wall construction to lower walls should be added by measuring wall area at an E/O rate of £102m2, single block walls are cost neutral. Additional roller shutter doors over and above the beacon specification at should be added at additonal cost of £ 232 each (4 x 4m) . Additional personnel doors over the assumed 2nr. - add £1,077 each. If no heating is present a deduction of £28m2 (GIA) should be made to the beacon cost. Internal offices (in Industrial complexes) should be added by reference to Cost Guide code series 42P04A -42P40V, Internal WC - 42P40W, amenity blocks - showers & toilets (New code TBC) & Canteens (New CodeTBC) | - | - | 10104 | 41P82G, 41R24G, 41P36K | m2 | - | 3 - INDUSTRIAL | David Grace | Jim Allen | 342.8973 | Option 1 | 425.1255 | 23.98% | 629.0831 | 451.6666 | 31.72% | 6.243% | 451.6666 | 31.72% | Price Book Data | P. Avo | VOA_GPN_GOV_UK\7243572 | 2021-07-09 | Low | - | Low | - | - | Updated indiced etc. 24/03/2021 - Copied to the latest DCS. | NA | SPONS A&B | 1.561 | (BEAMS Note 2) The ERC for this item should be added to all other rateable items on the hereditament (except land). Therefore the total of the ERC of the other Building Items and the P&M ERC (where applicable) to enable the correct contract size adjustment to be made. ERC of Building Component + ERC of P&M = Total ERC to which contract size adjustment should be applied. The appropriate % adjustment should be made in accordance with the scale for contract size adjustment specified under section 6 of the RCG 2021 Guidance notes. The currency ERC rates are set at £4m (Four Million Pounds) @ 1st April 2019 (AVD) for the RCG 2021 Publication. | - | - | 2 | TRUE
3192 | 41P74H | 5571 | 41P74H | Industrial Buildings | Insulated Buildings | Sheet Metal Cladding | 501 - 1,000m2 | Eaves Height - 6m | Building Area only; Site strip vegetation; Strip foundations; Column bases; Insulated Concrete GF slab with DPM and Mesh,150 thick up to 10,000m2, 200mm thick over 10,000m2 GIA; Steel Portal frame with bolts and baseplates; Coated galvanised trapezoidal roof sheets with insulation on steel purlins; Roof lights; valley gutters; matching fascia and soffit; Rainwater downpipes and gutters; trapezoidal insulated wall system cladding on cladding rails; External roller shutter doors and personnel doors; Single phase electrics, lighting and power; Gas fuelled hot air burners; Underslab storm drainage from internal downpipes on building area greater than 1,000m2; | Location Adjustment Applicable (See Guidance Notes) - ERC = UK mean of 1.00 | (BEAMS Note 2) The ERC for this item should be added to all other rateable items on the hereditament (except land). Therefore the total of the ERC of the other Building Items and the P&M ERC (where applicable) to enable the correct contract size adjustment to be made. ERC of Building Component + ERC of P&M = Total ERC to which contract size adjustment should be applied. The appropriate % adjustment should be made in accordance with the scale for contract size adjustment specified under section 6 of the RCG 2023 Guidance notes. The currency ERC rates are set at £4m (Four Million Pounds) @ 1st April 2021 (AVD) for the RCG 2023 Publication. | The data consists of a typical Industrial shell. Works include the Industrial shell as described and includes works up to 1m perimeter to the building (1m wide paving slabs & foul/storm drainage), The cost include 2 no. personnel doors and roller shutters are included at 1 door up to 1,000m2 , 2 roller doors over 1,000m2 (GIA), and 4 roller doors over 5,000m2. Costs are for the shell only and do not include for internal rooms such as offices or toilets which should be added for seperately. See Variations for assistance. | - | - | - | - | - | Cavity Wall construction to lower walls should be added by measuring wall area at an E/O rate of £102m2, single block walls are cost neutral. Additional roller shutter doors over and above the beacon specification at should be added at additonal cost of £ 232 each (4 x 4m) . Additional personnel doors over the assumed 2nr. - add £1,077 each. If no heating is present a deduction of £28m2 (GIA) should be made to the beacon cost. Internal offices (in Industrial complexes) should be added by reference to Cost Guide code series 42P04A -42P40V, Internal WC - 42P40W, amenity blocks - showers & toilets (New code TBC) & Canteens (New CodeTBC) | - | - | 10104 | 41P82H, 41R24H, 41P36M | m2 | - | 3 - INDUSTRIAL | David Grace | Jim Allen | 348.2791 | Option 1 | 431.7979 | 23.98% | 636.0269 | 456.6521 | 31.12% | 5.756% | 456.6521 | 31.12% | Price Book Data | P. Avo | VOA_GPN_GOV_UK\7243572 | 2021-07-09 | Low | - | Low | - | - | Updated indiced etc. 24/03/2021 - Copied to the latest DCS. | NA | SPONS A&B | 1.561 | (BEAMS Note 2) The ERC for this item should be added to all other rateable items on the hereditament (except land). Therefore the total of the ERC of the other Building Items and the P&M ERC (where applicable) to enable the correct contract size adjustment to be made. ERC of Building Component + ERC of P&M = Total ERC to which contract size adjustment should be applied. The appropriate % adjustment should be made in accordance with the scale for contract size adjustment specified under section 6 of the RCG 2021 Guidance notes. The currency ERC rates are set at £4m (Four Million Pounds) @ 1st April 2019 (AVD) for the RCG 2021 Publication. | - | - | 2 | TRUE
3193 | 41P74J | 5572 | 41P74J | Industrial Buildings | Insulated Buildings | Sheet Metal Cladding | 501 - 1,000m2 | Eaves Height - 6.5m | Building Area only; Site strip vegetation; Strip foundations; Column bases; Insulated Concrete GF slab with DPM and Mesh,150 thick up to 10,000m2, 200mm thick over 10,000m2 GIA; Steel Portal frame with bolts and baseplates; Coated galvanised trapezoidal roof sheets with insulation on steel purlins; Roof lights; valley gutters; matching fascia and soffit; Rainwater downpipes and gutters; trapezoidal insulated wall system cladding on cladding rails; External roller shutter doors and personnel doors; Single phase electrics, lighting and power; Gas fuelled hot air burners; Underslab storm drainage from internal downpipes on building area greater than 1,000m2; | Location Adjustment Applicable (See Guidance Notes) - ERC = UK mean of 1.00 | (BEAMS Note 2) The ERC for this item should be added to all other rateable items on the hereditament (except land). Therefore the total of the ERC of the other Building Items and the P&M ERC (where applicable) to enable the correct contract size adjustment to be made. ERC of Building Component + ERC of P&M = Total ERC to which contract size adjustment should be applied. The appropriate % adjustment should be made in accordance with the scale for contract size adjustment specified under section 6 of the RCG 2023 Guidance notes. The currency ERC rates are set at £4m (Four Million Pounds) @ 1st April 2021 (AVD) for the RCG 2023 Publication. | The data consists of a typical Industrial shell. Works include the Industrial shell as described and includes works up to 1m perimeter to the building (1m wide paving slabs & foul/storm drainage), The cost include 2 no. personnel doors and roller shutters are included at 1 door up to 1,000m2 , 2 roller doors over 1,000m2 (GIA), and 4 roller doors over 5,000m2. Costs are for the shell only and do not include for internal rooms such as offices or toilets which should be added for seperately. See Variations for assistance. | - | - | - | - | - | Cavity Wall construction to lower walls should be added by measuring wall area at an E/O rate of £102m2, single block walls are cost neutral. Additional roller shutter doors over and above the beacon specification at should be added at additonal cost of £ 232 each (4 x 4m) . Additional personnel doors over the assumed 2nr. - add £1,077 each. If no heating is present a deduction of £28m2 (GIA) should be made to the beacon cost. Internal offices (in Industrial complexes) should be added by reference to Cost Guide code series 42P04A -42P40V, Internal WC - 42P40W, amenity blocks - showers & toilets (New code TBC) & Canteens (New CodeTBC) | - | - | 10104 | 41P82J, 41R24J, 41P36P | m2 | - | 3 - INDUSTRIAL | David Grace | Jim Allen | 353.6609 | Option 1 | 438.4703 | 23.98% | 642.9707 | 461.6376 | 30.53% | 5.284% | 461.6376 | 30.53% | Price Book Data | P. Avo | VOA_GPN_GOV_UK\7243572 | 2021-07-09 | Low | - | Low | - | - | Updated indiced etc. 24/03/2021 - Copied to the latest DCS. | NA | SPONS A&B | 1.561 | (BEAMS Note 2) The ERC for this item should be added to all other rateable items on the hereditament (except land). Therefore the total of the ERC of the other Building Items and the P&M ERC (where applicable) to enable the correct contract size adjustment to be made. ERC of Building Component + ERC of P&M = Total ERC to which contract size adjustment should be applied. The appropriate % adjustment should be made in accordance with the scale for contract size adjustment specified under section 6 of the RCG 2021 Guidance notes. The currency ERC rates are set at £4m (Four Million Pounds) @ 1st April 2019 (AVD) for the RCG 2021 Publication. | - | - | 2 | TRUE
3194 | 41P74L | 5573 | 41P74L | Industrial Buildings | Insulated Buildings | Sheet Metal Cladding | 501 - 1,000m2 | Eaves Height - 7m | Building Area only; Site strip vegetation; Strip foundations; Column bases; Insulated Concrete GF slab with DPM and Mesh,150 thick up to 10,000m2, 200mm thick over 10,000m2 GIA; Steel Portal frame with bolts and baseplates; Coated galvanised trapezoidal roof sheets with insulation on steel purlins; Roof lights; valley gutters; matching fascia and soffit; Rainwater downpipes and gutters; trapezoidal insulated wall system cladding on cladding rails; External roller shutter doors and personnel doors; Single phase electrics, lighting and power; Gas fuelled hot air burners; Underslab storm drainage from internal downpipes on building area greater than 1,000m2; | Location Adjustment Applicable (See Guidance Notes) - ERC = UK mean of 1.00 | (BEAMS Note 2) The ERC for this item should be added to all other rateable items on the hereditament (except land). Therefore the total of the ERC of the other Building Items and the P&M ERC (where applicable) to enable the correct contract size adjustment to be made. ERC of Building Component + ERC of P&M = Total ERC to which contract size adjustment should be applied. The appropriate % adjustment should be made in accordance with the scale for contract size adjustment specified under section 6 of the RCG 2023 Guidance notes. The currency ERC rates are set at £4m (Four Million Pounds) @ 1st April 2021 (AVD) for the RCG 2023 Publication. | The data consists of a typical Industrial shell. Works include the Industrial shell as described and includes works up to 1m perimeter to the building (1m wide paving slabs & foul/storm drainage), The cost include 2 no. personnel doors and roller shutters are included at 1 door up to 1,000m2 , 2 roller doors over 1,000m2 (GIA), and 4 roller doors over 5,000m2. Costs are for the shell only and do not include for internal rooms such as offices or toilets which should be added for seperately. See Variations for assistance. | - | - | - | - | - | Cavity Wall construction to lower walls should be added by measuring wall area at an E/O rate of £102m2, single block walls are cost neutral. Additional roller shutter doors over and above the beacon specification at should be added at additonal cost of £ 232 each (4 x 4m) . Additional personnel doors over the assumed 2nr. - add £1,077 each. If no heating is present a deduction of £28m2 (GIA) should be made to the beacon cost. Internal offices (in Industrial complexes) should be added by reference to Cost Guide code series 42P04A -42P40V, Internal WC - 42P40W, amenity blocks - showers & toilets (New code TBC) & Canteens (New CodeTBC) | - | - | 10104 | 41P82L, 41R24L, 41P36R | m2 | - | 3 - INDUSTRIAL | David Grace | Jim Allen | 359.0427 | Option 1 | 445.1427 | 23.98% | 649.9145 | 466.6231 | 29.96% | 4.826% | 466.6231 | 29.96% | Price Book Data | P. Avo | VOA_GPN_GOV_UK\7243572 | 2021-07-09 | Low | - | Low | - | - | Updated indiced etc. 24/03/2021 - Copied to the latest DCS. | NA | SPONS A&B | 1.561 | (BEAMS Note 2) The ERC for this item should be added to all other rateable items on the hereditament (except land). Therefore the total of the ERC of the other Building Items and the P&M ERC (where applicable) to enable the correct contract size adjustment to be made. ERC of Building Component + ERC of P&M = Total ERC to which contract size adjustment should be applied. The appropriate % adjustment should be made in accordance with the scale for contract size adjustment specified under section 6 of the RCG 2021 Guidance notes. The currency ERC rates are set at £4m (Four Million Pounds) @ 1st April 2019 (AVD) for the RCG 2021 Publication. | - | - | 2 | TRUE
3195 | 41P74M | 5574 | 41P74M | Industrial Buildings | Insulated Buildings | Sheet Metal Cladding | 501 - 1,000m2 | Eaves Height - 7.5m | Building Area only; Site strip vegetation; Strip foundations; Column bases; Insulated Concrete GF slab with DPM and Mesh,150 thick up to 10,000m2, 200mm thick over 10,000m2 GIA; Steel Portal frame with bolts and baseplates; Coated galvanised trapezoidal roof sheets with insulation on steel purlins; Roof lights; valley gutters; matching fascia and soffit; Rainwater downpipes and gutters; trapezoidal insulated wall system cladding on cladding rails; External roller shutter doors and personnel doors; Single phase electrics, lighting and power; Gas fuelled hot air burners; Underslab storm drainage from internal downpipes on building area greater than 1,000m2; | Location Adjustment Applicable (See Guidance Notes) - ERC = UK mean of 1.00 | (BEAMS Note 2) The ERC for this item should be added to all other rateable items on the hereditament (except land). Therefore the total of the ERC of the other Building Items and the P&M ERC (where applicable) to enable the correct contract size adjustment to be made. ERC of Building Component + ERC of P&M = Total ERC to which contract size adjustment should be applied. The appropriate % adjustment should be made in accordance with the scale for contract size adjustment specified under section 6 of the RCG 2023 Guidance notes. The currency ERC rates are set at £4m (Four Million Pounds) @ 1st April 2021 (AVD) for the RCG 2023 Publication. | The data consists of a typical Industrial shell. Works include the Industrial shell as described and includes works up to 1m perimeter to the building (1m wide paving slabs & foul/storm drainage), The cost include 2 no. personnel doors and roller shutters are included at 1 door up to 1,000m2 , 2 roller doors over 1,000m2 (GIA), and 4 roller doors over 5,000m2. Costs are for the shell only and do not include for internal rooms such as offices or toilets which should be added for seperately. See Variations for assistance. | - | - | - | - | - | Cavity Wall construction to lower walls should be added by measuring wall area at an E/O rate of £102m2, single block walls are cost neutral. Additional roller shutter doors over and above the beacon specification at should be added at additonal cost of £ 232 each (4 x 4m) . Additional personnel doors over the assumed 2nr. - add £1,077 each. If no heating is present a deduction of £28m2 (GIA) should be made to the beacon cost. Internal offices (in Industrial complexes) should be added by reference to Cost Guide code series 42P04A -42P40V, Internal WC - 42P40W, amenity blocks - showers & toilets (New code TBC) & Canteens (New CodeTBC) | - | - | 10104 | 41P82M, 41R24M, 41P36T | m2 | - | 3 - INDUSTRIAL | David Grace | Jim Allen | 364.4245 | Option 1 | 451.815 | 23.98% | 656.8584 | 471.6086 | 29.41% | 4.381% | 471.6086 | 29.41% | Price Book Data | P. Avo | VOA_GPN_GOV_UK\7243572 | 2021-07-09 | Low | - | Low | - | - | Updated indiced etc. 24/03/2021 - Copied to the latest DCS. | NA | SPONS A&B | 1.561 | (BEAMS Note 2) The ERC for this item should be added to all other rateable items on the hereditament (except land). Therefore the total of the ERC of the other Building Items and the P&M ERC (where applicable) to enable the correct contract size adjustment to be made. ERC of Building Component + ERC of P&M = Total ERC to which contract size adjustment should be applied. The appropriate % adjustment should be made in accordance with the scale for contract size adjustment specified under section 6 of the RCG 2021 Guidance notes. The currency ERC rates are set at £4m (Four Million Pounds) @ 1st April 2019 (AVD) for the RCG 2021 Publication. | - | - | 2 | TRUE
3196 | 41P74P | 5575 | 41P74P | Industrial Buildings | Insulated Buildings | Sheet Metal Cladding | 501 - 1,000m2 | Eaves Height - 8m | Building Area only; Site strip vegetation; Strip foundations; Column bases; Insulated Concrete GF slab with DPM and Mesh,150 thick up to 10,000m2, 200mm thick over 10,000m2 GIA; Steel Portal frame with bolts and baseplates; Coated galvanised trapezoidal roof sheets with insulation on steel purlins; Roof lights; valley gutters; matching fascia and soffit; Rainwater downpipes and gutters; trapezoidal insulated wall system cladding on cladding rails; External roller shutter doors and personnel doors; Single phase electrics, lighting and power; Gas fuelled hot air burners; Underslab storm drainage from internal downpipes on building area greater than 1,000m2; | Location Adjustment Applicable (See Guidance Notes) - ERC = UK mean of 1.00 | (BEAMS Note 2) The ERC for this item should be added to all other rateable items on the hereditament (except land). Therefore the total of the ERC of the other Building Items and the P&M ERC (where applicable) to enable the correct contract size adjustment to be made. ERC of Building Component + ERC of P&M = Total ERC to which contract size adjustment should be applied. The appropriate % adjustment should be made in accordance with the scale for contract size adjustment specified under section 6 of the RCG 2023 Guidance notes. The currency ERC rates are set at £4m (Four Million Pounds) @ 1st April 2021 (AVD) for the RCG 2023 Publication. | The data consists of a typical Industrial shell. Works include the Industrial shell as described and includes works up to 1m perimeter to the building (1m wide paving slabs & foul/storm drainage), The cost include 2 no. personnel doors and roller shutters are included at 1 door up to 1,000m2 , 2 roller doors over 1,000m2 (GIA), and 4 roller doors over 5,000m2. Costs are for the shell only and do not include for internal rooms such as offices or toilets which should be added for seperately. See Variations for assistance. | - | - | - | - | - | Cavity Wall construction to lower walls should be added by measuring wall area at an E/O rate of £102m2, single block walls are cost neutral. Additional roller shutter doors over and above the beacon specification at should be added at additonal cost of £ 232 each (4 x 4m) . Additional personnel doors over the assumed 2nr. - add £1,077 each. If no heating is present a deduction of £28m2 (GIA) should be made to the beacon cost. Internal offices (in Industrial complexes) should be added by reference to Cost Guide code series 42P04A -42P40V, Internal WC - 42P40W, amenity blocks - showers & toilets (New code TBC) & Canteens (New CodeTBC) | - | - | 10104 | 41P82P, 41R24P, 41P37A | m2 | - | 3 - INDUSTRIAL | David Grace | Jim Allen | 385.1829 | Option 1 | 477.5513 | 23.98% | 663.8022 | 476.5941 | 23.73% | -0.2004% | 476.5941 | 23.73% | Price Book Data | P. Avo | VOA_GPN_GOV_UK\7243572 | 2021-07-09 | Low | - | Low | - | - | Updated indiced etc. 24/03/2021 - Copied to the latest DCS. | NA | SPONS A&B | 1.561 | (BEAMS Note 2) The ERC for this item should be added to all other rateable items on the hereditament (except land). Therefore the total of the ERC of the other Building Items and the P&M ERC (where applicable) to enable the correct contract size adjustment to be made. ERC of Building Component + ERC of P&M = Total ERC to which contract size adjustment should be applied. The appropriate % adjustment should be made in accordance with the scale for contract size adjustment specified under section 6 of the RCG 2021 Guidance notes. The currency ERC rates are set at £4m (Four Million Pounds) @ 1st April 2019 (AVD) for the RCG 2021 Publication. | - | - | 2 | TRUE
3197 | 41P74T | 5576 | 41P74T | Industrial Buildings | Insulated Buildings | Sheet Metal Cladding | 501 - 1,000m2 | Eaves Height - 8.5m | Building Area only; Site strip vegetation; Strip foundations; Column bases; Insulated Concrete GF slab with DPM and Mesh,150 thick up to 10,000m2, 200mm thick over 10,000m2 GIA; Steel Portal frame with bolts and baseplates; Coated galvanised trapezoidal roof sheets with insulation on steel purlins; Roof lights; valley gutters; matching fascia and soffit; Rainwater downpipes and gutters; trapezoidal insulated wall system cladding on cladding rails; External roller shutter doors and personnel doors; Single phase electrics, lighting and power; Gas fuelled hot air burners; Underslab storm drainage from internal downpipes on building area greater than 1,000m2; | Location Adjustment Applicable (See Guidance Notes) - ERC = UK mean of 1.00 | (BEAMS Note 2) The ERC for this item should be added to all other rateable items on the hereditament (except land). Therefore the total of the ERC of the other Building Items and the P&M ERC (where applicable) to enable the correct contract size adjustment to be made. ERC of Building Component + ERC of P&M = Total ERC to which contract size adjustment should be applied. The appropriate % adjustment should be made in accordance with the scale for contract size adjustment specified under section 6 of the RCG 2023 Guidance notes. The currency ERC rates are set at £4m (Four Million Pounds) @ 1st April 2021 (AVD) for the RCG 2023 Publication. | The data consists of a typical Industrial shell. Works include the Industrial shell as described and includes works up to 1m perimeter to the building (1m wide paving slabs & foul/storm drainage), The cost include 2 no. personnel doors and roller shutters are included at 1 door up to 1,000m2 , 2 roller doors over 1,000m2 (GIA), and 4 roller doors over 5,000m2. Costs are for the shell only and do not include for internal rooms such as offices or toilets which should be added for seperately. See Variations for assistance. | - | - | - | - | - | Cavity Wall construction to lower walls should be added by measuring wall area at an E/O rate of £102m2, single block walls are cost neutral. Additional roller shutter doors over and above the beacon specification at should be added at additonal cost of £ 232 each (4 x 4m) . Additional personnel doors over the assumed 2nr. - add £1,077 each. If no heating is present a deduction of £28m2 (GIA) should be made to the beacon cost. Internal offices (in Industrial complexes) should be added by reference to Cost Guide code series 42P04A -42P40V, Internal WC - 42P40W, amenity blocks - showers & toilets (New code TBC) & Canteens (New CodeTBC) | - | - | 10104 | 41P82T, 41R24T, 41P37C | m2 | - | 3 - INDUSTRIAL | David Grace | Jim Allen | 390.5647 | Option 1 | 484.2237 | 23.98% | 670.746 | 481.5796 | 23.3% | -0.546% | 481.5796 | 23.3% | Price Book Data | P. Avo | VOA_GPN_GOV_UK\7243572 | 2021-07-09 | Low | - | Low | - | - | Updated indiced etc. 24/03/2021 - Copied to the latest DCS. | NA | SPONS A&B | 1.561 | (BEAMS Note 2) The ERC for this item should be added to all other rateable items on the hereditament (except land). Therefore the total of the ERC of the other Building Items and the P&M ERC (where applicable) to enable the correct contract size adjustment to be made. ERC of Building Component + ERC of P&M = Total ERC to which contract size adjustment should be applied. The appropriate % adjustment should be made in accordance with the scale for contract size adjustment specified under section 6 of the RCG 2021 Guidance notes. The currency ERC rates are set at £4m (Four Million Pounds) @ 1st April 2019 (AVD) for the RCG 2021 Publication. | - | - | 2 | TRUE
3198 | 41P75A | 5590 | 41P75A | Industrial Buildings | Insulated Buildings | Sheet Metal Cladding | 501 - 1,000m2 | Eaves Height - 9m | Building Area only; Site strip vegetation; Strip foundations; Column bases; Insulated Concrete GF slab with DPM and Mesh,150 thick up to 10,000m2, 200mm thick over 10,000m2 GIA; Steel Portal frame with bolts and baseplates; Coated galvanised trapezoidal roof sheets with insulation on steel purlins; Roof lights; valley gutters; matching fascia and soffit; Rainwater downpipes and gutters; trapezoidal insulated wall system cladding on cladding rails; External roller shutter doors and personnel doors; Single phase electrics, lighting and power; Gas fuelled hot air burners; Underslab storm drainage from internal downpipes on building area greater than 1,000m2; | Location Adjustment Applicable (See Guidance Notes) - ERC = UK mean of 1.00 | (BEAMS Note 2) The ERC for this item should be added to all other rateable items on the hereditament (except land). Therefore the total of the ERC of the other Building Items and the P&M ERC (where applicable) to enable the correct contract size adjustment to be made. ERC of Building Component + ERC of P&M = Total ERC to which contract size adjustment should be applied. The appropriate % adjustment should be made in accordance with the scale for contract size adjustment specified under section 6 of the RCG 2023 Guidance notes. The currency ERC rates are set at £4m (Four Million Pounds) @ 1st April 2021 (AVD) for the RCG 2023 Publication. | The data consists of a typical Industrial shell. Works include the Industrial shell as described and includes works up to 1m perimeter to the building (1m wide paving slabs & foul/storm drainage), The cost include 2 no. personnel doors and roller shutters are included at 1 door up to 1,000m2 , 2 roller doors over 1,000m2 (GIA), and 4 roller doors over 5,000m2. Costs are for the shell only and do not include for internal rooms such as offices or toilets which should be added for seperately. See Variations for assistance. | - | - | - | - | - | Cavity Wall construction to lower walls should be added by measuring wall area at an E/O rate of £102m2, single block walls are cost neutral. Additional roller shutter doors over and above the beacon specification at should be added at additonal cost of £ 232 each (4 x 4m) . Additional personnel doors over the assumed 2nr. - add £1,077 each. If no heating is present a deduction of £28m2 (GIA) should be made to the beacon cost. Internal offices (in Industrial complexes) should be added by reference to Cost Guide code series 42P04A -42P40V, Internal WC - 42P40W, amenity blocks - showers & toilets (New code TBC) & Canteens (New CodeTBC) | - | - | 10104 | 41P82V, 41R24V, 41P37E | m2 | - | 3 - INDUSTRIAL | David Grace | Jim Allen | 396.7153 | Option 1 | 491.8493 | 23.98% | 677.6899 | 486.5651 | 22.65% | -1.074% | 486.5651 | 22.65% | Price Book Data | P. Avo | VOA_GPN_GOV_UK\7243572 | 2021-07-09 | Low | - | Low | - | - | Updated indiced etc. 24/03/2021 - Copied to the latest DCS. | NA | SPONS A&B | 1.561 | (BEAMS Note 2) The ERC for this item should be added to all other rateable items on the hereditament (except land). Therefore the total of the ERC of the other Building Items and the P&M ERC (where applicable) to enable the correct contract size adjustment to be made. ERC of Building Component + ERC of P&M = Total ERC to which contract size adjustment should be applied. The appropriate % adjustment should be made in accordance with the scale for contract size adjustment specified under section 6 of the RCG 2021 Guidance notes. The currency ERC rates are set at £4m (Four Million Pounds) @ 1st April 2019 (AVD) for the RCG 2021 Publication. | - | - | 2 | TRUE
3199 | 41P75E | 5591 | 41P75E | Industrial Buildings | Insulated Buildings | Sheet Metal Cladding | 501 - 1,000m2 | Eaves Height - 9.5m | Building Area only; Site strip vegetation; Strip foundations; Column bases; Insulated Concrete GF slab with DPM and Mesh,150 thick up to 10,000m2, 200mm thick over 10,000m2 GIA; Steel Portal frame with bolts and baseplates; Coated galvanised trapezoidal roof sheets with insulation on steel purlins; Roof lights; valley gutters; matching fascia and soffit; Rainwater downpipes and gutters; trapezoidal insulated wall system cladding on cladding rails; External roller shutter doors and personnel doors; Single phase electrics, lighting and power; Gas fuelled hot air burners; Underslab storm drainage from internal downpipes on building area greater than 1,000m2; | Location Adjustment Applicable (See Guidance Notes) - ERC = UK mean of 1.00 | (BEAMS Note 2) The ERC for this item should be added to all other rateable items on the hereditament (except land). Therefore the total of the ERC of the other Building Items and the P&M ERC (where applicable) to enable the correct contract size adjustment to be made. ERC of Building Component + ERC of P&M = Total ERC to which contract size adjustment should be applied. The appropriate % adjustment should be made in accordance with the scale for contract size adjustment specified under section 6 of the RCG 2023 Guidance notes. The currency ERC rates are set at £4m (Four Million Pounds) @ 1st April 2021 (AVD) for the RCG 2023 Publication. | The data consists of a typical Industrial shell. Works include the Industrial shell as described and includes works up to 1m perimeter to the building (1m wide paving slabs & foul/storm drainage), The cost include 2 no. personnel doors and roller shutters are included at 1 door up to 1,000m2 , 2 roller doors over 1,000m2 (GIA), and 4 roller doors over 5,000m2. Costs are for the shell only and do not include for internal rooms such as offices or toilets which should be added for seperately. See Variations for assistance. | - | - | - | - | - | Cavity Wall construction to lower walls should be added by measuring wall area at an E/O rate of £102m2, single block walls are cost neutral. Additional roller shutter doors over and above the beacon specification at should be added at additonal cost of £ 232 each (4 x 4m) . Additional personnel doors over the assumed 2nr. - add £1,077 each. If no heating is present a deduction of £28m2 (GIA) should be made to the beacon cost. Internal offices (in Industrial complexes) should be added by reference to Cost Guide code series 42P04A -42P40V, Internal WC - 42P40W, amenity blocks - showers & toilets (New code TBC) & Canteens (New CodeTBC) | - | - | 10104 | 41P82X, 41R24X, 41P37G | m2 | - | 3 - INDUSTRIAL | David Grace | Jim Allen | 402.8659 | Option 1 | 499.4749 | 23.98% | 684.6337 | 491.5506 | 22.01% | -1.587% | 491.5506 | 22.01% | Price Book Data | P. Avo | VOA_GPN_GOV_UK\7243572 | 2021-07-09 | Low | - | Low | - | - | Updated indiced etc. 24/03/2021 - Copied to the latest DCS. | NA | SPONS A&B | 1.561 | (BEAMS Note 2) The ERC for this item should be added to all other rateable items on the hereditament (except land). Therefore the total of the ERC of the other Building Items and the P&M ERC (where applicable) to enable the correct contract size adjustment to be made. ERC of Building Component + ERC of P&M = Total ERC to which contract size adjustment should be applied. The appropriate % adjustment should be made in accordance with the scale for contract size adjustment specified under section 6 of the RCG 2021 Guidance notes. The currency ERC rates are set at £4m (Four Million Pounds) @ 1st April 2019 (AVD) for the RCG 2021 Publication. | - | - | 2 | TRUE
3200 | 41P75K | 5592 | 41P75K | Industrial Buildings | Insulated Buildings | Sheet Metal Cladding | 501 - 1,000m2 | Eaves Height - 10m | Building Area only; Site strip vegetation; Strip foundations; Column bases; Insulated Concrete GF slab with DPM and Mesh,150 thick up to 10,000m2, 200mm thick over 10,000m2 GIA; Steel Portal frame with bolts and baseplates; Coated galvanised trapezoidal roof sheets with insulation on steel purlins; Roof lights; valley gutters; matching fascia and soffit; Rainwater downpipes and gutters; trapezoidal insulated wall system cladding on cladding rails; External roller shutter doors and personnel doors; Single phase electrics, lighting and power; Gas fuelled hot air burners; Underslab storm drainage from internal downpipes on building area greater than 1,000m2; | Location Adjustment Applicable (See Guidance Notes) - ERC = UK mean of 1.00 | (BEAMS Note 2) The ERC for this item should be added to all other rateable items on the hereditament (except land). Therefore the total of the ERC of the other Building Items and the P&M ERC (where applicable) to enable the correct contract size adjustment to be made. ERC of Building Component + ERC of P&M = Total ERC to which contract size adjustment should be applied. The appropriate % adjustment should be made in accordance with the scale for contract size adjustment specified under section 6 of the RCG 2023 Guidance notes. The currency ERC rates are set at £4m (Four Million Pounds) @ 1st April 2021 (AVD) for the RCG 2023 Publication. | The data consists of a typical Industrial shell. Works include the Industrial shell as described and includes works up to 1m perimeter to the building (1m wide paving slabs & foul/storm drainage), The cost include 2 no. personnel doors and roller shutters are included at 1 door up to 1,000m2 , 2 roller doors over 1,000m2 (GIA), and 4 roller doors over 5,000m2. Costs are for the shell only and do not include for internal rooms such as offices or toilets which should be added for seperately. See Variations for assistance. | - | - | - | - | - | Cavity Wall construction to lower walls should be added by measuring wall area at an E/O rate of £102m2, single block walls are cost neutral. Additional roller shutter doors over and above the beacon specification at should be added at additonal cost of £ 232 each (4 x 4m) . Additional personnel doors over the assumed 2nr. - add £1,077 each. If no heating is present a deduction of £28m2 (GIA) should be made to the beacon cost. Internal offices (in Industrial complexes) should be added by reference to Cost Guide code series 42P04A -42P40V, Internal WC - 42P40W, amenity blocks - showers & toilets (New code TBC) & Canteens (New CodeTBC) | - | - | 10104 | 41P82Y, 41R24Y, 41P37K | m2 | - | 3 - INDUSTRIAL | David Grace | Jim Allen | 409.0166 | Option 1 | 507.1004 | 23.98% | 691.5775 | 496.5361 | 21.4% | -2.083% | 496.5361 | 21.4% | Price Book Data | P. Avo | VOA_GPN_GOV_UK\7243572 | 2021-07-09 | Low | - | Low | - | - | Updated indiced etc. 24/03/2021 - Copied to the latest DCS. | NA | SPONS A&B | 1.561 | (BEAMS Note 2) The ERC for this item should be added to all other rateable items on the hereditament (except land). Therefore the total of the ERC of the other Building Items and the P&M ERC (where applicable) to enable the correct contract size adjustment to be made. ERC of Building Component + ERC of P&M = Total ERC to which contract size adjustment should be applied. The appropriate % adjustment should be made in accordance with the scale for contract size adjustment specified under section 6 of the RCG 2021 Guidance notes. The currency ERC rates are set at £4m (Four Million Pounds) @ 1st April 2019 (AVD) for the RCG 2021 Publication. | - | - | 2 | TRUE
3201 | 41P76A | 5611 | 41P76A | Industrial Buildings | Insulated Buildings | Sheet Metal Cladding | 5,001 - 10,000m2 | Eaves Height - 3m | Building Area only; Site strip vegetation; Strip foundations; Column bases; Insulated Concrete GF slab with DPM and Mesh,150 thick up to 10,000m2, 200mm thick over 10,000m2 GIA; Steel Portal frame with bolts and baseplates; Coated galvanised trapezoidal roof sheets with insulation on steel purlins; Roof lights; valley gutters; matching fascia and soffit; Rainwater downpipes and gutters; trapezoidal insulated wall system cladding on cladding rails; External roller shutter doors and personnel doors; Single phase electrics, lighting and power; Gas fuelled hot air burners; Underslab storm drainage from internal downpipes on building area greater than 1,000m2; | Location Adjustment Applicable (See Guidance Notes) - ERC = UK mean of 1.00 | (BEAMS Note 2) The ERC for this item should be added to all other rateable items on the hereditament (except land). Therefore the total of the ERC of the other Building Items and the P&M ERC (where applicable) to enable the correct contract size adjustment to be made. ERC of Building Component + ERC of P&M = Total ERC to which contract size adjustment should be applied. The appropriate % adjustment should be made in accordance with the scale for contract size adjustment specified under section 6 of the RCG 2023 Guidance notes. The currency ERC rates are set at £4m (Four Million Pounds) @ 1st April 2021 (AVD) for the RCG 2023 Publication. | The data consists of a typical Industrial shell. Works include the Industrial shell as described and includes works up to 1m perimeter to the building (1m wide paving slabs & foul/storm drainage), The cost include 2 no. personnel doors and roller shutters are included at 1 door up to 1,000m2 , 2 roller doors over 1,000m2 (GIA), and 4 roller doors over 5,000m2. Costs are for the shell only and do not include for internal rooms such as offices or toilets which should be added for seperately. See Variations for assistance. | - | - | - | - | - | Cavity Wall construction to lower walls should be added by measuring wall area at an E/O rate of £102m2, single block walls are cost neutral. Additional roller shutter doors over and above the beacon specification at should be added at additonal cost of £ 232 each (4 x 4m) . Additional personnel doors over the assumed 2nr. - add £1,077 each. If no heating is present a deduction of £28m2 (GIA) should be made to the beacon cost. Internal offices (in Industrial complexes) should be added by reference to Cost Guide code series 42P04A -42P40V, Internal WC - 42P40W, amenity blocks - showers & toilets (New code TBC) & Canteens (New CodeTBC) | - | - | 10105 | 41R28A, 41P86A, 41P38A | m2 | - | 3 - INDUSTRIAL | David Grace | Jim Allen | 282.1599 | Option 1 | 349.823 | 23.98% | 612.8199 | 439.99 | 55.94% | 25.78% | 439.99 | 55.94% | Price Book Data | P. Avo | VOA_GPN_GOV_UK\7243572 | 2021-07-12 | Low | - | Low | - | - | Updated indiced etc. 24/03/2021 - Copied to the latest DCS. | NA | SPONS A&B | 1.561 | (BEAMS Note 2) The ERC for this item should be added to all other rateable items on the hereditament (except land). Therefore the total of the ERC of the other Building Items and the P&M ERC (where applicable) to enable the correct contract size adjustment to be made. ERC of Building Component + ERC of P&M = Total ERC to which contract size adjustment should be applied. The appropriate % adjustment should be made in accordance with the scale for contract size adjustment specified under section 6 of the RCG 2021 Guidance notes. The currency ERC rates are set at £4m (Four Million Pounds) @ 1st April 2019 (AVD) for the RCG 2021 Publication. | - | - | 2 | TRUE
3202 | 41P76B | 5612 | 41P76B | Industrial Buildings | Insulated Buildings | Sheet Metal Cladding | 5,001 - 10,000m2 | Eaves Height - 3.5m | Building Area only; Site strip vegetation; Strip foundations; Column bases; Insulated Concrete GF slab with DPM and Mesh,150 thick up to 10,000m2, 200mm thick over 10,000m2 GIA; Steel Portal frame with bolts and baseplates; Coated galvanised trapezoidal roof sheets with insulation on steel purlins; Roof lights; valley gutters; matching fascia and soffit; Rainwater downpipes and gutters; trapezoidal insulated wall system cladding on cladding rails; External roller shutter doors and personnel doors; Single phase electrics, lighting and power; Gas fuelled hot air burners; Underslab storm drainage from internal downpipes on building area greater than 1,000m2; | Location Adjustment Applicable (See Guidance Notes) - ERC = UK mean of 1.00 | (BEAMS Note 2) The ERC for this item should be added to all other rateable items on the hereditament (except land). Therefore the total of the ERC of the other Building Items and the P&M ERC (where applicable) to enable the correct contract size adjustment to be made. ERC of Building Component + ERC of P&M = Total ERC to which contract size adjustment should be applied. The appropriate % adjustment should be made in accordance with the scale for contract size adjustment specified under section 6 of the RCG 2023 Guidance notes. The currency ERC rates are set at £4m (Four Million Pounds) @ 1st April 2021 (AVD) for the RCG 2023 Publication. | The data consists of a typical Industrial shell. Works include the Industrial shell as described and includes works up to 1m perimeter to the building (1m wide paving slabs & foul/storm drainage), The cost include 2 no. personnel doors and roller shutters are included at 1 door up to 1,000m2 , 2 roller doors over 1,000m2 (GIA), and 4 roller doors over 5,000m2. Costs are for the shell only and do not include for internal rooms such as offices or toilets which should be added for seperately. See Variations for assistance. | - | - | - | - | - | Cavity Wall construction to lower walls should be added by measuring wall area at an E/O rate of £102m2, single block walls are cost neutral. Additional roller shutter doors over and above the beacon specification at should be added at additonal cost of £ 232 each (4 x 4m) . Additional personnel doors over the assumed 2nr. - add £1,077 each. If no heating is present a deduction of £28m2 (GIA) should be made to the beacon cost. Internal offices (in Industrial complexes) should be added by reference to Cost Guide code series 42P04A -42P40V, Internal WC - 42P40W, amenity blocks - showers & toilets (New code TBC) & Canteens (New CodeTBC) | - | - | 10105 | 41R28B, 41P86B, 41P38C | m2 | - | 3 - INDUSTRIAL | David Grace | Jim Allen | 284.4664 | Option 1 | 352.6826 | 23.98% | 615.5435 | 441.9455 | 55.36% | 25.31% | 441.9455 | 55.36% | Price Book Data | P. Avo | VOA_GPN_GOV_UK\7243572 | 2021-07-12 | Low | - | Low | - | - | Updated indiced etc. 24/03/2021 - Copied to the latest DCS. | NA | SPONS A&B | 1.561 | (BEAMS Note 2) The ERC for this item should be added to all other rateable items on the hereditament (except land). Therefore the total of the ERC of the other Building Items and the P&M ERC (where applicable) to enable the correct contract size adjustment to be made. ERC of Building Component + ERC of P&M = Total ERC to which contract size adjustment should be applied. The appropriate % adjustment should be made in accordance with the scale for contract size adjustment specified under section 6 of the RCG 2021 Guidance notes. The currency ERC rates are set at £4m (Four Million Pounds) @ 1st April 2019 (AVD) for the RCG 2021 Publication. | - | - | 2 | TRUE
3203 | 41P76C | 5613 | 41P76C | Industrial Buildings | Insulated Buildings | Sheet Metal Cladding | 5,001 - 10,000m2 | Eaves Height - 4m | Building Area only; Site strip vegetation; Strip foundations; Column bases; Insulated Concrete GF slab with DPM and Mesh,150 thick up to 10,000m2, 200mm thick over 10,000m2 GIA; Steel Portal frame with bolts and baseplates; Coated galvanised trapezoidal roof sheets with insulation on steel purlins; Roof lights; valley gutters; matching fascia and soffit; Rainwater downpipes and gutters; trapezoidal insulated wall system cladding on cladding rails; External roller shutter doors and personnel doors; Single phase electrics, lighting and power; Gas fuelled hot air burners; Underslab storm drainage from internal downpipes on building area greater than 1,000m2; | Location Adjustment Applicable (See Guidance Notes) - ERC = UK mean of 1.00 | (BEAMS Note 2) The ERC for this item should be added to all other rateable items on the hereditament (except land). Therefore the total of the ERC of the other Building Items and the P&M ERC (where applicable) to enable the correct contract size adjustment to be made. ERC of Building Component + ERC of P&M = Total ERC to which contract size adjustment should be applied. The appropriate % adjustment should be made in accordance with the scale for contract size adjustment specified under section 6 of the RCG 2023 Guidance notes. The currency ERC rates are set at £4m (Four Million Pounds) @ 1st April 2021 (AVD) for the RCG 2023 Publication. | The data consists of a typical Industrial shell. Works include the Industrial shell as described and includes works up to 1m perimeter to the building (1m wide paving slabs & foul/storm drainage), The cost include 2 no. personnel doors and roller shutters are included at 1 door up to 1,000m2 , 2 roller doors over 1,000m2 (GIA), and 4 roller doors over 5,000m2. Costs are for the shell only and do not include for internal rooms such as offices or toilets which should be added for seperately. See Variations for assistance. | - | - | - | - | - | Cavity Wall construction to lower walls should be added by measuring wall area at an E/O rate of £102m2, single block walls are cost neutral. Additional roller shutter doors over and above the beacon specification at should be added at additonal cost of £ 232 each (4 x 4m) . Additional personnel doors over the assumed 2nr. - add £1,077 each. If no heating is present a deduction of £28m2 (GIA) should be made to the beacon cost. Internal offices (in Industrial complexes) should be added by reference to Cost Guide code series 42P04A -42P40V, Internal WC - 42P40W, amenity blocks - showers & toilets (New code TBC) & Canteens (New CodeTBC) | - | - | 10105 | 41R28C ,41P86C, 41P38E | m2 | - | 3 - INDUSTRIAL | David Grace | Jim Allen | 286.7729 | Option 1 | 355.5422 | 23.98% | 618.2672 | 443.9011 | 54.79% | 24.85% | 443.9011 | 54.79% | Price Book Data | P. Avo | VOA_GPN_GOV_UK\7243572 | 2021-07-12 | Low | - | Low | - | - | Updated indiced etc. 24/03/2021 - Copied to the latest DCS. | NA | SPONS A&B | 1.561 | (BEAMS Note 2) The ERC for this item should be added to all other rateable items on the hereditament (except land). Therefore the total of the ERC of the other Building Items and the P&M ERC (where applicable) to enable the correct contract size adjustment to be made. ERC of Building Component + ERC of P&M = Total ERC to which contract size adjustment should be applied. The appropriate % adjustment should be made in accordance with the scale for contract size adjustment specified under section 6 of the RCG 2021 Guidance notes. The currency ERC rates are set at £4m (Four Million Pounds) @ 1st April 2019 (AVD) for the RCG 2021 Publication. | - | - | 2 | TRUE
3204 | 41P76E | 5614 | 41P76E | Industrial Buildings | Insulated Buildings | Sheet Metal Cladding | 5,001 - 10,000m2 | Eaves Height - 4.5m | Building Area only; Site strip vegetation; Strip foundations; Column bases; Insulated Concrete GF slab with DPM and Mesh,150 thick up to 10,000m2, 200mm thick over 10,000m2 GIA; Steel Portal frame with bolts and baseplates; Coated galvanised trapezoidal roof sheets with insulation on steel purlins; Roof lights; valley gutters; matching fascia and soffit; Rainwater downpipes and gutters; trapezoidal insulated wall system cladding on cladding rails; External roller shutter doors and personnel doors; Single phase electrics, lighting and power; Gas fuelled hot air burners; Underslab storm drainage from internal downpipes on building area greater than 1,000m2; | Location Adjustment Applicable (See Guidance Notes) - ERC = UK mean of 1.00 | (BEAMS Note 2) The ERC for this item should be added to all other rateable items on the hereditament (except land). Therefore the total of the ERC of the other Building Items and the P&M ERC (where applicable) to enable the correct contract size adjustment to be made. ERC of Building Component + ERC of P&M = Total ERC to which contract size adjustment should be applied. The appropriate % adjustment should be made in accordance with the scale for contract size adjustment specified under section 6 of the RCG 2023 Guidance notes. The currency ERC rates are set at £4m (Four Million Pounds) @ 1st April 2021 (AVD) for the RCG 2023 Publication. | The data consists of a typical Industrial shell. Works include the Industrial shell as described and includes works up to 1m perimeter to the building (1m wide paving slabs & foul/storm drainage), The cost include 2 no. personnel doors and roller shutters are included at 1 door up to 1,000m2 , 2 roller doors over 1,000m2 (GIA), and 4 roller doors over 5,000m2. Costs are for the shell only and do not include for internal rooms such as offices or toilets which should be added for seperately. See Variations for assistance. | - | - | - | - | - | Cavity Wall construction to lower walls should be added by measuring wall area at an E/O rate of £102m2, single block walls are cost neutral. Additional roller shutter doors over and above the beacon specification at should be added at additonal cost of £ 232 each (4 x 4m) . Additional personnel doors over the assumed 2nr. - add £1,077 each. If no heating is present a deduction of £28m2 (GIA) should be made to the beacon cost. Internal offices (in Industrial complexes) should be added by reference to Cost Guide code series 42P04A -42P40V, Internal WC - 42P40W, amenity blocks - showers & toilets (New code TBC) & Canteens (New CodeTBC) | - | - | 10105 | 41R28E, 41P86E, 41P38G | m2 | - | 3 - INDUSTRIAL | David Grace | Jim Allen | 289.0794 | Option 1 | 358.4018 | 23.98% | 620.9909 | 445.8566 | 54.23% | 24.4% | 445.8566 | 54.23% | Price Book Data | P. Avo | VOA_GPN_GOV_UK\7243572 | 2021-07-12 | Low | - | Low | - | - | Updated indiced etc. 24/03/2021 - Copied to the latest DCS. | NA | SPONS A&B | 1.561 | (BEAMS Note 2) The ERC for this item should be added to all other rateable items on the hereditament (except land). Therefore the total of the ERC of the other Building Items and the P&M ERC (where applicable) to enable the correct contract size adjustment to be made. ERC of Building Component + ERC of P&M = Total ERC to which contract size adjustment should be applied. The appropriate % adjustment should be made in accordance with the scale for contract size adjustment specified under section 6 of the RCG 2021 Guidance notes. The currency ERC rates are set at £4m (Four Million Pounds) @ 1st April 2019 (AVD) for the RCG 2021 Publication. | - | - | 2 | TRUE
3205 | 41P76F | 5615 | 41P76F | Industrial Buildings | Insulated Buildings | Sheet Metal Cladding | 5,001 - 10,000m2 | Eaves Height - 5m | Building Area only; Site strip vegetation; Strip foundations; Column bases; Insulated Concrete GF slab with DPM and Mesh,150 thick up to 10,000m2, 200mm thick over 10,000m2 GIA; Steel Portal frame with bolts and baseplates; Coated galvanised trapezoidal roof sheets with insulation on steel purlins; Roof lights; valley gutters; matching fascia and soffit; Rainwater downpipes and gutters; trapezoidal insulated wall system cladding on cladding rails; External roller shutter doors and personnel doors; Single phase electrics, lighting and power; Gas fuelled hot air burners; Underslab storm drainage from internal downpipes on building area greater than 1,000m2; | Location Adjustment Applicable (See Guidance Notes) - ERC = UK mean of 1.00 | (BEAMS Note 2) The ERC for this item should be added to all other rateable items on the hereditament (except land). Therefore the total of the ERC of the other Building Items and the P&M ERC (where applicable) to enable the correct contract size adjustment to be made. ERC of Building Component + ERC of P&M = Total ERC to which contract size adjustment should be applied. The appropriate % adjustment should be made in accordance with the scale for contract size adjustment specified under section 6 of the RCG 2023 Guidance notes. The currency ERC rates are set at £4m (Four Million Pounds) @ 1st April 2021 (AVD) for the RCG 2023 Publication. | The data consists of a typical Industrial shell. Works include the Industrial shell as described and includes works up to 1m perimeter to the building (1m wide paving slabs & foul/storm drainage), The cost include 2 no. personnel doors and roller shutters are included at 1 door up to 1,000m2 , 2 roller doors over 1,000m2 (GIA), and 4 roller doors over 5,000m2. Costs are for the shell only and do not include for internal rooms such as offices or toilets which should be added for seperately. See Variations for assistance. | - | - | - | - | - | Cavity Wall construction to lower walls should be added by measuring wall area at an E/O rate of £102m2, single block walls are cost neutral. Additional roller shutter doors over and above the beacon specification at should be added at additonal cost of £ 232 each (4 x 4m) . Additional personnel doors over the assumed 2nr. - add £1,077 each. If no heating is present a deduction of £28m2 (GIA) should be made to the beacon cost. Internal offices (in Industrial complexes) should be added by reference to Cost Guide code series 42P04A -42P40V, Internal WC - 42P40W, amenity blocks - showers & toilets (New code TBC) & Canteens (New CodeTBC) | - | - | 10105 | 41R28F ,41P86F ,41P38I | m2 | - | 3 - INDUSTRIAL | David Grace | Jim Allen | 291.3859 | Option 1 | 361.2614 | 23.98% | 623.7145 | 447.8121 | 53.68% | 23.96% | 447.8121 | 53.68% | Price Book Data | P. Avo | VOA_GPN_GOV_UK\7243572 | 2021-07-12 | Low | - | Low | - | - | Updated indiced etc. 24/03/2021 - Copied to the latest DCS. | NA | SPONS A&B | 1.561 | (BEAMS Note 2) The ERC for this item should be added to all other rateable items on the hereditament (except land). Therefore the total of the ERC of the other Building Items and the P&M ERC (where applicable) to enable the correct contract size adjustment to be made. ERC of Building Component + ERC of P&M = Total ERC to which contract size adjustment should be applied. The appropriate % adjustment should be made in accordance with the scale for contract size adjustment specified under section 6 of the RCG 2021 Guidance notes. The currency ERC rates are set at £4m (Four Million Pounds) @ 1st April 2019 (AVD) for the RCG 2021 Publication. | - | - | 2 | TRUE
3206 | 41P76G | 5616 | 41P76G | Industrial Buildings | Insulated Buildings | Sheet Metal Cladding | 5,001 - 10,000m2 | Eaves Height - 5.5m | Building Area only; Site strip vegetation; Strip foundations; Column bases; Insulated Concrete GF slab with DPM and Mesh,150 thick up to 10,000m2, 200mm thick over 10,000m2 GIA; Steel Portal frame with bolts and baseplates; Coated galvanised trapezoidal roof sheets with insulation on steel purlins; Roof lights; valley gutters; matching fascia and soffit; Rainwater downpipes and gutters; trapezoidal insulated wall system cladding on cladding rails; External roller shutter doors and personnel doors; Single phase electrics, lighting and power; Gas fuelled hot air burners; Underslab storm drainage from internal downpipes on building area greater than 1,000m2; | Location Adjustment Applicable (See Guidance Notes) - ERC = UK mean of 1.00 | (BEAMS Note 2) The ERC for this item should be added to all other rateable items on the hereditament (except land). Therefore the total of the ERC of the other Building Items and the P&M ERC (where applicable) to enable the correct contract size adjustment to be made. ERC of Building Component + ERC of P&M = Total ERC to which contract size adjustment should be applied. The appropriate % adjustment should be made in accordance with the scale for contract size adjustment specified under section 6 of the RCG 2023 Guidance notes. The currency ERC rates are set at £4m (Four Million Pounds) @ 1st April 2021 (AVD) for the RCG 2023 Publication. | The data consists of a typical Industrial shell. Works include the Industrial shell as described and includes works up to 1m perimeter to the building (1m wide paving slabs & foul/storm drainage), The cost include 2 no. personnel doors and roller shutters are included at 1 door up to 1,000m2 , 2 roller doors over 1,000m2 (GIA), and 4 roller doors over 5,000m2. Costs are for the shell only and do not include for internal rooms such as offices or toilets which should be added for seperately. See Variations for assistance. | - | - | - | - | - | Cavity Wall construction to lower walls should be added by measuring wall area at an E/O rate of £102m2, single block walls are cost neutral. Additional roller shutter doors over and above the beacon specification at should be added at additonal cost of £ 232 each (4 x 4m) . Additional personnel doors over the assumed 2nr. - add £1,077 each. If no heating is present a deduction of £28m2 (GIA) should be made to the beacon cost. Internal offices (in Industrial complexes) should be added by reference to Cost Guide code series 42P04A -42P40V, Internal WC - 42P40W, amenity blocks - showers & toilets (New code TBC) & Canteens (New CodeTBC) | - | - | 10105 | 41R28G, 41P86G, 41P38K | m2 | - | 3 - INDUSTRIAL | David Grace | Jim Allen | 298.3053 | Option 1 | 369.8402 | 23.98% | 626.4382 | 449.7676 | 50.77% | 21.61% | 449.7676 | 50.77% | Price Book Data | P. Avo | VOA_GPN_GOV_UK\7243572 | 2021-07-12 | Low | - | Low | - | - | Updated indiced etc. 24/03/2021 - Copied to the latest DCS. | NA | SPONS A&B | 1.561 | (BEAMS Note 2) The ERC for this item should be added to all other rateable items on the hereditament (except land). Therefore the total of the ERC of the other Building Items and the P&M ERC (where applicable) to enable the correct contract size adjustment to be made. ERC of Building Component + ERC of P&M = Total ERC to which contract size adjustment should be applied. The appropriate % adjustment should be made in accordance with the scale for contract size adjustment specified under section 6 of the RCG 2021 Guidance notes. The currency ERC rates are set at £4m (Four Million Pounds) @ 1st April 2019 (AVD) for the RCG 2021 Publication. | - | - | 2 | TRUE
3207 | 41P76H | 5617 | 41P76H | Industrial Buildings | Insulated Buildings | Sheet Metal Cladding | 5,001 - 10,000m2 | Eaves Height - 6m | Building Area only; Site strip vegetation; Strip foundations; Column bases; Insulated Concrete GF slab with DPM and Mesh,150 thick up to 10,000m2, 200mm thick over 10,000m2 GIA; Steel Portal frame with bolts and baseplates; Coated galvanised trapezoidal roof sheets with insulation on steel purlins; Roof lights; valley gutters; matching fascia and soffit; Rainwater downpipes and gutters; trapezoidal insulated wall system cladding on cladding rails; External roller shutter doors and personnel doors; Single phase electrics, lighting and power; Gas fuelled hot air burners; Underslab storm drainage from internal downpipes on building area greater than 1,000m2; | Location Adjustment Applicable (See Guidance Notes) - ERC = UK mean of 1.00 | (BEAMS Note 2) The ERC for this item should be added to all other rateable items on the hereditament (except land). Therefore the total of the ERC of the other Building Items and the P&M ERC (where applicable) to enable the correct contract size adjustment to be made. ERC of Building Component + ERC of P&M = Total ERC to which contract size adjustment should be applied. The appropriate % adjustment should be made in accordance with the scale for contract size adjustment specified under section 6 of the RCG 2023 Guidance notes. The currency ERC rates are set at £4m (Four Million Pounds) @ 1st April 2021 (AVD) for the RCG 2023 Publication. | The data consists of a typical Industrial shell. Works include the Industrial shell as described and includes works up to 1m perimeter to the building (1m wide paving slabs & foul/storm drainage), The cost include 2 no. personnel doors and roller shutters are included at 1 door up to 1,000m2 , 2 roller doors over 1,000m2 (GIA), and 4 roller doors over 5,000m2. Costs are for the shell only and do not include for internal rooms such as offices or toilets which should be added for seperately. See Variations for assistance. | - | - | - | - | - | Cavity Wall construction to lower walls should be added by measuring wall area at an E/O rate of £102m2, single block walls are cost neutral. Additional roller shutter doors over and above the beacon specification at should be added at additonal cost of £ 232 each (4 x 4m) . Additional personnel doors over the assumed 2nr. - add £1,077 each. If no heating is present a deduction of £28m2 (GIA) should be made to the beacon cost. Internal offices (in Industrial complexes) should be added by reference to Cost Guide code series 42P04A -42P40V, Internal WC - 42P40W, amenity blocks - showers & toilets (New code TBC) & Canteens (New CodeTBC) | - | - | 10105 | 41R28H, 41P86H ,41P38M | m2 | - | 3 - INDUSTRIAL | David Grace | Jim Allen | 300.6118 | Option 1 | 372.6997 | 23.98% | 629.1619 | 451.7232 | 50.27% | 21.2% | 451.7232 | 50.27% | Price Book Data | P. Avo | VOA_GPN_GOV_UK\7243572 | 2021-07-12 | Low | - | Low | - | - | Updated indiced etc. 24/03/2021 - Copied to the latest DCS. | NA | SPONS A&B | 1.561 | (BEAMS Note 2) The ERC for this item should be added to all other rateable items on the hereditament (except land). Therefore the total of the ERC of the other Building Items and the P&M ERC (where applicable) to enable the correct contract size adjustment to be made. ERC of Building Component + ERC of P&M = Total ERC to which contract size adjustment should be applied. The appropriate % adjustment should be made in accordance with the scale for contract size adjustment specified under section 6 of the RCG 2021 Guidance notes. The currency ERC rates are set at £4m (Four Million Pounds) @ 1st April 2019 (AVD) for the RCG 2021 Publication. | - | - | 2 | TRUE
3208 | 41P76J | 5618 | 41P76J | Industrial Buildings | Insulated Buildings | Sheet Metal Cladding | 5,001 - 10,000m2 | Eaves Height - 6.5m | Building Area only; Site strip vegetation; Strip foundations; Column bases; Insulated Concrete GF slab with DPM and Mesh,150 thick up to 10,000m2, 200mm thick over 10,000m2 GIA; Steel Portal frame with bolts and baseplates; Coated galvanised trapezoidal roof sheets with insulation on steel purlins; Roof lights; valley gutters; matching fascia and soffit; Rainwater downpipes and gutters; trapezoidal insulated wall system cladding on cladding rails; External roller shutter doors and personnel doors; Single phase electrics, lighting and power; Gas fuelled hot air burners; Underslab storm drainage from internal downpipes on building area greater than 1,000m2; | Location Adjustment Applicable (See Guidance Notes) - ERC = UK mean of 1.00 | (BEAMS Note 2) The ERC for this item should be added to all other rateable items on the hereditament (except land). Therefore the total of the ERC of the other Building Items and the P&M ERC (where applicable) to enable the correct contract size adjustment to be made. ERC of Building Component + ERC of P&M = Total ERC to which contract size adjustment should be applied. The appropriate % adjustment should be made in accordance with the scale for contract size adjustment specified under section 6 of the RCG 2023 Guidance notes. The currency ERC rates are set at £4m (Four Million Pounds) @ 1st April 2021 (AVD) for the RCG 2023 Publication. | The data consists of a typical Industrial shell. Works include the Industrial shell as described and includes works up to 1m perimeter to the building (1m wide paving slabs & foul/storm drainage), The cost include 2 no. personnel doors and roller shutters are included at 1 door up to 1,000m2 , 2 roller doors over 1,000m2 (GIA), and 4 roller doors over 5,000m2. Costs are for the shell only and do not include for internal rooms such as offices or toilets which should be added for seperately. See Variations for assistance. | - | - | - | - | - | Cavity Wall construction to lower walls should be added by measuring wall area at an E/O rate of £102m2, single block walls are cost neutral. Additional roller shutter doors over and above the beacon specification at should be added at additonal cost of £ 232 each (4 x 4m) . Additional personnel doors over the assumed 2nr. - add £1,077 each. If no heating is present a deduction of £28m2 (GIA) should be made to the beacon cost. Internal offices (in Industrial complexes) should be added by reference to Cost Guide code series 42P04A -42P40V, Internal WC - 42P40W, amenity blocks - showers & toilets (New code TBC) & Canteens (New CodeTBC) | - | - | 10105 | 41R28J, 41P86J, 41P38P | m2 | - | 3 - INDUSTRIAL | David Grace | Jim Allen | 303.6871 | Option 1 | 376.5125 | 23.98% | 631.8855 | 453.6787 | 49.39% | 20.49% | 453.6787 | 49.39% | Price Book Data | P. Avo | VOA_GPN_GOV_UK\7243572 | 2021-07-12 | Low | - | Low | - | - | Updated indiced etc. 24/03/2021 - Copied to the latest DCS. | NA | SPONS A&B | 1.561 | (BEAMS Note 2) The ERC for this item should be added to all other rateable items on the hereditament (except land). Therefore the total of the ERC of the other Building Items and the P&M ERC (where applicable) to enable the correct contract size adjustment to be made. ERC of Building Component + ERC of P&M = Total ERC to which contract size adjustment should be applied. The appropriate % adjustment should be made in accordance with the scale for contract size adjustment specified under section 6 of the RCG 2021 Guidance notes. The currency ERC rates are set at £4m (Four Million Pounds) @ 1st April 2019 (AVD) for the RCG 2021 Publication. | - | - | 2 | TRUE
3209 | 41P76L | 5619 | 41P76L | Industrial Buildings | Insulated Buildings | Sheet Metal Cladding | 5,001 - 10,000m2 | Eaves Height - 7m | Building Area only; Site strip vegetation; Strip foundations; Column bases; Insulated Concrete GF slab with DPM and Mesh,150 thick up to 10,000m2, 200mm thick over 10,000m2 GIA; Steel Portal frame with bolts and baseplates; Coated galvanised trapezoidal roof sheets with insulation on steel purlins; Roof lights; valley gutters; matching fascia and soffit; Rainwater downpipes and gutters; trapezoidal insulated wall system cladding on cladding rails; External roller shutter doors and personnel doors; Single phase electrics, lighting and power; Gas fuelled hot air burners; Underslab storm drainage from internal downpipes on building area greater than 1,000m2; | Location Adjustment Applicable (See Guidance Notes) - ERC = UK mean of 1.00 | (BEAMS Note 2) The ERC for this item should be added to all other rateable items on the hereditament (except land). Therefore the total of the ERC of the other Building Items and the P&M ERC (where applicable) to enable the correct contract size adjustment to be made. ERC of Building Component + ERC of P&M = Total ERC to which contract size adjustment should be applied. The appropriate % adjustment should be made in accordance with the scale for contract size adjustment specified under section 6 of the RCG 2023 Guidance notes. The currency ERC rates are set at £4m (Four Million Pounds) @ 1st April 2021 (AVD) for the RCG 2023 Publication. | The data consists of a typical Industrial shell. Works include the Industrial shell as described and includes works up to 1m perimeter to the building (1m wide paving slabs & foul/storm drainage), The cost include 2 no. personnel doors and roller shutters are included at 1 door up to 1,000m2 , 2 roller doors over 1,000m2 (GIA), and 4 roller doors over 5,000m2. Costs are for the shell only and do not include for internal rooms such as offices or toilets which should be added for seperately. See Variations for assistance. | - | - | - | - | - | Cavity Wall construction to lower walls should be added by measuring wall area at an E/O rate of £102m2, single block walls are cost neutral. Additional roller shutter doors over and above the beacon specification at should be added at additonal cost of £ 232 each (4 x 4m) . Additional personnel doors over the assumed 2nr. - add £1,077 each. If no heating is present a deduction of £28m2 (GIA) should be made to the beacon cost. Internal offices (in Industrial complexes) should be added by reference to Cost Guide code series 42P04A -42P40V, Internal WC - 42P40W, amenity blocks - showers & toilets (New code TBC) & Canteens (New CodeTBC) | - | - | 10105 | 41R28L, 41P86L, 41P38R | m2 | - | 3 - INDUSTRIAL | David Grace | Jim Allen | 305.9936 | Option 1 | 379.3721 | 23.98% | 634.6092 | 455.6342 | 48.9% | 20.1% | 455.6342 | 48.9% | Price Book Data | P. Avo | VOA_GPN_GOV_UK\7243572 | 2021-07-12 | Low | - | Low | - | - | Updated indiced etc. 24/03/2021 - Copied to the latest DCS. | NA | SPONS A&B | 1.561 | (BEAMS Note 2) The ERC for this item should be added to all other rateable items on the hereditament (except land). Therefore the total of the ERC of the other Building Items and the P&M ERC (where applicable) to enable the correct contract size adjustment to be made. ERC of Building Component + ERC of P&M = Total ERC to which contract size adjustment should be applied. The appropriate % adjustment should be made in accordance with the scale for contract size adjustment specified under section 6 of the RCG 2021 Guidance notes. The currency ERC rates are set at £4m (Four Million Pounds) @ 1st April 2019 (AVD) for the RCG 2021 Publication. | - | - | 2 | TRUE
3210 | 41P76M | 5620 | 41P76M | Industrial Buildings | Insulated Buildings | Sheet Metal Cladding | 5,001 - 10,000m2 | Eaves Height - 7.5m | Building Area only; Site strip vegetation; Strip foundations; Column bases; Insulated Concrete GF slab with DPM and Mesh,150 thick up to 10,000m2, 200mm thick over 10,000m2 GIA; Steel Portal frame with bolts and baseplates; Coated galvanised trapezoidal roof sheets with insulation on steel purlins; Roof lights; valley gutters; matching fascia and soffit; Rainwater downpipes and gutters; trapezoidal insulated wall system cladding on cladding rails; External roller shutter doors and personnel doors; Single phase electrics, lighting and power; Gas fuelled hot air burners; Underslab storm drainage from internal downpipes on building area greater than 1,000m2; | Location Adjustment Applicable (See Guidance Notes) - ERC = UK mean of 1.00 | (BEAMS Note 2) The ERC for this item should be added to all other rateable items on the hereditament (except land). Therefore the total of the ERC of the other Building Items and the P&M ERC (where applicable) to enable the correct contract size adjustment to be made. ERC of Building Component + ERC of P&M = Total ERC to which contract size adjustment should be applied. The appropriate % adjustment should be made in accordance with the scale for contract size adjustment specified under section 6 of the RCG 2023 Guidance notes. The currency ERC rates are set at £4m (Four Million Pounds) @ 1st April 2021 (AVD) for the RCG 2023 Publication. | The data consists of a typical Industrial shell. Works include the Industrial shell as described and includes works up to 1m perimeter to the building (1m wide paving slabs & foul/storm drainage), The cost include 2 no. personnel doors and roller shutters are included at 1 door up to 1,000m2 , 2 roller doors over 1,000m2 (GIA), and 4 roller doors over 5,000m2. Costs are for the shell only and do not include for internal rooms such as offices or toilets which should be added for seperately. See Variations for assistance. | - | - | - | - | - | Cavity Wall construction to lower walls should be added by measuring wall area at an E/O rate of £102m2, single block walls are cost neutral. Additional roller shutter doors over and above the beacon specification at should be added at additonal cost of £ 232 each (4 x 4m) . Additional personnel doors over the assumed 2nr. - add £1,077 each. If no heating is present a deduction of £28m2 (GIA) should be made to the beacon cost. Internal offices (in Industrial complexes) should be added by reference to Cost Guide code series 42P04A -42P40V, Internal WC - 42P40W, amenity blocks - showers & toilets (New code TBC) & Canteens (New CodeTBC) | - | - | 10105 | 41R28M, 41P86M, 41P38T | m2 | - | 3 - INDUSTRIAL | David Grace | Jim Allen | 308.3001 | Option 1 | 382.2317 | 23.98% | 637.3329 | 457.5898 | 48.42% | 19.72% | 457.5898 | 48.42% | Price Book Data | P. Avo | VOA_GPN_GOV_UK\7243572 | 2021-07-12 | Low | - | Low | - | - | Updated indiced etc. 24/03/2021 - Copied to the latest DCS. | NA | SPONS A&B | 1.561 | (BEAMS Note 2) The ERC for this item should be added to all other rateable items on the hereditament (except land). Therefore the total of the ERC of the other Building Items and the P&M ERC (where applicable) to enable the correct contract size adjustment to be made. ERC of Building Component + ERC of P&M = Total ERC to which contract size adjustment should be applied. The appropriate % adjustment should be made in accordance with the scale for contract size adjustment specified under section 6 of the RCG 2021 Guidance notes. The currency ERC rates are set at £4m (Four Million Pounds) @ 1st April 2019 (AVD) for the RCG 2021 Publication. | - | - | 2 | TRUE
3211 | 41P76P | 5621 | 41P76P | Industrial Buildings | Insulated Buildings | Sheet Metal Cladding | 5,001 - 10,000m2 | Eaves Height - 8m | Building Area only; Site strip vegetation; Strip foundations; Column bases; Insulated Concrete GF slab with DPM and Mesh,150 thick up to 10,000m2, 200mm thick over 10,000m2 GIA; Steel Portal frame with bolts and baseplates; Coated galvanised trapezoidal roof sheets with insulation on steel purlins; Roof lights; valley gutters; matching fascia and soffit; Rainwater downpipes and gutters; trapezoidal insulated wall system cladding on cladding rails; External roller shutter doors and personnel doors; Single phase electrics, lighting and power; Gas fuelled hot air burners; Underslab storm drainage from internal downpipes on building area greater than 1,000m2; | Location Adjustment Applicable (See Guidance Notes) - ERC = UK mean of 1.00 | (BEAMS Note 2) The ERC for this item should be added to all other rateable items on the hereditament (except land). Therefore the total of the ERC of the other Building Items and the P&M ERC (where applicable) to enable the correct contract size adjustment to be made. ERC of Building Component + ERC of P&M = Total ERC to which contract size adjustment should be applied. The appropriate % adjustment should be made in accordance with the scale for contract size adjustment specified under section 6 of the RCG 2023 Guidance notes. The currency ERC rates are set at £4m (Four Million Pounds) @ 1st April 2021 (AVD) for the RCG 2023 Publication. | The data consists of a typical Industrial shell. Works include the Industrial shell as described and includes works up to 1m perimeter to the building (1m wide paving slabs & foul/storm drainage), The cost include 2 no. personnel doors and roller shutters are included at 1 door up to 1,000m2 , 2 roller doors over 1,000m2 (GIA), and 4 roller doors over 5,000m2. Costs are for the shell only and do not include for internal rooms such as offices or toilets which should be added for seperately. See Variations for assistance. | - | - | - | - | - | Cavity Wall construction to lower walls should be added by measuring wall area at an E/O rate of £102m2, single block walls are cost neutral. Additional roller shutter doors over and above the beacon specification at should be added at additonal cost of £ 232 each (4 x 4m) . Additional personnel doors over the assumed 2nr. - add £1,077 each. If no heating is present a deduction of £28m2 (GIA) should be made to the beacon cost. Internal offices (in Industrial complexes) should be added by reference to Cost Guide code series 42P04A -42P40V, Internal WC - 42P40W, amenity blocks - showers & toilets (New code TBC) & Canteens (New CodeTBC) | - | - | 10105 | 41R28P, 41P86P, 41P39A | m2 | - | 3 - INDUSTRIAL | David Grace | Jim Allen | 321.3702 | Option 1 | 398.436 | 23.98% | 640.0565 | 459.5453 | 43% | 15.34% | 459.5453 | 43% | Price Book Data | P. Avo | VOA_GPN_GOV_UK\7243572 | 2021-07-12 | Low | - | Low | - | - | Updated indiced etc. 24/03/2021 - Copied to the latest DCS. | NA | SPONS A&B | 1.561 | (BEAMS Note 2) The ERC for this item should be added to all other rateable items on the hereditament (except land). Therefore the total of the ERC of the other Building Items and the P&M ERC (where applicable) to enable the correct contract size adjustment to be made. ERC of Building Component + ERC of P&M = Total ERC to which contract size adjustment should be applied. The appropriate % adjustment should be made in accordance with the scale for contract size adjustment specified under section 6 of the RCG 2021 Guidance notes. The currency ERC rates are set at £4m (Four Million Pounds) @ 1st April 2019 (AVD) for the RCG 2021 Publication. | - | - | 2 | TRUE
3212 | 41P76T | 5625 | 41P76T | Industrial Buildings | Insulated Buildings | Sheet Metal Cladding | 5,001 - 10,000m2 | Eaves Height - 8.5m | Building Area only; Site strip vegetation; Strip foundations; Column bases; Insulated Concrete GF slab with DPM and Mesh,150 thick up to 10,000m2, 200mm thick over 10,000m2 GIA; Steel Portal frame with bolts and baseplates; Coated galvanised trapezoidal roof sheets with insulation on steel purlins; Roof lights; valley gutters; matching fascia and soffit; Rainwater downpipes and gutters; trapezoidal insulated wall system cladding on cladding rails; External roller shutter doors and personnel doors; Single phase electrics, lighting and power; Gas fuelled hot air burners; Underslab storm drainage from internal downpipes on building area greater than 1,000m2; | Location Adjustment Applicable (See Guidance Notes) - ERC = UK mean of 1.00 | (BEAMS Note 2) The ERC for this item should be added to all other rateable items on the hereditament (except land). Therefore the total of the ERC of the other Building Items and the P&M ERC (where applicable) to enable the correct contract size adjustment to be made. ERC of Building Component + ERC of P&M = Total ERC to which contract size adjustment should be applied. The appropriate % adjustment should be made in accordance with the scale for contract size adjustment specified under section 6 of the RCG 2023 Guidance notes. The currency ERC rates are set at £4m (Four Million Pounds) @ 1st April 2021 (AVD) for the RCG 2023 Publication. | The data consists of a typical Industrial shell. Works include the Industrial shell as described and includes works up to 1m perimeter to the building (1m wide paving slabs & foul/storm drainage), The cost include 2 no. personnel doors and roller shutters are included at 1 door up to 1,000m2 , 2 roller doors over 1,000m2 (GIA), and 4 roller doors over 5,000m2. Costs are for the shell only and do not include for internal rooms such as offices or toilets which should be added for seperately. See Variations for assistance. | - | - | - | - | - | Cavity Wall construction to lower walls should be added by measuring wall area at an E/O rate of £102m2, single block walls are cost neutral. Additional roller shutter doors over and above the beacon specification at should be added at additonal cost of £ 232 each (4 x 4m) . Additional personnel doors over the assumed 2nr. - add £1,077 each. If no heating is present a deduction of £28m2 (GIA) should be made to the beacon cost. Internal offices (in Industrial complexes) should be added by reference to Cost Guide code series 42P04A -42P40V, Internal WC - 42P40W, amenity blocks - showers & toilets (New code TBC) & Canteens (New CodeTBC) | - | - | 10105 | 41R28T, 41P86T, 41P39C | m2 | - | 3 - INDUSTRIAL | David Grace | Jim Allen | 324.4455 | Option 1 | 402.2488 | 23.98% | 642.7802 | 461.5008 | 42.24% | 14.73% | 461.5008 | 42.24% | Price Book Data | P. Avo | VOA_GPN_GOV_UK\7243572 | 2021-07-12 | Low | - | Low | - | - | Updated indiced etc. 24/03/2021 - Copied to the latest DCS. | NA | SPONS A&B | 1.561 | (BEAMS Note 2) The ERC for this item should be added to all other rateable items on the hereditament (except land). Therefore the total of the ERC of the other Building Items and the P&M ERC (where applicable) to enable the correct contract size adjustment to be made. ERC of Building Component + ERC of P&M = Total ERC to which contract size adjustment should be applied. The appropriate % adjustment should be made in accordance with the scale for contract size adjustment specified under section 6 of the RCG 2021 Guidance notes. The currency ERC rates are set at £4m (Four Million Pounds) @ 1st April 2019 (AVD) for the RCG 2021 Publication. | - | - | 2 | TRUE
3213 | 41P77A | 5631 | 41P77A | Industrial Buildings | Insulated Buildings | Sheet Metal Cladding | 5,001 - 10,000m2 | Eaves Height - 9m | Building Area only; Site strip vegetation; Strip foundations; Column bases; Insulated Concrete GF slab with DPM and Mesh,150 thick up to 10,000m2, 200mm thick over 10,000m2 GIA; Steel Portal frame with bolts and baseplates; Coated galvanised trapezoidal roof sheets with insulation on steel purlins; Roof lights; valley gutters; matching fascia and soffit; Rainwater downpipes and gutters; trapezoidal insulated wall system cladding on cladding rails; External roller shutter doors and personnel doors; Single phase electrics, lighting and power; Gas fuelled hot air burners; Underslab storm drainage from internal downpipes on building area greater than 1,000m2; | Location Adjustment Applicable (See Guidance Notes) - ERC = UK mean of 1.00 | (BEAMS Note 2) The ERC for this item should be added to all other rateable items on the hereditament (except land). Therefore the total of the ERC of the other Building Items and the P&M ERC (where applicable) to enable the correct contract size adjustment to be made. ERC of Building Component + ERC of P&M = Total ERC to which contract size adjustment should be applied. The appropriate % adjustment should be made in accordance with the scale for contract size adjustment specified under section 6 of the RCG 2023 Guidance notes. The currency ERC rates are set at £4m (Four Million Pounds) @ 1st April 2021 (AVD) for the RCG 2023 Publication. | The data consists of a typical Industrial shell. Works include the Industrial shell as described and includes works up to 1m perimeter to the building (1m wide paving slabs & foul/storm drainage), The cost include 2 no. personnel doors and roller shutters are included at 1 door up to 1,000m2 , 2 roller doors over 1,000m2 (GIA), and 4 roller doors over 5,000m2. Costs are for the shell only and do not include for internal rooms such as offices or toilets which should be added for seperately. See Variations for assistance. | - | - | - | - | - | Cavity Wall construction to lower walls should be added by measuring wall area at an E/O rate of £102m2, single block walls are cost neutral. Additional roller shutter doors over and above the beacon specification at should be added at additonal cost of £ 232 each (4 x 4m) . Additional personnel doors over the assumed 2nr. - add £1,077 each. If no heating is present a deduction of £28m2 (GIA) should be made to the beacon cost. Internal offices (in Industrial complexes) should be added by reference to Cost Guide code series 42P04A -42P40V, Internal WC - 42P40W, amenity blocks - showers & toilets (New code TBC) & Canteens (New CodeTBC) | - | - | 10105 | 41R28V, 41P86V, 41P39E | m2 | - | 3 - INDUSTRIAL | David Grace | Jim Allen | 326.752 | Option 1 | 405.1084 | 23.98% | 645.5039 | 463.4563 | 41.84% | 14.4% | 463.4563 | 41.84% | Price Book Data | P. Avo | VOA_GPN_GOV_UK\7243572 | 2021-07-12 | Low | - | Low | - | - | Updated indiced etc. 24/03/2021 - Copied to the latest DCS. | NA | SPONS A&B | 1.561 | (BEAMS Note 2) The ERC for this item should be added to all other rateable items on the hereditament (except land). Therefore the total of the ERC of the other Building Items and the P&M ERC (where applicable) to enable the correct contract size adjustment to be made. ERC of Building Component + ERC of P&M = Total ERC to which contract size adjustment should be applied. The appropriate % adjustment should be made in accordance with the scale for contract size adjustment specified under section 6 of the RCG 2021 Guidance notes. The currency ERC rates are set at £4m (Four Million Pounds) @ 1st April 2019 (AVD) for the RCG 2021 Publication. | - | - | 2 | TRUE
3214 | 41P77E | 5632 | 41P77E | Industrial Buildings | Insulated Buildings | Sheet Metal Cladding | 5,001 - 10,000m2 | Eaves Height - 9.5m | Building Area only; Site strip vegetation; Strip foundations; Column bases; Insulated Concrete GF slab with DPM and Mesh,150 thick up to 10,000m2, 200mm thick over 10,000m2 GIA; Steel Portal frame with bolts and baseplates; Coated galvanised trapezoidal roof sheets with insulation on steel purlins; Roof lights; valley gutters; matching fascia and soffit; Rainwater downpipes and gutters; trapezoidal insulated wall system cladding on cladding rails; External roller shutter doors and personnel doors; Single phase electrics, lighting and power; Gas fuelled hot air burners; Underslab storm drainage from internal downpipes on building area greater than 1,000m2; | Location Adjustment Applicable (See Guidance Notes) - ERC = UK mean of 1.00 | (BEAMS Note 2) The ERC for this item should be added to all other rateable items on the hereditament (except land). Therefore the total of the ERC of the other Building Items and the P&M ERC (where applicable) to enable the correct contract size adjustment to be made. ERC of Building Component + ERC of P&M = Total ERC to which contract size adjustment should be applied. The appropriate % adjustment should be made in accordance with the scale for contract size adjustment specified under section 6 of the RCG 2023 Guidance notes. The currency ERC rates are set at £4m (Four Million Pounds) @ 1st April 2021 (AVD) for the RCG 2023 Publication. | The data consists of a typical Industrial shell. Works include the Industrial shell as described and includes works up to 1m perimeter to the building (1m wide paving slabs & foul/storm drainage), The cost include 2 no. personnel doors and roller shutters are included at 1 door up to 1,000m2 , 2 roller doors over 1,000m2 (GIA), and 4 roller doors over 5,000m2. Costs are for the shell only and do not include for internal rooms such as offices or toilets which should be added for seperately. See Variations for assistance. | - | - | - | - | - | Cavity Wall construction to lower walls should be added by measuring wall area at an E/O rate of £102m2, single block walls are cost neutral. Additional roller shutter doors over and above the beacon specification at should be added at additonal cost of £ 232 each (4 x 4m) . Additional personnel doors over the assumed 2nr. - add £1,077 each. If no heating is present a deduction of £28m2 (GIA) should be made to the beacon cost. Internal offices (in Industrial complexes) should be added by reference to Cost Guide code series 42P04A -42P40V, Internal WC - 42P40W, amenity blocks - showers & toilets (New code TBC) & Canteens (New CodeTBC) | - | - | 10105 | 41R28X, 41P86X, 41P39G | m2 | - | 3 - INDUSTRIAL | David Grace | Jim Allen | 329.8273 | Option 1 | 408.9212 | 23.98% | 648.2275 | 465.4119 | 41.11% | 13.81% | 465.4119 | 41.11% | Price Book Data | P. Avo | VOA_GPN_GOV_UK\7243572 | 2021-07-12 | Low | - | Low | - | - | Updated indiced etc. 24/03/2021 - Copied to the latest DCS. | NA | SPONS A&B | 1.561 | (BEAMS Note 2) The ERC for this item should be added to all other rateable items on the hereditament (except land). Therefore the total of the ERC of the other Building Items and the P&M ERC (where applicable) to enable the correct contract size adjustment to be made. ERC of Building Component + ERC of P&M = Total ERC to which contract size adjustment should be applied. The appropriate % adjustment should be made in accordance with the scale for contract size adjustment specified under section 6 of the RCG 2021 Guidance notes. The currency ERC rates are set at £4m (Four Million Pounds) @ 1st April 2019 (AVD) for the RCG 2021 Publication. | - | - | 2 | TRUE